## Info
This data sheet contains information related to the exposed energy walls - GE (Ground-Excavation) in the journal article titled "A Novel Analytical Approach for Evaluating Thermally Active Underground Retaining Walls". This sheet contains all numerical results extracted from COMSOL Multiphysics for all parametric cases connected to GE energy walls.
Variables used | Defination
s=Pipe Spacing | Centre-to-centre distance between two pipes
W=Wall Thickness | Thickness of the enrgy wall
c=Cover | Cover distance from the edge of the pipe to the ground wall interface
D=Pipe Diameter | Diameter of the heat Exchanger Pipe
R=Thermal Conductivity Ratio | Ratio of the thermal conductivity of soil to the thermal conductivity of the wall
S=Standard Model | Represents the standard model used in the analysis
t=time | Time in either seconds or hours
qw=flux in w/m2 | Heat flux per unit area at the ground-wall interface
Tw=Temp in degrees Celsius | Temperature at the ground-wall interface
Tp=Temp in degrees Celsius | Temperature at the pipe outer boundaries
∆TW | The difference between the temperature calculated using numerical and analytical methods at the ground wall interface in an exposed energy wall (GE).
IPS | Infinite Plane Source, which is the base model used for calculations through FIS method
FIS Method | The flux and IPS splitting method, which is used to calculate the temperature at the ground wall interface

## Standard
Temp (initial) |  | 16 | ℃ | Soil | Themal Conductivity (λ) | 1 | W/(m.k)
Diameter (D) |  | 0.025 | m |  | Density (ρ) | 2000 | kg/(m^3)
Clear Cover (c) |  | 0.075 | m |  | Heat Capacity/Specific Heat (Cp) | 800 | J/(kg.K)
Cover (r+cover) |  | 0.0875 | m |  | Themal Diffusivity (α) | 6.25e-07 | (m^2)/s
Wall Thickness |  | 0.8 | m | Concrete | Themal Conductivity (λ) | 1 | W/(m.k)
Pipe Spacing |  | 0.5 | m |  | Density (ρ) | 2000 | kg/(m^3)
Heat Flux (Qeq) Wall |  | 6.2832 | W/(m^2) |  | Heat Capacity/Specific Heat (Cp) | 800 | J/(kg.K) | O
Heat Flux (Q0) Pipe |  | 40 | W/(m^2) |  | Themal Diffusivity (α) | 6.25e-07 | (m^2)/s
Total Time (Tf) |  | 366 | D
| Sec | Hr
time-step | 3600 | 1
COMSOL
| Insert Comsol Data |  |  |  |  | IPS
t(hr) | t(sec) | qw | Tw(C)_s500_W800_SM | Tp(C) |  | Tw(FIS)_s500_W800_SM
0 | 0 | 4.0281e-06 | 16 | 16.2303 |  | #DIV/0!
1 | 3600 | 0.53795 | 16.0255 | 16.8921 |  | 16.019
2 | 7200 | 1.0053 | 16.0603 | 17.0196 |  | 16.0575
3 | 10800 | 1.3623 | 16.0966 | 17.132 |  | 16.0952
4 | 14400 | 1.5801 | 16.1312 | 17.211 |  | 16.1305
5 | 18000 | 1.7311 | 16.1637 | 17.2694 |  | 16.1633
6 | 21600 | 1.8448 | 16.1943 | 17.3162 |  | 16.194
7 | 25200 | 1.9351 | 16.2231 | 17.3563 |  | 16.223
8 | 28800 | 2.009 | 16.2504 | 17.3919 |  | 16.2504
9 | 32400 | 2.0727 | 16.2767 | 17.4246 |  | 16.2765
10 | 36000 | 2.1277 | 16.3019 | 17.4547 |  | 16.3015
11 | 39600 | 2.1751 | 16.3261 | 17.4827 |  | 16.3254
12 | 43200 | 2.2162 | 16.3494 | 17.5088 |  | 16.3484
13 | 46800 | 2.2524 | 16.3718 | 17.5335 |  | 16.3706
14 | 50400 | 2.2845 | 16.3934 | 17.557 |  | 16.3921
15 | 54000 | 2.3132 | 16.4144 | 17.5795 |  | 16.4129
16 | 57600 | 2.3393 | 16.4347 | 17.6011 |  | 16.4332
17 | 61200 | 2.3629 | 16.4544 | 17.622 |  | 16.4528
18 | 64800 | 2.3846 | 16.4736 | 17.6422 |  | 16.472
19 | 68400 | 2.4045 | 16.4924 | 17.6619 |  | 16.4906
20 | 72000 | 2.4229 | 16.5107 | 17.681 |  | 16.5089
21 | 75600 | 2.44 | 16.5285 | 17.6996 |  | 16.5267
22 | 79200 | 2.4559 | 16.546 | 17.7178 |  | 16.5441
23 | 82800 | 2.4708 | 16.5631 | 17.7355 |  | 16.5612
24 | 86400 | 2.4847 | 16.5798 | 17.7529 |  | 16.5779
25 | 90000 | 2.4978 | 16.5963 | 17.7699 |  | 16.5943
26 | 93600 | 2.5102 | 16.6124 | 17.7865 |  | 16.6104
27 | 97200 | 2.5218 | 16.6282 | 17.8028 |  | 16.6262
28 | 100800 | 2.5329 | 16.6438 | 17.8189 |  | 16.6418
29 | 104400 | 2.5434 | 16.6591 | 17.8346 |  | 16.6571
30 | 108000 | 2.5533 | 16.6742 | 17.8501 |  | 16.6721
31 | 111600 | 2.5628 | 16.689 | 17.8653 |  | 16.6869
32 | 115200 | 2.5719 | 16.7036 | 17.8803 |  | 16.7015
33 | 118800 | 2.5805 | 16.718 | 17.8951 |  | 16.7159
34 | 122400 | 2.5888 | 16.7322 | 17.9096 |  | 16.73
35 | 126000 | 2.5968 | 16.7461 | 17.9239 |  | 16.744
36 | 129600 | 2.6044 | 16.7599 | 17.938 |  | 16.7578
37 | 133200 | 2.6118 | 16.7736 | 17.952 |  | 16.7714
38 | 136800 | 2.6189 | 16.787 | 17.9657 |  | 16.7849
39 | 140400 | 2.6257 | 16.8003 | 17.9793 |  | 16.7981
40 | 144000 | 2.6323 | 16.8134 | 17.9927 |  | 16.8112
41 | 147600 | 2.6387 | 16.8264 | 18.006 |  | 16.8242
42 | 151200 | 2.645 | 16.8392 | 18.0191 |  | 16.837
43 | 154800 | 2.651 | 16.8519 | 18.032 |  | 16.8497
44 | 158400 | 2.6568 | 16.8644 | 18.0448 |  | 16.8622
45 | 162000 | 2.6626 | 16.8768 | 18.0575 |  | 16.8746
46 | 165600 | 2.6681 | 16.8891 | 18.0701 |  | 16.8869
47 | 169200 | 2.6735 | 16.9013 | 18.0825 |  | 16.8991
48 | 172800 | 2.6788 | 16.9133 | 18.0948 |  | 16.9111
49 | 176400 | 2.684 | 16.9252 | 18.1069 |  | 16.923
50 | 180000 | 2.6891 | 16.937 | 18.119 |  | 16.9349
51 | 183600 | 2.6941 | 16.9488 | 18.131 |  | 16.9466
52 | 187200 | 2.699 | 16.9604 | 18.1428 |  | 16.9582
53 | 190800 | 2.7038 | 16.9719 | 18.1546 |  | 16.9697
54 | 194400 | 2.7085 | 16.9833 | 18.1662 |  | 16.9811
55 | 198000 | 2.7131 | 16.9946 | 18.1778 |  | 16.9924
56 | 201600 | 2.7177 | 17.0058 | 18.1893 |  | 17.0036
57 | 205200 | 2.7222 | 17.017 | 18.2007 |  | 17.0148
58 | 208800 | 2.7267 | 17.028 | 18.212 |  | 17.0258
59 | 212400 | 2.7311 | 17.039 | 18.2232 |  | 17.0368
60 | 216000 | 2.7355 | 17.0499 | 18.2343 |  | 17.0477
61 | 219600 | 2.7398 | 17.0607 | 18.2454 |  | 17.0585
62 | 223200 | 2.744 | 17.0715 | 18.2564 |  | 17.0693
63 | 226800 | 2.7483 | 17.0822 | 18.2673 |  | 17.08
64 | 230400 | 2.7525 | 17.0928 | 18.2781 |  | 17.0906
65 | 234000 | 2.7566 | 17.1033 | 18.2889 |  | 17.1011
66 | 237600 | 2.7608 | 17.1138 | 18.2996 |  | 17.1116
67 | 241200 | 2.7649 | 17.1242 | 18.3103 |  | 17.122
68 | 244800 | 2.7689 | 17.1345 | 18.3209 |  | 17.1323
69 | 248400 | 2.773 | 17.1448 | 18.3314 |  | 17.1426
70 | 252000 | 2.777 | 17.155 | 18.3419 |  | 17.1528
71 | 255600 | 2.781 | 17.1652 | 18.3523 |  | 17.163
72 | 259200 | 2.785 | 17.1753 | 18.3627 |  | 17.1731
73 | 262800 | 2.789 | 17.1854 | 18.373 |  | 17.1831
74 | 266400 | 2.793 | 17.1954 | 18.3832 |  | 17.1931
75 | 270000 | 2.7969 | 17.2053 | 18.3934 |  | 17.2031
76 | 273600 | 2.8009 | 17.2152 | 18.4036 |  | 17.213
77 | 277200 | 2.8048 | 17.2251 | 18.4137 |  | 17.2229
78 | 280800 | 2.8087 | 17.2349 | 18.4238 |  | 17.2327
79 | 284400 | 2.8126 | 17.2446 | 18.4338 |  | 17.2424
80 | 288000 | 2.8165 | 17.2543 | 18.4438 |  | 17.2521
81 | 291600 | 2.8204 | 17.264 | 18.4537 |  | 17.2618
82 | 295200 | 2.8243 | 17.2736 | 18.4636 |  | 17.2714
83 | 298800 | 2.8282 | 17.2832 | 18.4735 |  | 17.281
84 | 302400 | 2.832 | 17.2928 | 18.4833 |  | 17.2906
85 | 306000 | 2.8359 | 17.3023 | 18.4931 |  | 17.3001
86 | 309600 | 2.8398 | 17.3117 | 18.5028 |  | 17.3095
87 | 313200 | 2.8436 | 17.3212 | 18.5125 |  | 17.319
88 | 316800 | 2.8475 | 17.3306 | 18.5222 |  | 17.3284
89 | 320400 | 2.8514 | 17.3399 | 18.5318 |  | 17.3377
90 | 324000 | 2.8552 | 17.3492 | 18.5414 |  | 17.347
91 | 327600 | 2.8591 | 17.3585 | 18.551 |  | 17.3563
92 | 331200 | 2.8629 | 17.3678 | 18.5605 |  | 17.3656
93 | 334800 | 2.8668 | 17.377 | 18.57 |  | 17.3748
94 | 338400 | 2.8706 | 17.3862 | 18.5795 |  | 17.384
95 | 342000 | 2.8744 | 17.3954 | 18.5889 |  | 17.3932
96 | 345600 | 2.8783 | 17.4045 | 18.5983 |  | 17.4023
97 | 349200 | 2.8821 | 17.4136 | 18.6077 |  | 17.4114
98 | 352800 | 2.886 | 17.4227 | 18.6171 |  | 17.4204
99 | 356400 | 2.8898 | 17.4317 | 18.6264 |  | 17.4295
100 | 360000 | 2.8936 | 17.4407 | 18.6357 |  | 17.4385
101 | 363600 | 2.8975 | 17.4497 | 18.645 |  | 17.4475
102 | 367200 | 2.9013 | 17.4586 | 18.6542 |  | 17.4564
103 | 370800 | 2.9051 | 17.4676 | 18.6635 |  | 17.4654
104 | 374400 | 2.909 | 17.4765 | 18.6727 |  | 17.4743
105 | 378000 | 2.9128 | 17.4854 | 18.6818 |  | 17.4832
106 | 381600 | 2.9166 | 17.4942 | 18.691 |  | 17.492
107 | 385200 | 2.9205 | 17.503 | 18.7001 |  | 17.5008
108 | 388800 | 2.9243 | 17.5119 | 18.7092 |  | 17.5097
109 | 392400 | 2.9281 | 17.5206 | 18.7183 |  | 17.5184
110 | 396000 | 2.932 | 17.5294 | 18.7273 |  | 17.5272
111 | 399600 | 2.9358 | 17.5381 | 18.7364 |  | 17.5359
112 | 403200 | 2.9396 | 17.5469 | 18.7454 |  | 17.5447
113 | 406800 | 2.9434 | 17.5555 | 18.7544 |  | 17.5533
114 | 410400 | 2.9473 | 17.5642 | 18.7634 |  | 17.562
115 | 414000 | 2.9511 | 17.5729 | 18.7723 |  | 17.5707
116 | 417600 | 2.9549 | 17.5815 | 18.7812 |  | 17.5793
117 | 421200 | 2.9587 | 17.5901 | 18.7902 |  | 17.5879
118 | 424800 | 2.9625 | 17.5987 | 18.7991 |  | 17.5965
119 | 428400 | 2.9663 | 17.6073 | 18.8079 |  | 17.6051
120 | 432000 | 2.9702 | 17.6158 | 18.8168 |  | 17.6136
121 | 435600 | 2.974 | 17.6244 | 18.8256 |  | 17.6222
122 | 439200 | 2.9778 | 17.6329 | 18.8344 |  | 17.6307
123 | 442800 | 2.9816 | 17.6414 | 18.8432 |  | 17.6392
124 | 446400 | 2.9854 | 17.6499 | 18.852 |  | 17.6477
125 | 450000 | 2.9892 | 17.6583 | 18.8608 |  | 17.6561
126 | 453600 | 2.993 | 17.6668 | 18.8695 |  | 17.6646
127 | 457200 | 2.9968 | 17.6752 | 18.8783 |  | 17.673
128 | 460800 | 3.0006 | 17.6836 | 18.887 |  | 17.6814
129 | 464400 | 3.0044 | 17.692 | 18.8957 |  | 17.6898
130 | 468000 | 3.0082 | 17.7004 | 18.9044 |  | 17.6982
131 | 471600 | 3.012 | 17.7087 | 18.913 |  | 17.7065
132 | 475200 | 3.0157 | 17.7171 | 18.9217 |  | 17.7149
133 | 478800 | 3.0195 | 17.7254 | 18.9303 |  | 17.7232
134 | 482400 | 3.0233 | 17.7337 | 18.9389 |  | 17.7315
135 | 486000 | 3.0271 | 17.742 | 18.9475 |  | 17.7398
136 | 489600 | 3.0308 | 17.7503 | 18.9561 |  | 17.7481
137 | 493200 | 3.0346 | 17.7586 | 18.9647 |  | 17.7564
138 | 496800 | 3.0384 | 17.7668 | 18.9733 |  | 17.7646
139 | 500400 | 3.0421 | 17.7751 | 18.9818 |  | 17.7729
140 | 504000 | 3.0459 | 17.7833 | 18.9903 |  | 17.7811
141 | 507600 | 3.0496 | 17.7915 | 18.9989 |  | 17.7893
142 | 511200 | 3.0534 | 17.7997 | 19.0074 |  | 17.7975
143 | 514800 | 3.0571 | 17.8079 | 19.0159 |  | 17.8057
144 | 518400 | 3.0608 | 17.8161 | 19.0243 |  | 17.8139
145 | 522000 | 3.0646 | 17.8242 | 19.0328 |  | 17.822
146 | 525600 | 3.0683 | 17.8324 | 19.0412 |  | 17.8302
147 | 529200 | 3.072 | 17.8405 | 19.0497 |  | 17.8383
148 | 532800 | 3.0757 | 17.8486 | 19.0581 |  | 17.8464
149 | 536400 | 3.0794 | 17.8567 | 19.0665 |  | 17.8545
150 | 540000 | 3.0832 | 17.8648 | 19.0749 |  | 17.8626
151 | 543600 | 3.0869 | 17.8729 | 19.0833 |  | 17.8707
152 | 547200 | 3.0906 | 17.8809 | 19.0917 |  | 17.8788
153 | 550800 | 3.0942 | 17.889 | 19.1 |  | 17.8868
154 | 554400 | 3.0979 | 17.897 | 19.1084 |  | 17.8949
155 | 558000 | 3.1016 | 17.9051 | 19.1167 |  | 17.9029
156 | 561600 | 3.1053 | 17.9131 | 19.125 |  | 17.9109
157 | 565200 | 3.109 | 17.9211 | 19.1334 |  | 17.9189
158 | 568800 | 3.1126 | 17.9291 | 19.1417 |  | 17.9269
159 | 572400 | 3.1163 | 17.9371 | 19.1499 |  | 17.9349
160 | 576000 | 3.1199 | 17.9451 | 19.1582 |  | 17.9429
161 | 579600 | 3.1236 | 17.953 | 19.1665 |  | 17.9508
162 | 583200 | 3.1272 | 17.961 | 19.1747 |  | 17.9588
163 | 586800 | 3.1309 | 17.9689 | 19.183 |  | 17.9667
164 | 590400 | 3.1345 | 17.9768 | 19.1912 |  | 17.9747
165 | 594000 | 3.1381 | 17.9848 | 19.1994 |  | 17.9826
166 | 597600 | 3.1417 | 17.9927 | 19.2076 |  | 17.9905
167 | 601200 | 3.1453 | 18.0006 | 19.2158 |  | 17.9984
168 | 604800 | 3.1489 | 18.0085 | 19.224 |  | 18.0063
169 | 608400 | 3.1525 | 18.0163 | 19.2322 |  | 18.0142
170 | 612000 | 3.1561 | 18.0242 | 19.2404 |  | 18.022
171 | 615600 | 3.1597 | 18.0321 | 19.2485 |  | 18.0299
172 | 619200 | 3.1633 | 18.0399 | 19.2567 |  | 18.0377
173 | 622800 | 3.1669 | 18.0477 | 19.2648 |  | 18.0456
174 | 626400 | 3.1704 | 18.0556 | 19.2729 |  | 18.0534
175 | 630000 | 3.174 | 18.0634 | 19.281 |  | 18.0612
176 | 633600 | 3.1775 | 18.0712 | 19.2891 |  | 18.069
177 | 637200 | 3.1811 | 18.079 | 19.2972 |  | 18.0768
178 | 640800 | 3.1846 | 18.0868 | 19.3053 |  | 18.0846
179 | 644400 | 3.1882 | 18.0946 | 19.3134 |  | 18.0924
180 | 648000 | 3.1917 | 18.1023 | 19.3214 |  | 18.1001
181 | 651600 | 3.1952 | 18.1101 | 19.3295 |  | 18.1079
182 | 655200 | 3.1987 | 18.1178 | 19.3375 |  | 18.1157
183 | 658800 | 3.2022 | 18.1256 | 19.3456 |  | 18.1234
184 | 662400 | 3.2057 | 18.1333 | 19.3536 |  | 18.1311
185 | 666000 | 3.2092 | 18.141 | 19.3616 |  | 18.1388
186 | 669600 | 3.2127 | 18.1487 | 19.3696 |  | 18.1466
187 | 673200 | 3.2161 | 18.1564 | 19.3776 |  | 18.1543
188 | 676800 | 3.2196 | 18.1641 | 19.3856 |  | 18.162
189 | 680400 | 3.2231 | 18.1718 | 19.3936 |  | 18.1696
190 | 684000 | 3.2265 | 18.1795 | 19.4015 |  | 18.1773
191 | 687600 | 3.23 | 18.1872 | 19.4095 |  | 18.185
192 | 691200 | 3.2334 | 18.1948 | 19.4174 |  | 18.1927
193 | 694800 | 3.2368 | 18.2025 | 19.4254 |  | 18.2003
194 | 698400 | 3.2403 | 18.2101 | 19.4333 |  | 18.2079
195 | 702000 | 3.2437 | 18.2177 | 19.4412 |  | 18.2156
196 | 705600 | 3.2471 | 18.2254 | 19.4491 |  | 18.2232
197 | 709200 | 3.2505 | 18.233 | 19.457 |  | 18.2308
198 | 712800 | 3.2539 | 18.2406 | 19.4649 |  | 18.2384
199 | 716400 | 3.2573 | 18.2482 | 19.4728 |  | 18.246
200 | 720000 | 3.2607 | 18.2558 | 19.4807 |  | 18.2536
201 | 723600 | 3.264 | 18.2634 | 19.4886 |  | 18.2612
202 | 727200 | 3.2674 | 18.2709 | 19.4964 |  | 18.2688
203 | 730800 | 3.2707 | 18.2785 | 19.5043 |  | 18.2763
204 | 734400 | 3.2741 | 18.2861 | 19.5121 |  | 18.2839
205 | 738000 | 3.2774 | 18.2936 | 19.5199 |  | 18.2915
206 | 741600 | 3.2808 | 18.3012 | 19.5278 |  | 18.299
207 | 745200 | 3.2841 | 18.3087 | 19.5356 |  | 18.3065
208 | 748800 | 3.2874 | 18.3162 | 19.5434 |  | 18.3141
209 | 752400 | 3.2907 | 18.3238 | 19.5512 |  | 18.3216
210 | 756000 | 3.294 | 18.3313 | 19.559 |  | 18.3291
211 | 759600 | 3.2973 | 18.3388 | 19.5667 |  | 18.3366
212 | 763200 | 3.3006 | 18.3463 | 19.5745 |  | 18.3441
213 | 766800 | 3.3039 | 18.3537 | 19.5823 |  | 18.3516
214 | 770400 | 3.3072 | 18.3612 | 19.59 |  | 18.3591
215 | 774000 | 3.3104 | 18.3687 | 19.5978 |  | 18.3665
216 | 777600 | 3.3137 | 18.3762 | 19.6055 |  | 18.374
217 | 781200 | 3.3169 | 18.3836 | 19.6133 |  | 18.3815
218 | 784800 | 3.3202 | 18.3911 | 19.621 |  | 18.3889
219 | 788400 | 3.3234 | 18.3985 | 19.6287 |  | 18.3964
220 | 792000 | 3.3266 | 18.406 | 19.6364 |  | 18.4038
221 | 795600 | 3.3299 | 18.4134 | 19.6441 |  | 18.4112
222 | 799200 | 3.3331 | 18.4208 | 19.6518 |  | 18.4186
223 | 802800 | 3.3363 | 18.4282 | 19.6595 |  | 18.426
224 | 806400 | 3.3395 | 18.4356 | 19.6671 |  | 18.4335
225 | 810000 | 3.3427 | 18.443 | 19.6748 |  | 18.4409
226 | 813600 | 3.3459 | 18.4504 | 19.6825 |  | 18.4482
227 | 817200 | 3.349 | 18.4578 | 19.6901 |  | 18.4556
228 | 820800 | 3.3522 | 18.4652 | 19.6978 |  | 18.463
229 | 824400 | 3.3554 | 18.4725 | 19.7054 |  | 18.4704
230 | 828000 | 3.3585 | 18.4799 | 19.713 |  | 18.4777
231 | 831600 | 3.3616 | 18.4873 | 19.7207 |  | 18.4851
232 | 835200 | 3.3648 | 18.4946 | 19.7283 |  | 18.4924
233 | 838800 | 3.3679 | 18.5019 | 19.7359 |  | 18.4998
234 | 842400 | 3.371 | 18.5093 | 19.7435 |  | 18.5071
235 | 846000 | 3.3741 | 18.5166 | 19.7511 |  | 18.5144
236 | 849600 | 3.3772 | 18.5239 | 19.7586 |  | 18.5218
237 | 853200 | 3.3803 | 18.5312 | 19.7662 |  | 18.5291
238 | 856800 | 3.3834 | 18.5386 | 19.7738 |  | 18.5364
239 | 860400 | 3.3865 | 18.5459 | 19.7813 |  | 18.5437
240 | 864000 | 3.3896 | 18.5531 | 19.7889 |  | 18.551
241 | 867600 | 3.3927 | 18.5604 | 19.7964 |  | 18.5583
242 | 871200 | 3.3957 | 18.5677 | 19.804 |  | 18.5655
243 | 874800 | 3.3988 | 18.575 | 19.8115 |  | 18.5728
244 | 878400 | 3.4018 | 18.5823 | 19.819 |  | 18.5801
245 | 882000 | 3.4049 | 18.5895 | 19.8265 |  | 18.5873
246 | 885600 | 3.4079 | 18.5968 | 19.8341 |  | 18.5946
247 | 889200 | 3.4109 | 18.604 | 19.8416 |  | 18.6018
248 | 892800 | 3.4139 | 18.6112 | 19.849 |  | 18.6091
249 | 896400 | 3.4169 | 18.6185 | 19.8565 |  | 18.6163
250 | 900000 | 3.4199 | 18.6257 | 19.864 |  | 18.6235
251 | 903600 | 3.4229 | 18.6329 | 19.8715 |  | 18.6308
252 | 907200 | 3.4259 | 18.6401 | 19.879 |  | 18.638
253 | 910800 | 3.4289 | 18.6473 | 19.8864 |  | 18.6452
254 | 914400 | 3.4319 | 18.6545 | 19.8939 |  | 18.6524
255 | 918000 | 3.4348 | 18.6617 | 19.9013 |  | 18.6596
256 | 921600 | 3.4378 | 18.6689 | 19.9087 |  | 18.6668
257 | 925200 | 3.4407 | 18.6761 | 19.9162 |  | 18.6739
258 | 928800 | 3.4437 | 18.6833 | 19.9236 |  | 18.6811
259 | 932400 | 3.4466 | 18.6905 | 19.931 |  | 18.6883
260 | 936000 | 3.4495 | 18.6976 | 19.9384 |  | 18.6954
261 | 939600 | 3.4524 | 18.7048 | 19.9458 |  | 18.7026
262 | 943200 | 3.4554 | 18.7119 | 19.9532 |  | 18.7098
263 | 946800 | 3.4583 | 18.7191 | 19.9606 |  | 18.7169
264 | 950400 | 3.4612 | 18.7262 | 19.968 |  | 18.724
265 | 954000 | 3.4641 | 18.7333 | 19.9754 |  | 18.7312
266 | 957600 | 3.4669 | 18.7405 | 19.9827 |  | 18.7383
267 | 961200 | 3.4698 | 18.7476 | 19.9901 |  | 18.7454
268 | 964800 | 3.4727 | 18.7547 | 19.9974 |  | 18.7525
269 | 968400 | 3.4755 | 18.7618 | 20.0048 |  | 18.7596
270 | 972000 | 3.4784 | 18.7689 | 20.0121 |  | 18.7667
271 | 975600 | 3.4812 | 18.776 | 20.0195 |  | 18.7738
272 | 979200 | 3.4841 | 18.7831 | 20.0268 |  | 18.7809
273 | 982800 | 3.4869 | 18.7902 | 20.0341 |  | 18.788
274 | 986400 | 3.4897 | 18.7972 | 20.0414 |  | 18.7951
275 | 990000 | 3.4926 | 18.8043 | 20.0487 |  | 18.8021
276 | 993600 | 3.4954 | 18.8114 | 20.056 |  | 18.8092
277 | 997200 | 3.4982 | 18.8184 | 20.0633 |  | 18.8162
278 | 1000800 | 3.501 | 18.8255 | 20.0706 |  | 18.8233
279 | 1004400 | 3.5038 | 18.8325 | 20.0779 |  | 18.8303
280 | 1008000 | 3.5065 | 18.8396 | 20.0852 |  | 18.8374
281 | 1011600 | 3.5093 | 18.8466 | 20.0924 |  | 18.8444
282 | 1015200 | 3.5121 | 18.8536 | 20.0997 |  | 18.8514
283 | 1018800 | 3.5148 | 18.8606 | 20.107 |  | 18.8585
284 | 1022400 | 3.5176 | 18.8676 | 20.1142 |  | 18.8655
285 | 1026000 | 3.5203 | 18.8747 | 20.1214 |  | 18.8725
286 | 1029600 | 3.5231 | 18.8817 | 20.1287 |  | 18.8795
287 | 1033200 | 3.5258 | 18.8887 | 20.1359 |  | 18.8865
288 | 1036800 | 3.5286 | 18.8957 | 20.1431 |  | 18.8935
289 | 1040400 | 3.5313 | 18.9026 | 20.1503 |  | 18.9005
290 | 1044000 | 3.534 | 18.9096 | 20.1576 |  | 18.9074
291 | 1047600 | 3.5367 | 18.9166 | 20.1648 |  | 18.9144
292 | 1051200 | 3.5394 | 18.9236 | 20.172 |  | 18.9214
293 | 1054800 | 3.5421 | 18.9305 | 20.1791 |  | 18.9284
294 | 1058400 | 3.5448 | 18.9375 | 20.1863 |  | 18.9353
295 | 1062000 | 3.5475 | 18.9444 | 20.1935 |  | 18.9423
296 | 1065600 | 3.5501 | 18.9514 | 20.2007 |  | 18.9492
297 | 1069200 | 3.5528 | 18.9583 | 20.2078 |  | 18.9562
298 | 1072800 | 3.5555 | 18.9653 | 20.215 |  | 18.9631
299 | 1076400 | 3.5581 | 18.9722 | 20.2222 |  | 18.97
300 | 1080000 | 3.5608 | 18.9791 | 20.2293 |  | 18.9769
301 | 1083600 | 3.5634 | 18.986 | 20.2365 |  | 18.9839
302 | 1087200 | 3.566 | 18.9929 | 20.2436 |  | 18.9908
303 | 1090800 | 3.5687 | 18.9998 | 20.2507 |  | 18.9977
304 | 1094400 | 3.5713 | 19.0068 | 20.2578 |  | 19.0046
305 | 1098000 | 3.5739 | 19.0136 | 20.265 |  | 19.0115
306 | 1101600 | 3.5765 | 19.0205 | 20.2721 |  | 19.0184
307 | 1105200 | 3.5791 | 19.0274 | 20.2792 |  | 19.0252
308 | 1108800 | 3.5817 | 19.0343 | 20.2863 |  | 19.0321
309 | 1112400 | 3.5843 | 19.0412 | 20.2934 |  | 19.039
310 | 1116000 | 3.5869 | 19.048 | 20.3004 |  | 19.0459
311 | 1119600 | 3.5894 | 19.0549 | 20.3075 |  | 19.0527
312 | 1123200 | 3.592 | 19.0618 | 20.3146 |  | 19.0596
313 | 1126800 | 3.5946 | 19.0686 | 20.3217 |  | 19.0664
314 | 1130400 | 3.5971 | 19.0755 | 20.3287 |  | 19.0733
315 | 1134000 | 3.5997 | 19.0823 | 20.3358 |  | 19.0801
316 | 1137600 | 3.6022 | 19.0891 | 20.3428 |  | 19.087
317 | 1141200 | 3.6047 | 19.096 | 20.3499 |  | 19.0938
318 | 1144800 | 3.6073 | 19.1028 | 20.3569 |  | 19.1006
319 | 1148400 | 3.6098 | 19.1096 | 20.364 |  | 19.1074
320 | 1152000 | 3.6123 | 19.1164 | 20.371 |  | 19.1142
321 | 1155600 | 3.6148 | 19.1232 | 20.378 |  | 19.1211
322 | 1159200 | 3.6173 | 19.13 | 20.385 |  | 19.1279
323 | 1162800 | 3.6198 | 19.1368 | 20.392 |  | 19.1347
324 | 1166400 | 3.6223 | 19.1436 | 20.399 |  | 19.1415
325 | 1170000 | 3.6248 | 19.1504 | 20.406 |  | 19.1482
326 | 1173600 | 3.6273 | 19.1572 | 20.413 |  | 19.155
327 | 1177200 | 3.6298 | 19.164 | 20.42 |  | 19.1618
328 | 1180800 | 3.6322 | 19.1708 | 20.427 |  | 19.1686
329 | 1184400 | 3.6347 | 19.1775 | 20.434 |  | 19.1753
330 | 1188000 | 3.6372 | 19.1843 | 20.4409 |  | 19.1821
331 | 1191600 | 3.6396 | 19.191 | 20.4479 |  | 19.1889
332 | 1195200 | 3.6421 | 19.1978 | 20.4549 |  | 19.1956
333 | 1198800 | 3.6445 | 19.2045 | 20.4618 |  | 19.2024
334 | 1202400 | 3.6469 | 19.2113 | 20.4688 |  | 19.2091
335 | 1206000 | 3.6493 | 19.218 | 20.4757 |  | 19.2158
336 | 1209600 | 3.6518 | 19.2247 | 20.4826 |  | 19.2226
337 | 1213200 | 3.6542 | 19.2315 | 20.4896 |  | 19.2293
338 | 1216800 | 3.6566 | 19.2382 | 20.4965 |  | 19.236
339 | 1220400 | 3.659 | 19.2449 | 20.5034 |  | 19.2427
340 | 1224000 | 3.6614 | 19.2516 | 20.5103 |  | 19.2494
341 | 1227600 | 3.6638 | 19.2583 | 20.5172 |  | 19.2561
342 | 1231200 | 3.6662 | 19.265 | 20.5241 |  | 19.2628
343 | 1234800 | 3.6685 | 19.2717 | 20.531 |  | 19.2695
344 | 1238400 | 3.6709 | 19.2784 | 20.5379 |  | 19.2762
345 | 1242000 | 3.6733 | 19.2851 | 20.5448 |  | 19.2829
346 | 1245600 | 3.6756 | 19.2918 | 20.5517 |  | 19.2896
347 | 1249200 | 3.678 | 19.2984 | 20.5585 |  | 19.2963
348 | 1252800 | 3.6804 | 19.3051 | 20.5654 |  | 19.3029
349 | 1256400 | 3.6827 | 19.3118 | 20.5723 |  | 19.3096
350 | 1260000 | 3.685 | 19.3184 | 20.5791 |  | 19.3162
351 | 1263600 | 3.6874 | 19.3251 | 20.586 |  | 19.3229
352 | 1267200 | 3.6897 | 19.3317 | 20.5928 |  | 19.3295
353 | 1270800 | 3.692 | 19.3384 | 20.5997 |  | 19.3362
354 | 1274400 | 3.6943 | 19.345 | 20.6065 |  | 19.3428
355 | 1278000 | 3.6966 | 19.3517 | 20.6133 |  | 19.3495
356 | 1281600 | 3.699 | 19.3583 | 20.6202 |  | 19.3561
357 | 1285200 | 3.7013 | 19.3649 | 20.627 |  | 19.3627
358 | 1288800 | 3.7035 | 19.3715 | 20.6338 |  | 19.3693
359 | 1292400 | 3.7058 | 19.3782 | 20.6406 |  | 19.376
360 | 1296000 | 3.7081 | 19.3848 | 20.6474 |  | 19.3826
361 | 1299600 | 3.7104 | 19.3914 | 20.6542 |  | 19.3892
362 | 1303200 | 3.7127 | 19.398 | 20.661 |  | 19.3958
363 | 1306800 | 3.7149 | 19.4046 | 20.6678 |  | 19.4024
364 | 1310400 | 3.7172 | 19.4112 | 20.6746 |  | 19.409
365 | 1314000 | 3.7194 | 19.4177 | 20.6813 |  | 19.4155
366 | 1317600 | 3.7217 | 19.4243 | 20.6881 |  | 19.4221
367 | 1321200 | 3.7239 | 19.4309 | 20.6949 |  | 19.4287
368 | 1324800 | 3.7262 | 19.4375 | 20.7016 |  | 19.4353
369 | 1328400 | 3.7284 | 19.444 | 20.7084 |  | 19.4418
370 | 1332000 | 3.7306 | 19.4506 | 20.7152 |  | 19.4484
371 | 1335600 | 3.7329 | 19.4572 | 20.7219 |  | 19.455
372 | 1339200 | 3.7351 | 19.4637 | 20.7286 |  | 19.4615
373 | 1342800 | 3.7373 | 19.4703 | 20.7354 |  | 19.4681
374 | 1346400 | 3.7395 | 19.4768 | 20.7421 |  | 19.4746
375 | 1350000 | 3.7417 | 19.4833 | 20.7488 |  | 19.4811
376 | 1353600 | 3.7439 | 19.4899 | 20.7556 |  | 19.4877
377 | 1357200 | 3.7461 | 19.4964 | 20.7623 |  | 19.4942
378 | 1360800 | 3.7483 | 19.5029 | 20.769 |  | 19.5007
379 | 1364400 | 3.7505 | 19.5095 | 20.7757 |  | 19.5073
380 | 1368000 | 3.7526 | 19.516 | 20.7824 |  | 19.5138
381 | 1371600 | 3.7548 | 19.5225 | 20.7891 |  | 19.5203
382 | 1375200 | 3.757 | 19.529 | 20.7958 |  | 19.5268
383 | 1378800 | 3.7591 | 19.5355 | 20.8024 |  | 19.5333
384 | 1382400 | 3.7613 | 19.542 | 20.8091 |  | 19.5398
385 | 1386000 | 3.7635 | 19.5485 | 20.8158 |  | 19.5463
386 | 1389600 | 3.7656 | 19.555 | 20.8225 |  | 19.5528
387 | 1393200 | 3.7677 | 19.5614 | 20.8291 |  | 19.5592
388 | 1396800 | 3.7699 | 19.5679 | 20.8358 |  | 19.5657
389 | 1400400 | 3.772 | 19.5744 | 20.8424 |  | 19.5722
390 | 1404000 | 3.7741 | 19.5809 | 20.8491 |  | 19.5787
391 | 1407600 | 3.7763 | 19.5873 | 20.8557 |  | 19.5851
392 | 1411200 | 3.7784 | 19.5938 | 20.8624 |  | 19.5916
393 | 1414800 | 3.7805 | 19.6003 | 20.869 |  | 19.598
394 | 1418400 | 3.7826 | 19.6067 | 20.8756 |  | 19.6045
395 | 1422000 | 3.7847 | 19.6132 | 20.8823 |  | 19.6109
396 | 1425600 | 3.7868 | 19.6196 | 20.8889 |  | 19.6174
397 | 1429200 | 3.7889 | 19.626 | 20.8955 |  | 19.6238
398 | 1432800 | 3.791 | 19.6325 | 20.9021 |  | 19.6303
399 | 1436400 | 3.793 | 19.6389 | 20.9087 |  | 19.6367
400 | 1440000 | 3.7951 | 19.6453 | 20.9153 |  | 19.6431
401 | 1443600 | 3.7972 | 19.6517 | 20.9219 |  | 19.6495
402 | 1447200 | 3.7993 | 19.6582 | 20.9285 |  | 19.6559
403 | 1450800 | 3.8013 | 19.6646 | 20.9351 |  | 19.6623
404 | 1454400 | 3.8034 | 19.671 | 20.9417 |  | 19.6688
405 | 1458000 | 3.8054 | 19.6774 | 20.9482 |  | 19.6752
406 | 1461600 | 3.8075 | 19.6838 | 20.9548 |  | 19.6816
407 | 1465200 | 3.8095 | 19.6902 | 20.9614 |  | 19.6879
408 | 1468800 | 3.8116 | 19.6966 | 20.9679 |  | 19.6943
409 | 1472400 | 3.8136 | 19.7029 | 20.9745 |  | 19.7007
410 | 1476000 | 3.8156 | 19.7093 | 20.981 |  | 19.7071
411 | 1479600 | 3.8177 | 19.7157 | 20.9876 |  | 19.7135
412 | 1483200 | 3.8197 | 19.7221 | 20.9941 |  | 19.7198
413 | 1486800 | 3.8217 | 19.7284 | 21.0007 |  | 19.7262
414 | 1490400 | 3.8237 | 19.7348 | 21.0072 |  | 19.7326
415 | 1494000 | 3.8257 | 19.7412 | 21.0137 |  | 19.7389
416 | 1497600 | 3.8277 | 19.7475 | 21.0203 |  | 19.7453
417 | 1501200 | 3.8297 | 19.7539 | 21.0268 |  | 19.7516
418 | 1504800 | 3.8317 | 19.7602 | 21.0333 |  | 19.758
419 | 1508400 | 3.8337 | 19.7665 | 21.0398 |  | 19.7643
420 | 1512000 | 3.8357 | 19.7729 | 21.0463 |  | 19.7707
421 | 1515600 | 3.8377 | 19.7792 | 21.0528 |  | 19.777
422 | 1519200 | 3.8396 | 19.7855 | 21.0593 |  | 19.7833
423 | 1522800 | 3.8416 | 19.7919 | 21.0658 |  | 19.7896
424 | 1526400 | 3.8436 | 19.7982 | 21.0723 |  | 19.796
425 | 1530000 | 3.8455 | 19.8045 | 21.0787 |  | 19.8023
426 | 1533600 | 3.8475 | 19.8108 | 21.0852 |  | 19.8086
427 | 1537200 | 3.8494 | 19.8171 | 21.0917 |  | 19.8149
428 | 1540800 | 3.8514 | 19.8234 | 21.0982 |  | 19.8212
429 | 1544400 | 3.8533 | 19.8297 | 21.1046 |  | 19.8275
430 | 1548000 | 3.8553 | 19.836 | 21.1111 |  | 19.8338
431 | 1551600 | 3.8572 | 19.8423 | 21.1175 |  | 19.8401
432 | 1555200 | 3.8591 | 19.8486 | 21.124 |  | 19.8464
433 | 1558800 | 3.8611 | 19.8549 | 21.1304 |  | 19.8526
434 | 1562400 | 3.863 | 19.8611 | 21.1369 |  | 19.8589
435 | 1566000 | 3.8649 | 19.8674 | 21.1433 |  | 19.8652
436 | 1569600 | 3.8668 | 19.8737 | 21.1497 |  | 19.8714
437 | 1573200 | 3.8687 | 19.88 | 21.1562 |  | 19.8777
438 | 1576800 | 3.8706 | 19.8862 | 21.1626 |  | 19.884
439 | 1580400 | 3.8725 | 19.8925 | 21.169 |  | 19.8902
440 | 1584000 | 3.8744 | 19.8987 | 21.1754 |  | 19.8965
441 | 1587600 | 3.8763 | 19.905 | 21.1818 |  | 19.9027
442 | 1591200 | 3.8782 | 19.9112 | 21.1882 |  | 19.909
443 | 1594800 | 3.8801 | 19.9175 | 21.1946 |  | 19.9152
444 | 1598400 | 3.882 | 19.9237 | 21.201 |  | 19.9214
445 | 1602000 | 3.8838 | 19.9299 | 21.2074 |  | 19.9277
446 | 1605600 | 3.8857 | 19.9361 | 21.2138 |  | 19.9339
447 | 1609200 | 3.8876 | 19.9424 | 21.2202 |  | 19.9401
448 | 1612800 | 3.8895 | 19.9486 | 21.2265 |  | 19.9463
449 | 1616400 | 3.8913 | 19.9548 | 21.2329 |  | 19.9526
450 | 1620000 | 3.8932 | 19.961 | 21.2393 |  | 19.9588
451 | 1623600 | 3.895 | 19.9672 | 21.2457 |  | 19.965
452 | 1627200 | 3.8969 | 19.9734 | 21.252 |  | 19.9712
453 | 1630800 | 3.8987 | 19.9796 | 21.2584 |  | 19.9774
454 | 1634400 | 3.9005 | 19.9858 | 21.2647 |  | 19.9836
455 | 1638000 | 3.9024 | 19.992 | 21.2711 |  | 19.9898
456 | 1641600 | 3.9042 | 19.9982 | 21.2774 |  | 19.996
457 | 1645200 | 3.906 | 20.0044 | 21.2837 |  | 20.0021
458 | 1648800 | 3.9079 | 20.0106 | 21.2901 |  | 20.0083
459 | 1652400 | 3.9097 | 20.0167 | 21.2964 |  | 20.0145
460 | 1656000 | 3.9115 | 20.0229 | 21.3027 |  | 20.0207
461 | 1659600 | 3.9133 | 20.0291 | 21.309 |  | 20.0268
462 | 1663200 | 3.9151 | 20.0352 | 21.3154 |  | 20.033
463 | 1666800 | 3.9169 | 20.0414 | 21.3217 |  | 20.0391
464 | 1670400 | 3.9187 | 20.0476 | 21.328 |  | 20.0453
465 | 1674000 | 3.9205 | 20.0537 | 21.3343 |  | 20.0515
466 | 1677600 | 3.9223 | 20.0599 | 21.3406 |  | 20.0576
467 | 1681200 | 3.9241 | 20.066 | 21.3469 |  | 20.0637
468 | 1684800 | 3.9259 | 20.0721 | 21.3532 |  | 20.0699
469 | 1688400 | 3.9277 | 20.0783 | 21.3595 |  | 20.076
470 | 1692000 | 3.9294 | 20.0844 | 21.3657 |  | 20.0821
471 | 1695600 | 3.9312 | 20.0905 | 21.372 |  | 20.0883
472 | 1699200 | 3.933 | 20.0967 | 21.3783 |  | 20.0944
473 | 1702800 | 3.9347 | 20.1028 | 21.3846 |  | 20.1005
474 | 1706400 | 3.9365 | 20.1089 | 21.3908 |  | 20.1066
475 | 1710000 | 3.9383 | 20.115 | 21.3971 |  | 20.1127
476 | 1713600 | 3.94 | 20.1211 | 21.4033 |  | 20.1189
477 | 1717200 | 3.9418 | 20.1272 | 21.4096 |  | 20.125
478 | 1720800 | 3.9435 | 20.1333 | 21.4158 |  | 20.1311
479 | 1724400 | 3.9453 | 20.1394 | 21.4221 |  | 20.1372
480 | 1728000 | 3.947 | 20.1455 | 21.4283 |  | 20.1432
481 | 1731600 | 3.9487 | 20.1516 | 21.4346 |  | 20.1493
482 | 1735200 | 3.9505 | 20.1577 | 21.4408 |  | 20.1554
483 | 1738800 | 3.9522 | 20.1638 | 21.447 |  | 20.1615
484 | 1742400 | 3.9539 | 20.1698 | 21.4532 |  | 20.1676
485 | 1746000 | 3.9556 | 20.1759 | 21.4595 |  | 20.1736
486 | 1749600 | 3.9574 | 20.182 | 21.4657 |  | 20.1797
487 | 1753200 | 3.9591 | 20.1881 | 21.4719 |  | 20.1858
488 | 1756800 | 3.9608 | 20.1941 | 21.4781 |  | 20.1918
489 | 1760400 | 3.9625 | 20.2002 | 21.4843 |  | 20.1979
490 | 1764000 | 3.9642 | 20.2062 | 21.4905 |  | 20.204
491 | 1767600 | 3.9659 | 20.2123 | 21.4967 |  | 20.21
492 | 1771200 | 3.9676 | 20.2183 | 21.5029 |  | 20.2161
493 | 1774800 | 3.9693 | 20.2244 | 21.5091 |  | 20.2221
494 | 1778400 | 3.971 | 20.2304 | 21.5152 |  | 20.2281
495 | 1782000 | 3.9727 | 20.2365 | 21.5214 |  | 20.2342
496 | 1785600 | 3.9743 | 20.2425 | 21.5276 |  | 20.2402
497 | 1789200 | 3.976 | 20.2485 | 21.5338 |  | 20.2462
498 | 1792800 | 3.9777 | 20.2545 | 21.5399 |  | 20.2523
499 | 1796400 | 3.9794 | 20.2606 | 21.5461 |  | 20.2583
500 | 1800000 | 3.981 | 20.2666 | 21.5523 |  | 20.2643
501 | 1803600 | 3.9827 | 20.2726 | 21.5584 |  | 20.2703
502 | 1807200 | 3.9844 | 20.2786 | 21.5646 |  | 20.2763
503 | 1810800 | 3.986 | 20.2846 | 21.5707 |  | 20.2823
504 | 1814400 | 3.9877 | 20.2906 | 21.5769 |  | 20.2883
505 | 1818000 | 3.9893 | 20.2966 | 21.583 |  | 20.2943
506 | 1821600 | 3.991 | 20.3026 | 21.5891 |  | 20.3003
507 | 1825200 | 3.9926 | 20.3086 | 21.5953 |  | 20.3063
508 | 1828800 | 3.9942 | 20.3146 | 21.6014 |  | 20.3123
509 | 1832400 | 3.9959 | 20.3206 | 21.6075 |  | 20.3183
510 | 1836000 | 3.9975 | 20.3266 | 21.6136 |  | 20.3243
511 | 1839600 | 3.9991 | 20.3325 | 21.6197 |  | 20.3302
512 | 1843200 | 4.0008 | 20.3385 | 21.6259 |  | 20.3362
513 | 1846800 | 4.0024 | 20.3445 | 21.632 |  | 20.3422
514 | 1850400 | 4.004 | 20.3504 | 21.6381 |  | 20.3481
515 | 1854000 | 4.0056 | 20.3564 | 21.6442 |  | 20.3541
516 | 1857600 | 4.0073 | 20.3624 | 21.6503 |  | 20.3601
517 | 1861200 | 4.0089 | 20.3683 | 21.6563 |  | 20.366
518 | 1864800 | 4.0105 | 20.3743 | 21.6624 |  | 20.372
519 | 1868400 | 4.0121 | 20.3802 | 21.6685 |  | 20.3779
520 | 1872000 | 4.0137 | 20.3862 | 21.6746 |  | 20.3839
521 | 1875600 | 4.0153 | 20.3921 | 21.6807 |  | 20.3898
522 | 1879200 | 4.0169 | 20.398 | 21.6867 |  | 20.3957
523 | 1882800 | 4.0185 | 20.404 | 21.6928 |  | 20.4017
524 | 1886400 | 4.02 | 20.4099 | 21.6989 |  | 20.4076
525 | 1890000 | 4.0216 | 20.4158 | 21.7049 |  | 20.4135
526 | 1893600 | 4.0232 | 20.4218 | 21.711 |  | 20.4195
527 | 1897200 | 4.0248 | 20.4277 | 21.717 |  | 20.4254
528 | 1900800 | 4.0264 | 20.4336 | 21.7231 |  | 20.4313
529 | 1904400 | 4.0279 | 20.4395 | 21.7291 |  | 20.4372
530 | 1908000 | 4.0295 | 20.4454 | 21.7352 |  | 20.4431
531 | 1911600 | 4.0311 | 20.4513 | 21.7412 |  | 20.449
532 | 1915200 | 4.0326 | 20.4572 | 21.7473 |  | 20.4549
533 | 1918800 | 4.0342 | 20.4631 | 21.7533 |  | 20.4608
534 | 1922400 | 4.0358 | 20.469 | 21.7593 |  | 20.4667
535 | 1926000 | 4.0373 | 20.4749 | 21.7653 |  | 20.4726
536 | 1929600 | 4.0389 | 20.4808 | 21.7714 |  | 20.4785
537 | 1933200 | 4.0404 | 20.4867 | 21.7774 |  | 20.4844
538 | 1936800 | 4.0419 | 20.4926 | 21.7834 |  | 20.4903
539 | 1940400 | 4.0435 | 20.4984 | 21.7894 |  | 20.4961
540 | 1944000 | 4.045 | 20.5043 | 21.7954 |  | 20.502
541 | 1947600 | 4.0466 | 20.5102 | 21.8014 |  | 20.5079
542 | 1951200 | 4.0481 | 20.5161 | 21.8074 |  | 20.5137
543 | 1954800 | 4.0496 | 20.5219 | 21.8134 |  | 20.5196
544 | 1958400 | 4.0511 | 20.5278 | 21.8194 |  | 20.5255
545 | 1962000 | 4.0527 | 20.5336 | 21.8254 |  | 20.5313
546 | 1965600 | 4.0542 | 20.5395 | 21.8313 |  | 20.5372
547 | 1969200 | 4.0557 | 20.5453 | 21.8373 |  | 20.543
548 | 1972800 | 4.0572 | 20.5512 | 21.8433 |  | 20.5489
549 | 1976400 | 4.0587 | 20.557 | 21.8493 |  | 20.5547
550 | 1980000 | 4.0602 | 20.5629 | 21.8552 |  | 20.5606
551 | 1983600 | 4.0617 | 20.5687 | 21.8612 |  | 20.5664
552 | 1987200 | 4.0632 | 20.5745 | 21.8672 |  | 20.5722
553 | 1990800 | 4.0647 | 20.5804 | 21.8731 |  | 20.578
554 | 1994400 | 4.0662 | 20.5862 | 21.8791 |  | 20.5839
555 | 1998000 | 4.0677 | 20.592 | 21.885 |  | 20.5897
556 | 2001600 | 4.0692 | 20.5978 | 21.891 |  | 20.5955
557 | 2005200 | 4.0707 | 20.6037 | 21.8969 |  | 20.6013
558 | 2008800 | 4.0722 | 20.6095 | 21.9028 |  | 20.6071
559 | 2012400 | 4.0737 | 20.6153 | 21.9088 |  | 20.613
560 | 2016000 | 4.0752 | 20.6211 | 21.9147 |  | 20.6188
561 | 2019600 | 4.0766 | 20.6269 | 21.9206 |  | 20.6246
562 | 2023200 | 4.0781 | 20.6327 | 21.9266 |  | 20.6304
563 | 2026800 | 4.0796 | 20.6385 | 21.9325 |  | 20.6362
564 | 2030400 | 4.081 | 20.6443 | 21.9384 |  | 20.6419
565 | 2034000 | 4.0825 | 20.6501 | 21.9443 |  | 20.6477
566 | 2037600 | 4.084 | 20.6559 | 21.9502 |  | 20.6535
567 | 2041200 | 4.0854 | 20.6616 | 21.9561 |  | 20.6593
568 | 2044800 | 4.0869 | 20.6674 | 21.962 |  | 20.6651
569 | 2048400 | 4.0883 | 20.6732 | 21.9679 |  | 20.6709
570 | 2052000 | 4.0898 | 20.679 | 21.9738 |  | 20.6766
571 | 2055600 | 4.0912 | 20.6847 | 21.9797 |  | 20.6824
572 | 2059200 | 4.0927 | 20.6905 | 21.9856 |  | 20.6882
573 | 2062800 | 4.0941 | 20.6963 | 21.9915 |  | 20.6939
574 | 2066400 | 4.0956 | 20.702 | 21.9974 |  | 20.6997
575 | 2070000 | 4.097 | 20.7078 | 22.0032 |  | 20.7054
576 | 2073600 | 4.0984 | 20.7135 | 22.0091 |  | 20.7112
577 | 2077200 | 4.0999 | 20.7193 | 22.015 |  | 20.7169
578 | 2080800 | 4.1013 | 20.725 | 22.0209 |  | 20.7227
579 | 2084400 | 4.1027 | 20.7308 | 22.0267 |  | 20.7284
580 | 2088000 | 4.1041 | 20.7365 | 22.0326 |  | 20.7342
581 | 2091600 | 4.1056 | 20.7423 | 22.0384 |  | 20.7399
582 | 2095200 | 4.107 | 20.748 | 22.0443 |  | 20.7456
583 | 2098800 | 4.1084 | 20.7537 | 22.0501 |  | 20.7514
584 | 2102400 | 4.1098 | 20.7595 | 22.056 |  | 20.7571
585 | 2106000 | 4.1112 | 20.7652 | 22.0618 |  | 20.7628
586 | 2109600 | 4.1126 | 20.7709 | 22.0677 |  | 20.7685
587 | 2113200 | 4.114 | 20.7766 | 22.0735 |  | 20.7743
588 | 2116800 | 4.1154 | 20.7823 | 22.0793 |  | 20.78
589 | 2120400 | 4.1168 | 20.788 | 22.0852 |  | 20.7857
590 | 2124000 | 4.1182 | 20.7938 | 22.091 |  | 20.7914
591 | 2127600 | 4.1196 | 20.7995 | 22.0968 |  | 20.7971
592 | 2131200 | 4.121 | 20.8052 | 22.1026 |  | 20.8028
593 | 2134800 | 4.1224 | 20.8109 | 22.1085 |  | 20.8085
594 | 2138400 | 4.1238 | 20.8166 | 22.1143 |  | 20.8142
595 | 2142000 | 4.1252 | 20.8222 | 22.1201 |  | 20.8199
596 | 2145600 | 4.1266 | 20.8279 | 22.1259 |  | 20.8256
597 | 2149200 | 4.1279 | 20.8336 | 22.1317 |  | 20.8313
598 | 2152800 | 4.1293 | 20.8393 | 22.1375 |  | 20.8369
599 | 2156400 | 4.1307 | 20.845 | 22.1433 |  | 20.8426
600 | 2160000 | 4.1321 | 20.8507 | 22.1491 |  | 20.8483
601 | 2163600 | 4.1334 | 20.8563 | 22.1549 |  | 20.854
602 | 2167200 | 4.1348 | 20.862 | 22.1606 |  | 20.8596
603 | 2170800 | 4.1362 | 20.8677 | 22.1664 |  | 20.8653
604 | 2174400 | 4.1375 | 20.8733 | 22.1722 |  | 20.871
605 | 2178000 | 4.1389 | 20.879 | 22.178 |  | 20.8766
606 | 2181600 | 4.1402 | 20.8847 | 22.1838 |  | 20.8823
607 | 2185200 | 4.1416 | 20.8903 | 22.1895 |  | 20.8879
608 | 2188800 | 4.1429 | 20.896 | 22.1953 |  | 20.8936
609 | 2192400 | 4.1443 | 20.9016 | 22.2011 |  | 20.8992
610 | 2196000 | 4.1456 | 20.9073 | 22.2068 |  | 20.9049
611 | 2199600 | 4.147 | 20.9129 | 22.2126 |  | 20.9105
612 | 2203200 | 4.1483 | 20.9185 | 22.2183 |  | 20.9162
613 | 2206800 | 4.1497 | 20.9242 | 22.2241 |  | 20.9218
614 | 2210400 | 4.151 | 20.9298 | 22.2298 |  | 20.9274
615 | 2214000 | 4.1523 | 20.9354 | 22.2356 |  | 20.9331
616 | 2217600 | 4.1537 | 20.9411 | 22.2413 |  | 20.9387
617 | 2221200 | 4.155 | 20.9467 | 22.247 |  | 20.9443
618 | 2224800 | 4.1563 | 20.9523 | 22.2528 |  | 20.9499
619 | 2228400 | 4.1576 | 20.9579 | 22.2585 |  | 20.9556
620 | 2232000 | 4.159 | 20.9636 | 22.2642 |  | 20.9612
621 | 2235600 | 4.1603 | 20.9692 | 22.2699 |  | 20.9668
622 | 2239200 | 4.1616 | 20.9748 | 22.2757 |  | 20.9724
623 | 2242800 | 4.1629 | 20.9804 | 22.2814 |  | 20.978
624 | 2246400 | 4.1642 | 20.986 | 22.2871 |  | 20.9836
625 | 2250000 | 4.1655 | 20.9916 | 22.2928 |  | 20.9892
626 | 2253600 | 4.1668 | 20.9972 | 22.2985 |  | 20.9948
627 | 2257200 | 4.1681 | 21.0028 | 22.3042 |  | 21.0004
628 | 2260800 | 4.1694 | 21.0084 | 22.3099 |  | 21.006
629 | 2264400 | 4.1707 | 21.014 | 22.3156 |  | 21.0116
630 | 2268000 | 4.172 | 21.0195 | 22.3213 |  | 21.0171
631 | 2271600 | 4.1733 | 21.0251 | 22.327 |  | 21.0227
632 | 2275200 | 4.1746 | 21.0307 | 22.3327 |  | 21.0283
633 | 2278800 | 4.1759 | 21.0363 | 22.3384 |  | 21.0339
634 | 2282400 | 4.1772 | 21.0418 | 22.3441 |  | 21.0395
635 | 2286000 | 4.1785 | 21.0474 | 22.3497 |  | 21.045
636 | 2289600 | 4.1798 | 21.053 | 22.3554 |  | 21.0506
637 | 2293200 | 4.1811 | 21.0585 | 22.3611 |  | 21.0562
638 | 2296800 | 4.1823 | 21.0641 | 22.3668 |  | 21.0617
639 | 2300400 | 4.1836 | 21.0697 | 22.3724 |  | 21.0673
640 | 2304000 | 4.1849 | 21.0752 | 22.3781 |  | 21.0728
641 | 2307600 | 4.1862 | 21.0808 | 22.3837 |  | 21.0784
642 | 2311200 | 4.1874 | 21.0863 | 22.3894 |  | 21.0839
643 | 2314800 | 4.1887 | 21.0919 | 22.395 |  | 21.0895
644 | 2318400 | 4.19 | 21.0974 | 22.4007 |  | 21.095
645 | 2322000 | 4.1912 | 21.103 | 22.4063 |  | 21.1006
646 | 2325600 | 4.1925 | 21.1085 | 22.412 |  | 21.1061
647 | 2329200 | 4.1938 | 21.114 | 22.4176 |  | 21.1116
648 | 2332800 | 4.195 | 21.1196 | 22.4233 |  | 21.1172
649 | 2336400 | 4.1963 | 21.1251 | 22.4289 |  | 21.1227
650 | 2340000 | 4.1975 | 21.1306 | 22.4345 |  | 21.1282
651 | 2343600 | 4.1988 | 21.1361 | 22.4402 |  | 21.1337
652 | 2347200 | 4.2 | 21.1417 | 22.4458 |  | 21.1393
653 | 2350800 | 4.2013 | 21.1472 | 22.4514 |  | 21.1448
654 | 2354400 | 4.2025 | 21.1527 | 22.457 |  | 21.1503
655 | 2358000 | 4.2038 | 21.1582 | 22.4626 |  | 21.1558
656 | 2361600 | 4.205 | 21.1637 | 22.4683 |  | 21.1613
657 | 2365200 | 4.2062 | 21.1692 | 22.4739 |  | 21.1668
658 | 2368800 | 4.2075 | 21.1747 | 22.4795 |  | 21.1723
659 | 2372400 | 4.2087 | 21.1802 | 22.4851 |  | 21.1778
660 | 2376000 | 4.2099 | 21.1857 | 22.4907 |  | 21.1833
661 | 2379600 | 4.2112 | 21.1912 | 22.4963 |  | 21.1888
662 | 2383200 | 4.2124 | 21.1967 | 22.5019 |  | 21.1943
663 | 2386800 | 4.2136 | 21.2022 | 22.5075 |  | 21.1998
664 | 2390400 | 4.2148 | 21.2077 | 22.5131 |  | 21.2053
665 | 2394000 | 4.2161 | 21.2132 | 22.5186 |  | 21.2107
666 | 2397600 | 4.2173 | 21.2186 | 22.5242 |  | 21.2162
667 | 2401200 | 4.2185 | 21.2241 | 22.5298 |  | 21.2217
668 | 2404800 | 4.2197 | 21.2296 | 22.5354 |  | 21.2272
669 | 2408400 | 4.2209 | 21.2351 | 22.541 |  | 21.2326
670 | 2412000 | 4.2221 | 21.2405 | 22.5465 |  | 21.2381
671 | 2415600 | 4.2233 | 21.246 | 22.5521 |  | 21.2436
672 | 2419200 | 4.2246 | 21.2515 | 22.5577 |  | 21.249
673 | 2422800 | 4.2258 | 21.2569 | 22.5632 |  | 21.2545
674 | 2426400 | 4.227 | 21.2624 | 22.5688 |  | 21.26
675 | 2430000 | 4.2282 | 21.2678 | 22.5743 |  | 21.2654
676 | 2433600 | 4.2294 | 21.2733 | 22.5799 |  | 21.2709
677 | 2437200 | 4.2305 | 21.2787 | 22.5854 |  | 21.2763
678 | 2440800 | 4.2317 | 21.2842 | 22.591 |  | 21.2818
679 | 2444400 | 4.2329 | 21.2896 | 22.5965 |  | 21.2872
680 | 2448000 | 4.2341 | 21.2951 | 22.6021 |  | 21.2926
681 | 2451600 | 4.2353 | 21.3005 | 22.6076 |  | 21.2981
682 | 2455200 | 4.2365 | 21.3059 | 22.6131 |  | 21.3035
683 | 2458800 | 4.2377 | 21.3114 | 22.6187 |  | 21.3089
684 | 2462400 | 4.2389 | 21.3168 | 22.6242 |  | 21.3144
685 | 2466000 | 4.24 | 21.3222 | 22.6297 |  | 21.3198
686 | 2469600 | 4.2412 | 21.3277 | 22.6353 |  | 21.3252
687 | 2473200 | 4.2424 | 21.3331 | 22.6408 |  | 21.3306
688 | 2476800 | 4.2436 | 21.3385 | 22.6463 |  | 21.3361
689 | 2480400 | 4.2447 | 21.3439 | 22.6518 |  | 21.3415
690 | 2484000 | 4.2459 | 21.3493 | 22.6573 |  | 21.3469
691 | 2487600 | 4.2471 | 21.3547 | 22.6628 |  | 21.3523
692 | 2491200 | 4.2482 | 21.3601 | 22.6683 |  | 21.3577
693 | 2494800 | 4.2494 | 21.3655 | 22.6738 |  | 21.3631
694 | 2498400 | 4.2506 | 21.371 | 22.6793 |  | 21.3685
695 | 2502000 | 4.2517 | 21.3764 | 22.6848 |  | 21.3739
696 | 2505600 | 4.2529 | 21.3817 | 22.6903 |  | 21.3793
697 | 2509200 | 4.254 | 21.3871 | 22.6958 |  | 21.3847
698 | 2512800 | 4.2552 | 21.3925 | 22.7013 |  | 21.3901
699 | 2516400 | 4.2564 | 21.3979 | 22.7068 |  | 21.3955
700 | 2520000 | 4.2575 | 21.4033 | 22.7123 |  | 21.4009
701 | 2523600 | 4.2586 | 21.4087 | 22.7178 |  | 21.4062
702 | 2527200 | 4.2598 | 21.4141 | 22.7232 |  | 21.4116
703 | 2530800 | 4.2609 | 21.4195 | 22.7287 |  | 21.417
704 | 2534400 | 4.2621 | 21.4248 | 22.7342 |  | 21.4224
705 | 2538000 | 4.2632 | 21.4302 | 22.7396 |  | 21.4277
706 | 2541600 | 4.2644 | 21.4356 | 22.7451 |  | 21.4331
707 | 2545200 | 4.2655 | 21.4409 | 22.7506 |  | 21.4385
708 | 2548800 | 4.2666 | 21.4463 | 22.756 |  | 21.4438
709 | 2552400 | 4.2678 | 21.4517 | 22.7615 |  | 21.4492
710 | 2556000 | 4.2689 | 21.457 | 22.7669 |  | 21.4546
711 | 2559600 | 4.27 | 21.4624 | 22.7724 |  | 21.4599
712 | 2563200 | 4.2712 | 21.4677 | 22.7778 |  | 21.4653
713 | 2566800 | 4.2723 | 21.4731 | 22.7833 |  | 21.4706
714 | 2570400 | 4.2734 | 21.4784 | 22.7887 |  | 21.476
715 | 2574000 | 4.2745 | 21.4838 | 22.7942 |  | 21.4813
716 | 2577600 | 4.2756 | 21.4891 | 22.7996 |  | 21.4867
717 | 2581200 | 4.2768 | 21.4945 | 22.8051 |  | 21.492
718 | 2584800 | 4.2779 | 21.4998 | 22.8105 |  | 21.4973
719 | 2588400 | 4.279 | 21.5051 | 22.8159 |  | 21.5027
720 | 2592000 | 4.2801 | 21.5105 | 22.8213 |  | 21.508
721 | 2595600 | 4.2812 | 21.5158 | 22.8268 |  | 21.5133
722 | 2599200 | 4.2823 | 21.5211 | 22.8322 |  | 21.5187
723 | 2602800 | 4.2834 | 21.5265 | 22.8376 |  | 21.524
724 | 2606400 | 4.2845 | 21.5318 | 22.843 |  | 21.5293
725 | 2610000 | 4.2857 | 21.5371 | 22.8484 |  | 21.5346
726 | 2613600 | 4.2868 | 21.5424 | 22.8538 |  | 21.5399
727 | 2617200 | 4.2879 | 21.5477 | 22.8593 |  | 21.5453
728 | 2620800 | 4.289 | 21.553 | 22.8647 |  | 21.5506
729 | 2624400 | 4.29 | 21.5584 | 22.8701 |  | 21.5559
730 | 2628000 | 4.2911 | 21.5637 | 22.8755 |  | 21.5612
731 | 2631600 | 4.2922 | 21.569 | 22.8809 |  | 21.5665
732 | 2635200 | 4.2933 | 21.5743 | 22.8862 |  | 21.5718
733 | 2638800 | 4.2944 | 21.5796 | 22.8916 |  | 21.5771
734 | 2642400 | 4.2955 | 21.5849 | 22.897 |  | 21.5824
735 | 2646000 | 4.2966 | 21.5902 | 22.9024 |  | 21.5877
736 | 2649600 | 4.2977 | 21.5954 | 22.9078 |  | 21.593
737 | 2653200 | 4.2988 | 21.6007 | 22.9132 |  | 21.5983
738 | 2656800 | 4.2998 | 21.606 | 22.9186 |  | 21.6035
739 | 2660400 | 4.3009 | 21.6113 | 22.9239 |  | 21.6088
740 | 2664000 | 4.302 | 21.6166 | 22.9293 |  | 21.6141
741 | 2667600 | 4.3031 | 21.6219 | 22.9347 |  | 21.6194
742 | 2671200 | 4.3041 | 21.6271 | 22.94 |  | 21.6247
743 | 2674800 | 4.3052 | 21.6324 | 22.9454 |  | 21.6299
744 | 2678400 | 4.3063 | 21.6377 | 22.9508 |  | 21.6352
745 | 2682000 | 4.3074 | 21.643 | 22.9561 |  | 21.6405
746 | 2685600 | 4.3084 | 21.6482 | 22.9615 |  | 21.6457
747 | 2689200 | 4.3095 | 21.6535 | 22.9668 |  | 21.651
748 | 2692800 | 4.3106 | 21.6587 | 22.9722 |  | 21.6563
749 | 2696400 | 4.3116 | 21.664 | 22.9775 |  | 21.6615
750 | 2700000 | 4.3127 | 21.6693 | 22.9829 |  | 21.6668
751 | 2703600 | 4.3137 | 21.6745 | 22.9882 |  | 21.672
752 | 2707200 | 4.3148 | 21.6798 | 22.9936 |  | 21.6773
753 | 2710800 | 4.3159 | 21.685 | 22.9989 |  | 21.6825
754 | 2714400 | 4.3169 | 21.6903 | 23.0042 |  | 21.6878
755 | 2718000 | 4.318 | 21.6955 | 23.0096 |  | 21.693
756 | 2721600 | 4.319 | 21.7007 | 23.0149 |  | 21.6982
757 | 2725200 | 4.3201 | 21.706 | 23.0202 |  | 21.7035
758 | 2728800 | 4.3211 | 21.7112 | 23.0255 |  | 21.7087
759 | 2732400 | 4.3222 | 21.7165 | 23.0309 |  | 21.714
760 | 2736000 | 4.3232 | 21.7217 | 23.0362 |  | 21.7192
761 | 2739600 | 4.3242 | 21.7269 | 23.0415 |  | 21.7244
762 | 2743200 | 4.3253 | 21.7321 | 23.0468 |  | 21.7296
763 | 2746800 | 4.3263 | 21.7374 | 23.0521 |  | 21.7349
764 | 2750400 | 4.3274 | 21.7426 | 23.0574 |  | 21.7401
765 | 2754000 | 4.3284 | 21.7478 | 23.0627 |  | 21.7453
766 | 2757600 | 4.3294 | 21.753 | 23.068 |  | 21.7505
767 | 2761200 | 4.3305 | 21.7582 | 23.0733 |  | 21.7557
768 | 2764800 | 4.3315 | 21.7634 | 23.0786 |  | 21.7609
769 | 2768400 | 4.3325 | 21.7687 | 23.0839 |  | 21.7661
770 | 2772000 | 4.3335 | 21.7739 | 23.0892 |  | 21.7714
771 | 2775600 | 4.3346 | 21.7791 | 23.0945 |  | 21.7766
772 | 2779200 | 4.3356 | 21.7843 | 23.0998 |  | 21.7818
773 | 2782800 | 4.3366 | 21.7895 | 23.1051 |  | 21.787
774 | 2786400 | 4.3376 | 21.7947 | 23.1104 |  | 21.7922
775 | 2790000 | 4.3387 | 21.7999 | 23.1157 |  | 21.7973
776 | 2793600 | 4.3397 | 21.8051 | 23.1209 |  | 21.8025
777 | 2797200 | 4.3407 | 21.8102 | 23.1262 |  | 21.8077
778 | 2800800 | 4.3417 | 21.8154 | 23.1315 |  | 21.8129
779 | 2804400 | 4.3427 | 21.8206 | 23.1367 |  | 21.8181
780 | 2808000 | 4.3437 | 21.8258 | 23.142 |  | 21.8233
781 | 2811600 | 4.3448 | 21.831 | 23.1473 |  | 21.8285
782 | 2815200 | 4.3458 | 21.8362 | 23.1525 |  | 21.8336
783 | 2818800 | 4.3468 | 21.8413 | 23.1578 |  | 21.8388
784 | 2822400 | 4.3478 | 21.8465 | 23.1631 |  | 21.844
785 | 2826000 | 4.3488 | 21.8517 | 23.1683 |  | 21.8491
786 | 2829600 | 4.3498 | 21.8568 | 23.1736 |  | 21.8543
787 | 2833200 | 4.3508 | 21.862 | 23.1788 |  | 21.8595
788 | 2836800 | 4.3518 | 21.8672 | 23.1841 |  | 21.8646
789 | 2840400 | 4.3528 | 21.8723 | 23.1893 |  | 21.8698
790 | 2844000 | 4.3538 | 21.8775 | 23.1945 |  | 21.875
791 | 2847600 | 4.3548 | 21.8826 | 23.1998 |  | 21.8801
792 | 2851200 | 4.3558 | 21.8878 | 23.205 |  | 21.8853
793 | 2854800 | 4.3568 | 21.8929 | 23.2103 |  | 21.8904
794 | 2858400 | 4.3577 | 21.8981 | 23.2155 |  | 21.8956
795 | 2862000 | 4.3587 | 21.9032 | 23.2207 |  | 21.9007
796 | 2865600 | 4.3597 | 21.9084 | 23.2259 |  | 21.9059
797 | 2869200 | 4.3607 | 21.9135 | 23.2312 |  | 21.911
798 | 2872800 | 4.3617 | 21.9187 | 23.2364 |  | 21.9161
799 | 2876400 | 4.3627 | 21.9238 | 23.2416 |  | 21.9213
800 | 2880000 | 4.3637 | 21.9289 | 23.2468 |  | 21.9264
801 | 2883600 | 4.3646 | 21.9341 | 23.252 |  | 21.9315
802 | 2887200 | 4.3656 | 21.9392 | 23.2573 |  | 21.9367
803 | 2890800 | 4.3666 | 21.9443 | 23.2625 |  | 21.9418
804 | 2894400 | 4.3676 | 21.9495 | 23.2677 |  | 21.9469
805 | 2898000 | 4.3685 | 21.9546 | 23.2729 |  | 21.952
806 | 2901600 | 4.3695 | 21.9597 | 23.2781 |  | 21.9572
807 | 2905200 | 4.3705 | 21.9648 | 23.2833 |  | 21.9623
808 | 2908800 | 4.3715 | 21.9699 | 23.2885 |  | 21.9674
809 | 2912400 | 4.3724 | 21.975 | 23.2937 |  | 21.9725
810 | 2916000 | 4.3734 | 21.9802 | 23.2989 |  | 21.9776
811 | 2919600 | 4.3744 | 21.9853 | 23.3041 |  | 21.9827
812 | 2923200 | 4.3753 | 21.9904 | 23.3092 |  | 21.9878
813 | 2926800 | 4.3763 | 21.9955 | 23.3144 |  | 21.9929
814 | 2930400 | 4.3773 | 22.0006 | 23.3196 |  | 21.998
815 | 2934000 | 4.3782 | 22.0057 | 23.3248 |  | 22.0031
816 | 2937600 | 4.3792 | 22.0108 | 23.33 |  | 22.0082
817 | 2941200 | 4.3801 | 22.0159 | 23.3352 |  | 22.0133
818 | 2944800 | 4.3811 | 22.021 | 23.3403 |  | 22.0184
819 | 2948400 | 4.382 | 22.0261 | 23.3455 |  | 22.0235
820 | 2952000 | 4.383 | 22.0311 | 23.3507 |  | 22.0286
821 | 2955600 | 4.3839 | 22.0362 | 23.3558 |  | 22.0337
822 | 2959200 | 4.3849 | 22.0413 | 23.361 |  | 22.0388
823 | 2962800 | 4.3858 | 22.0464 | 23.3662 |  | 22.0438
824 | 2966400 | 4.3868 | 22.0515 | 23.3713 |  | 22.0489
825 | 2970000 | 4.3877 | 22.0566 | 23.3765 |  | 22.054
826 | 2973600 | 4.3887 | 22.0616 | 23.3816 |  | 22.0591
827 | 2977200 | 4.3896 | 22.0667 | 23.3868 |  | 22.0641
828 | 2980800 | 4.3906 | 22.0718 | 23.3919 |  | 22.0692
829 | 2984400 | 4.3915 | 22.0768 | 23.3971 |  | 22.0743
830 | 2988000 | 4.3924 | 22.0819 | 23.4022 |  | 22.0793
831 | 2991600 | 4.3934 | 22.087 | 23.4074 |  | 22.0844
832 | 2995200 | 4.3943 | 22.092 | 23.4125 |  | 22.0895
833 | 2998800 | 4.3953 | 22.0971 | 23.4176 |  | 22.0945
834 | 3002400 | 4.3962 | 22.1021 | 23.4228 |  | 22.0996
835 | 3006000 | 4.3971 | 22.1072 | 23.4279 |  | 22.1046
836 | 3009600 | 4.398 | 22.1123 | 23.433 |  | 22.1097
837 | 3013200 | 4.399 | 22.1173 | 23.4382 |  | 22.1147
838 | 3016800 | 4.3999 | 22.1224 | 23.4433 |  | 22.1198
839 | 3020400 | 4.4008 | 22.1274 | 23.4484 |  | 22.1248
840 | 3024000 | 4.4018 | 22.1324 | 23.4535 |  | 22.1299
841 | 3027600 | 4.4027 | 22.1375 | 23.4587 |  | 22.1349
842 | 3031200 | 4.4036 | 22.1425 | 23.4638 |  | 22.1399
843 | 3034800 | 4.4045 | 22.1476 | 23.4689 |  | 22.145
844 | 3038400 | 4.4054 | 22.1526 | 23.474 |  | 22.15
845 | 3042000 | 4.4064 | 22.1576 | 23.4791 |  | 22.155
846 | 3045600 | 4.4073 | 22.1627 | 23.4842 |  | 22.1601
847 | 3049200 | 4.4082 | 22.1677 | 23.4893 |  | 22.1651
848 | 3052800 | 4.4091 | 22.1727 | 23.4944 |  | 22.1701
849 | 3056400 | 4.41 | 22.1777 | 23.4995 |  | 22.1752
850 | 3060000 | 4.4109 | 22.1828 | 23.5046 |  | 22.1802
851 | 3063600 | 4.4118 | 22.1878 | 23.5097 |  | 22.1852
852 | 3067200 | 4.4128 | 22.1928 | 23.5148 |  | 22.1902
853 | 3070800 | 4.4137 | 22.1978 | 23.5199 |  | 22.1952
854 | 3074400 | 4.4146 | 22.2028 | 23.525 |  | 22.2002
855 | 3078000 | 4.4155 | 22.2078 | 23.5301 |  | 22.2052
856 | 3081600 | 4.4164 | 22.2128 | 23.5352 |  | 22.2102
857 | 3085200 | 4.4173 | 22.2178 | 23.5402 |  | 22.2153
858 | 3088800 | 4.4182 | 22.2228 | 23.5453 |  | 22.2203
859 | 3092400 | 4.4191 | 22.2278 | 23.5504 |  | 22.2253
860 | 3096000 | 4.42 | 22.2328 | 23.5555 |  | 22.2303
861 | 3099600 | 4.4209 | 22.2378 | 23.5605 |  | 22.2353
862 | 3103200 | 4.4218 | 22.2428 | 23.5656 |  | 22.2402
863 | 3106800 | 4.4227 | 22.2478 | 23.5707 |  | 22.2452
864 | 3110400 | 4.4236 | 22.2528 | 23.5757 |  | 22.2502
865 | 3114000 | 4.4245 | 22.2578 | 23.5808 |  | 22.2552
866 | 3117600 | 4.4254 | 22.2628 | 23.5859 |  | 22.2602
867 | 3121200 | 4.4262 | 22.2678 | 23.5909 |  | 22.2652
868 | 3124800 | 4.4271 | 22.2728 | 23.596 |  | 22.2702
869 | 3128400 | 4.428 | 22.2777 | 23.601 |  | 22.2751
870 | 3132000 | 4.4289 | 22.2827 | 23.6061 |  | 22.2801
871 | 3135600 | 4.4298 | 22.2877 | 23.6111 |  | 22.2851
872 | 3139200 | 4.4307 | 22.2927 | 23.6162 |  | 22.2901
873 | 3142800 | 4.4316 | 22.2976 | 23.6212 |  | 22.295
874 | 3146400 | 4.4324 | 22.3026 | 23.6263 |  | 22.3
875 | 3150000 | 4.4333 | 22.3076 | 23.6313 |  | 22.305
876 | 3153600 | 4.4342 | 22.3125 | 23.6364 |  | 22.3099
877 | 3157200 | 4.4351 | 22.3175 | 23.6414 |  | 22.3149
878 | 3160800 | 4.436 | 22.3225 | 23.6464 |  | 22.3199
879 | 3164400 | 4.4368 | 22.3274 | 23.6515 |  | 22.3248
880 | 3168000 | 4.4377 | 22.3324 | 23.6565 |  | 22.3298
881 | 3171600 | 4.4386 | 22.3373 | 23.6615 |  | 22.3347
882 | 3175200 | 4.4394 | 22.3423 | 23.6665 |  | 22.3397
883 | 3178800 | 4.4403 | 22.3472 | 23.6716 |  | 22.3446
884 | 3182400 | 4.4412 | 22.3522 | 23.6766 |  | 22.3496
885 | 3186000 | 4.4421 | 22.3571 | 23.6816 |  | 22.3545
886 | 3189600 | 4.4429 | 22.3621 | 23.6866 |  | 22.3595
887 | 3193200 | 4.4438 | 22.367 | 23.6916 |  | 22.3644
888 | 3196800 | 4.4447 | 22.372 | 23.6967 |  | 22.3693
889 | 3200400 | 4.4455 | 22.3769 | 23.7017 |  | 22.3743
890 | 3204000 | 4.4464 | 22.3818 | 23.7067 |  | 22.3792
891 | 3207600 | 4.4472 | 22.3868 | 23.7117 |  | 22.3841
892 | 3211200 | 4.4481 | 22.3917 | 23.7167 |  | 22.3891
893 | 3214800 | 4.449 | 22.3966 | 23.7217 |  | 22.394
894 | 3218400 | 4.4498 | 22.4015 | 23.7267 |  | 22.3989
895 | 3222000 | 4.4507 | 22.4065 | 23.7317 |  | 22.4039
896 | 3225600 | 4.4515 | 22.4114 | 23.7367 |  | 22.4088
897 | 3229200 | 4.4524 | 22.4163 | 23.7417 |  | 22.4137
898 | 3232800 | 4.4532 | 22.4212 | 23.7467 |  | 22.4186
899 | 3236400 | 4.4541 | 22.4262 | 23.7516 |  | 22.4235
900 | 3240000 | 4.4549 | 22.4311 | 23.7566 |  | 22.4284
901 | 3243600 | 4.4558 | 22.436 | 23.7616 |  | 22.4334
902 | 3247200 | 4.4566 | 22.4409 | 23.7666 |  | 22.4383
903 | 3250800 | 4.4575 | 22.4458 | 23.7716 |  | 22.4432
904 | 3254400 | 4.4583 | 22.4507 | 23.7766 |  | 22.4481
905 | 3258000 | 4.4592 | 22.4556 | 23.7815 |  | 22.453
906 | 3261600 | 4.46 | 22.4605 | 23.7865 |  | 22.4579
907 | 3265200 | 4.4609 | 22.4654 | 23.7915 |  | 22.4628
908 | 3268800 | 4.4617 | 22.4703 | 23.7964 |  | 22.4677
909 | 3272400 | 4.4625 | 22.4752 | 23.8014 |  | 22.4726
910 | 3276000 | 4.4634 | 22.4801 | 23.8064 |  | 22.4775
911 | 3279600 | 4.4642 | 22.485 | 23.8113 |  | 22.4824
912 | 3283200 | 4.465 | 22.4899 | 23.8163 |  | 22.4873
913 | 3286800 | 4.4659 | 22.4948 | 23.8213 |  | 22.4921
914 | 3290400 | 4.4667 | 22.4997 | 23.8262 |  | 22.497
915 | 3294000 | 4.4675 | 22.5045 | 23.8312 |  | 22.5019
916 | 3297600 | 4.4684 | 22.5094 | 23.8361 |  | 22.5068
917 | 3301200 | 4.4692 | 22.5143 | 23.8411 |  | 22.5117
918 | 3304800 | 4.47 | 22.5192 | 23.846 |  | 22.5165
919 | 3308400 | 4.4709 | 22.5241 | 23.851 |  | 22.5214
920 | 3312000 | 4.4717 | 22.5289 | 23.8559 |  | 22.5263
921 | 3315600 | 4.4725 | 22.5338 | 23.8608 |  | 22.5312
922 | 3319200 | 4.4733 | 22.5387 | 23.8658 |  | 22.536
923 | 3322800 | 4.4742 | 22.5435 | 23.8707 |  | 22.5409
924 | 3326400 | 4.475 | 22.5484 | 23.8757 |  | 22.5458
925 | 3330000 | 4.4758 | 22.5533 | 23.8806 |  | 22.5506
926 | 3333600 | 4.4766 | 22.5581 | 23.8855 |  | 22.5555
927 | 3337200 | 4.4775 | 22.563 | 23.8904 |  | 22.5603
928 | 3340800 | 4.4783 | 22.5679 | 23.8954 |  | 22.5652
929 | 3344400 | 4.4791 | 22.5727 | 23.9003 |  | 22.5701
930 | 3348000 | 4.4799 | 22.5776 | 23.9052 |  | 22.5749
931 | 3351600 | 4.4807 | 22.5824 | 23.9101 |  | 22.5798
932 | 3355200 | 4.4815 | 22.5873 | 23.9151 |  | 22.5846
933 | 3358800 | 4.4823 | 22.5921 | 23.92 |  | 22.5895
934 | 3362400 | 4.4832 | 22.597 | 23.9249 |  | 22.5943
935 | 3366000 | 4.484 | 22.6018 | 23.9298 |  | 22.5991
936 | 3369600 | 4.4848 | 22.6066 | 23.9347 |  | 22.604
937 | 3373200 | 4.4856 | 22.6115 | 23.9396 |  | 22.6088
938 | 3376800 | 4.4864 | 22.6163 | 23.9445 |  | 22.6137
939 | 3380400 | 4.4872 | 22.6212 | 23.9494 |  | 22.6185
940 | 3384000 | 4.488 | 22.626 | 23.9543 |  | 22.6233
941 | 3387600 | 4.4888 | 22.6308 | 23.9592 |  | 22.6282
942 | 3391200 | 4.4896 | 22.6357 | 23.9641 |  | 22.633
943 | 3394800 | 4.4904 | 22.6405 | 23.969 |  | 22.6378
944 | 3398400 | 4.4912 | 22.6453 | 23.9739 |  | 22.6426
945 | 3402000 | 4.492 | 22.6501 | 23.9788 |  | 22.6475
946 | 3405600 | 4.4928 | 22.655 | 23.9837 |  | 22.6523
947 | 3409200 | 4.4936 | 22.6598 | 23.9886 |  | 22.6571
948 | 3412800 | 4.4944 | 22.6646 | 23.9935 |  | 22.6619
949 | 3416400 | 4.4952 | 22.6694 | 23.9984 |  | 22.6667
950 | 3420000 | 4.496 | 22.6742 | 24.0032 |  | 22.6716
951 | 3423600 | 4.4968 | 22.679 | 24.0081 |  | 22.6764
952 | 3427200 | 4.4976 | 22.6838 | 24.013 |  | 22.6812
953 | 3430800 | 4.4984 | 22.6887 | 24.0179 |  | 22.686
954 | 3434400 | 4.4992 | 22.6935 | 24.0227 |  | 22.6908
955 | 3438000 | 4.5 | 22.6983 | 24.0276 |  | 22.6956
956 | 3441600 | 4.5007 | 22.7031 | 24.0325 |  | 22.7004
957 | 3445200 | 4.5015 | 22.7079 | 24.0373 |  | 22.7052
958 | 3448800 | 4.5023 | 22.7127 | 24.0422 |  | 22.71
959 | 3452400 | 4.5031 | 22.7175 | 24.0471 |  | 22.7148
960 | 3456000 | 4.5039 | 22.7223 | 24.0519 |  | 22.7196
961 | 3459600 | 4.5047 | 22.7271 | 24.0568 |  | 22.7244
962 | 3463200 | 4.5055 | 22.7318 | 24.0616 |  | 22.7292
963 | 3466800 | 4.5062 | 22.7366 | 24.0665 |  | 22.734
964 | 3470400 | 4.507 | 22.7414 | 24.0714 |  | 22.7387
965 | 3474000 | 4.5078 | 22.7462 | 24.0762 |  | 22.7435
966 | 3477600 | 4.5086 | 22.751 | 24.0811 |  | 22.7483
967 | 3481200 | 4.5094 | 22.7558 | 24.0859 |  | 22.7531
968 | 3484800 | 4.5101 | 22.7606 | 24.0907 |  | 22.7579
969 | 3488400 | 4.5109 | 22.7653 | 24.0956 |  | 22.7627
970 | 3492000 | 4.5117 | 22.7701 | 24.1004 |  | 22.7674
971 | 3495600 | 4.5125 | 22.7749 | 24.1053 |  | 22.7722
972 | 3499200 | 4.5132 | 22.7797 | 24.1101 |  | 22.777
973 | 3502800 | 4.514 | 22.7844 | 24.1149 |  | 22.7817
974 | 3506400 | 4.5148 | 22.7892 | 24.1198 |  | 22.7865
975 | 3510000 | 4.5155 | 22.794 | 24.1246 |  | 22.7913
976 | 3513600 | 4.5163 | 22.7987 | 24.1294 |  | 22.796
977 | 3517200 | 4.5171 | 22.8035 | 24.1343 |  | 22.8008
978 | 3520800 | 4.5178 | 22.8082 | 24.1391 |  | 22.8056
979 | 3524400 | 4.5186 | 22.813 | 24.1439 |  | 22.8103
980 | 3528000 | 4.5194 | 22.8178 | 24.1487 |  | 22.8151
981 | 3531600 | 4.5201 | 22.8225 | 24.1536 |  | 22.8198
982 | 3535200 | 4.5209 | 22.8273 | 24.1584 |  | 22.8246
983 | 3538800 | 4.5217 | 22.832 | 24.1632 |  | 22.8293
984 | 3542400 | 4.5224 | 22.8368 | 24.168 |  | 22.8341
985 | 3546000 | 4.5232 | 22.8415 | 24.1728 |  | 22.8388
986 | 3549600 | 4.5239 | 22.8463 | 24.1776 |  | 22.8436
987 | 3553200 | 4.5247 | 22.851 | 24.1824 |  | 22.8483
988 | 3556800 | 4.5254 | 22.8558 | 24.1872 |  | 22.8531
989 | 3560400 | 4.5262 | 22.8605 | 24.192 |  | 22.8578
990 | 3564000 | 4.527 | 22.8652 | 24.1968 |  | 22.8625
991 | 3567600 | 4.5277 | 22.87 | 24.2016 |  | 22.8673
992 | 3571200 | 4.5285 | 22.8747 | 24.2064 |  | 22.872
993 | 3574800 | 4.5292 | 22.8794 | 24.2112 |  | 22.8767
994 | 3578400 | 4.53 | 22.8842 | 24.216 |  | 22.8815
995 | 3582000 | 4.5307 | 22.8889 | 24.2208 |  | 22.8862
996 | 3585600 | 4.5315 | 22.8936 | 24.2256 |  | 22.8909
997 | 3589200 | 4.5322 | 22.8984 | 24.2304 |  | 22.8956
998 | 3592800 | 4.533 | 22.9031 | 24.2352 |  | 22.9004
999 | 3596400 | 4.5337 | 22.9078 | 24.24 |  | 22.9051
1000 | 3600000 | 4.5345 | 22.9125 | 24.2448 |  | 22.9098
1001 | 3603600 | 4.5352 | 22.9172 | 24.2495 |  | 22.9145
1002 | 3607200 | 4.5359 | 22.922 | 24.2543 |  | 22.9192
1003 | 3610800 | 4.5367 | 22.9267 | 24.2591 |  | 22.924
1004 | 3614400 | 4.5374 | 22.9314 | 24.2639 |  | 22.9287
1005 | 3618000 | 4.5382 | 22.9361 | 24.2686 |  | 22.9334
1006 | 3621600 | 4.5389 | 22.9408 | 24.2734 |  | 22.9381
1007 | 3625200 | 4.5396 | 22.9455 | 24.2782 |  | 22.9428
1008 | 3628800 | 4.5404 | 22.9502 | 24.2829 |  | 22.9475
1009 | 3632400 | 4.5411 | 22.9549 | 24.2877 |  | 22.9522
1010 | 3636000 | 4.5419 | 22.9596 | 24.2925 |  | 22.9569
1011 | 3639600 | 4.5426 | 22.9643 | 24.2972 |  | 22.9616
1012 | 3643200 | 4.5433 | 22.969 | 24.302 |  | 22.9663
1013 | 3646800 | 4.5441 | 22.9737 | 24.3068 |  | 22.971
1014 | 3650400 | 4.5448 | 22.9784 | 24.3115 |  | 22.9757
1015 | 3654000 | 4.5455 | 22.9831 | 24.3163 |  | 22.9804
1016 | 3657600 | 4.5462 | 22.9878 | 24.321 |  | 22.9851
1017 | 3661200 | 4.547 | 22.9925 | 24.3258 |  | 22.9898
1018 | 3664800 | 4.5477 | 22.9972 | 24.3305 |  | 22.9944
1019 | 3668400 | 4.5484 | 23.0019 | 24.3353 |  | 22.9991
1020 | 3672000 | 4.5492 | 23.0065 | 24.34 |  | 23.0038
1021 | 3675600 | 4.5499 | 23.0112 | 24.3448 |  | 23.0085
1022 | 3679200 | 4.5506 | 23.0159 | 24.3495 |  | 23.0132
1023 | 3682800 | 4.5513 | 23.0206 | 24.3542 |  | 23.0179
1024 | 3686400 | 4.5521 | 23.0253 | 24.359 |  | 23.0225
1025 | 3690000 | 4.5528 | 23.0299 | 24.3637 |  | 23.0272
1026 | 3693600 | 4.5535 | 23.0346 | 24.3684 |  | 23.0319
1027 | 3697200 | 4.5542 | 23.0393 | 24.3732 |  | 23.0365
1028 | 3700800 | 4.5549 | 23.0439 | 24.3779 |  | 23.0412
1029 | 3704400 | 4.5557 | 23.0486 | 24.3826 |  | 23.0459
1030 | 3708000 | 4.5564 | 23.0533 | 24.3874 |  | 23.0505
1031 | 3711600 | 4.5571 | 23.0579 | 24.3921 |  | 23.0552
1032 | 3715200 | 4.5578 | 23.0626 | 24.3968 |  | 23.0599
1033 | 3718800 | 4.5585 | 23.0673 | 24.4015 |  | 23.0645
1034 | 3722400 | 4.5592 | 23.0719 | 24.4062 |  | 23.0692
1035 | 3726000 | 4.56 | 23.0766 | 24.411 |  | 23.0738
1036 | 3729600 | 4.5607 | 23.0812 | 24.4157 |  | 23.0785
1037 | 3733200 | 4.5614 | 23.0859 | 24.4204 |  | 23.0832
1038 | 3736800 | 4.5621 | 23.0905 | 24.4251 |  | 23.0878
1039 | 3740400 | 4.5628 | 23.0952 | 24.4298 |  | 23.0925
1040 | 3744000 | 4.5635 | 23.0998 | 24.4345 |  | 23.0971
1041 | 3747600 | 4.5642 | 23.1045 | 24.4392 |  | 23.1017
1042 | 3751200 | 4.5649 | 23.1091 | 24.4439 |  | 23.1064
1043 | 3754800 | 4.5656 | 23.1138 | 24.4486 |  | 23.111
1044 | 3758400 | 4.5663 | 23.1184 | 24.4533 |  | 23.1157
1045 | 3762000 | 4.567 | 23.1231 | 24.458 |  | 23.1203
1046 | 3765600 | 4.5677 | 23.1277 | 24.4627 |  | 23.1249
1047 | 3769200 | 4.5684 | 23.1323 | 24.4674 |  | 23.1296
1048 | 3772800 | 4.5691 | 23.137 | 24.4721 |  | 23.1342
1049 | 3776400 | 4.5698 | 23.1416 | 24.4768 |  | 23.1389
1050 | 3780000 | 4.5705 | 23.1462 | 24.4815 |  | 23.1435
1051 | 3783600 | 4.5712 | 23.1509 | 24.4862 |  | 23.1481
1052 | 3787200 | 4.5719 | 23.1555 | 24.4909 |  | 23.1527
1053 | 3790800 | 4.5726 | 23.1601 | 24.4956 |  | 23.1574
1054 | 3794400 | 4.5733 | 23.1647 | 24.5002 |  | 23.162
1055 | 3798000 | 4.574 | 23.1694 | 24.5049 |  | 23.1666
1056 | 3801600 | 4.5747 | 23.174 | 24.5096 |  | 23.1712
1057 | 3805200 | 4.5754 | 23.1786 | 24.5143 |  | 23.1758
1058 | 3808800 | 4.5761 | 23.1832 | 24.5189 |  | 23.1805
1059 | 3812400 | 4.5768 | 23.1878 | 24.5236 |  | 23.1851
1060 | 3816000 | 4.5775 | 23.1924 | 24.5283 |  | 23.1897
1061 | 3819600 | 4.5782 | 23.1971 | 24.533 |  | 23.1943
1062 | 3823200 | 4.5789 | 23.2017 | 24.5376 |  | 23.1989
1063 | 3826800 | 4.5796 | 23.2063 | 24.5423 |  | 23.2035
1064 | 3830400 | 4.5803 | 23.2109 | 24.547 |  | 23.2081
1065 | 3834000 | 4.5809 | 23.2155 | 24.5516 |  | 23.2127
1066 | 3837600 | 4.5816 | 23.2201 | 24.5563 |  | 23.2173
1067 | 3841200 | 4.5823 | 23.2247 | 24.5609 |  | 23.2219
1068 | 3844800 | 4.583 | 23.2293 | 24.5656 |  | 23.2265
1069 | 3848400 | 4.5837 | 23.2339 | 24.5703 |  | 23.2311
1070 | 3852000 | 4.5844 | 23.2385 | 24.5749 |  | 23.2357
1071 | 3855600 | 4.5851 | 23.2431 | 24.5796 |  | 23.2403
1072 | 3859200 | 4.5857 | 23.2477 | 24.5842 |  | 23.2449
1073 | 3862800 | 4.5864 | 23.2523 | 24.5889 |  | 23.2495
1074 | 3866400 | 4.5871 | 23.2569 | 24.5935 |  | 23.2541
1075 | 3870000 | 4.5878 | 23.2614 | 24.5982 |  | 23.2587
1076 | 3873600 | 4.5885 | 23.266 | 24.6028 |  | 23.2633
1077 | 3877200 | 4.5891 | 23.2706 | 24.6074 |  | 23.2678
1078 | 3880800 | 4.5898 | 23.2752 | 24.6121 |  | 23.2724
1079 | 3884400 | 4.5905 | 23.2798 | 24.6167 |  | 23.277
1080 | 3888000 | 4.5912 | 23.2844 | 24.6214 |  | 23.2816
1081 | 3891600 | 4.5918 | 23.2889 | 24.626 |  | 23.2862
1082 | 3895200 | 4.5925 | 23.2935 | 24.6306 |  | 23.2907
1083 | 3898800 | 4.5932 | 23.2981 | 24.6353 |  | 23.2953
1084 | 3902400 | 4.5939 | 23.3027 | 24.6399 |  | 23.2999
1085 | 3906000 | 4.5945 | 23.3072 | 24.6445 |  | 23.3045
1086 | 3909600 | 4.5952 | 23.3118 | 24.6491 |  | 23.309
1087 | 3913200 | 4.5959 | 23.3164 | 24.6538 |  | 23.3136
1088 | 3916800 | 4.5965 | 23.3209 | 24.6584 |  | 23.3182
1089 | 3920400 | 4.5972 | 23.3255 | 24.663 |  | 23.3227
1090 | 3924000 | 4.5979 | 23.3301 | 24.6676 |  | 23.3273
1091 | 3927600 | 4.5985 | 23.3346 | 24.6722 |  | 23.3318
1092 | 3931200 | 4.5992 | 23.3392 | 24.6769 |  | 23.3364
1093 | 3934800 | 4.5999 | 23.3437 | 24.6815 |  | 23.341
1094 | 3938400 | 4.6005 | 23.3483 | 24.6861 |  | 23.3455
1095 | 3942000 | 4.6012 | 23.3529 | 24.6907 |  | 23.3501
1096 | 3945600 | 4.6019 | 23.3574 | 24.6953 |  | 23.3546
1097 | 3949200 | 4.6025 | 23.362 | 24.6999 |  | 23.3592
1098 | 3952800 | 4.6032 | 23.3665 | 24.7045 |  | 23.3637
1099 | 3956400 | 4.6039 | 23.3711 | 24.7091 |  | 23.3683
1100 | 3960000 | 4.6045 | 23.3756 | 24.7137 |  | 23.3728
1101 | 3963600 | 4.6052 | 23.3801 | 24.7183 |  | 23.3774
1102 | 3967200 | 4.6058 | 23.3847 | 24.7229 |  | 23.3819
1103 | 3970800 | 4.6065 | 23.3892 | 24.7275 |  | 23.3864
1104 | 3974400 | 4.6071 | 23.3938 | 24.7321 |  | 23.391
1105 | 3978000 | 4.6078 | 23.3983 | 24.7367 |  | 23.3955
1106 | 3981600 | 4.6085 | 23.4028 | 24.7413 |  | 23.4001
1107 | 3985200 | 4.6091 | 23.4074 | 24.7459 |  | 23.4046
1108 | 3988800 | 4.6098 | 23.4119 | 24.7505 |  | 23.4091
1109 | 3992400 | 4.6104 | 23.4164 | 24.7551 |  | 23.4137
1110 | 3996000 | 4.6111 | 23.421 | 24.7596 |  | 23.4182
1111 | 3999600 | 4.6117 | 23.4255 | 24.7642 |  | 23.4227
1112 | 4003200 | 4.6124 | 23.43 | 24.7688 |  | 23.4272
1113 | 4006800 | 4.613 | 23.4346 | 24.7734 |  | 23.4318
1114 | 4010400 | 4.6137 | 23.4391 | 24.778 |  | 23.4363
1115 | 4014000 | 4.6143 | 23.4436 | 24.7825 |  | 23.4408
1116 | 4017600 | 4.615 | 23.4481 | 24.7871 |  | 23.4453
1117 | 4021200 | 4.6156 | 23.4526 | 24.7917 |  | 23.4498
1118 | 4024800 | 4.6163 | 23.4572 | 24.7963 |  | 23.4544
1119 | 4028400 | 4.6169 | 23.4617 | 24.8008 |  | 23.4589
1120 | 4032000 | 4.6175 | 23.4662 | 24.8054 |  | 23.4634
1121 | 4035600 | 4.6182 | 23.4707 | 24.81 |  | 23.4679
1122 | 4039200 | 4.6188 | 23.4752 | 24.8145 |  | 23.4724
1123 | 4042800 | 4.6195 | 23.4797 | 24.8191 |  | 23.4769
1124 | 4046400 | 4.6201 | 23.4842 | 24.8237 |  | 23.4814
1125 | 4050000 | 4.6208 | 23.4887 | 24.8282 |  | 23.4859
1126 | 4053600 | 4.6214 | 23.4932 | 24.8328 |  | 23.4904
1127 | 4057200 | 4.622 | 23.4977 | 24.8373 |  | 23.4949
1128 | 4060800 | 4.6227 | 23.5022 | 24.8419 |  | 23.4994
1129 | 4064400 | 4.6233 | 23.5067 | 24.8464 |  | 23.5039
1130 | 4068000 | 4.624 | 23.5112 | 24.851 |  | 23.5084
1131 | 4071600 | 4.6246 | 23.5157 | 24.8555 |  | 23.5129
1132 | 4075200 | 4.6252 | 23.5202 | 24.8601 |  | 23.5174
1133 | 4078800 | 4.6259 | 23.5247 | 24.8646 |  | 23.5219
1134 | 4082400 | 4.6265 | 23.5292 | 24.8692 |  | 23.5264
1135 | 4086000 | 4.6271 | 23.5337 | 24.8737 |  | 23.5309
1136 | 4089600 | 4.6278 | 23.5382 | 24.8783 |  | 23.5354
1137 | 4093200 | 4.6284 | 23.5427 | 24.8828 |  | 23.5399
1138 | 4096800 | 4.629 | 23.5472 | 24.8873 |  | 23.5444
1139 | 4100400 | 4.6297 | 23.5517 | 24.8919 |  | 23.5488
1140 | 4104000 | 4.6303 | 23.5561 | 24.8964 |  | 23.5533
1141 | 4107600 | 4.6309 | 23.5606 | 24.9009 |  | 23.5578
1142 | 4111200 | 4.6315 | 23.5651 | 24.9055 |  | 23.5623
1143 | 4114800 | 4.6322 | 23.5696 | 24.91 |  | 23.5668
1144 | 4118400 | 4.6328 | 23.574 | 24.9145 |  | 23.5712
1145 | 4122000 | 4.6334 | 23.5785 | 24.9191 |  | 23.5757
1146 | 4125600 | 4.6341 | 23.583 | 24.9236 |  | 23.5802
1147 | 4129200 | 4.6347 | 23.5875 | 24.9281 |  | 23.5846
1148 | 4132800 | 4.6353 | 23.5919 | 24.9326 |  | 23.5891
1149 | 4136400 | 4.6359 | 23.5964 | 24.9372 |  | 23.5936
1150 | 4140000 | 4.6366 | 23.6009 | 24.9417 |  | 23.598
1151 | 4143600 | 4.6372 | 23.6053 | 24.9462 |  | 23.6025
1152 | 4147200 | 4.6378 | 23.6098 | 24.9507 |  | 23.607
1153 | 4150800 | 4.6384 | 23.6143 | 24.9552 |  | 23.6114
1154 | 4154400 | 4.639 | 23.6187 | 24.9597 |  | 23.6159
1155 | 4158000 | 4.6397 | 23.6232 | 24.9642 |  | 23.6204
1156 | 4161600 | 4.6403 | 23.6276 | 24.9688 |  | 23.6248
1157 | 4165200 | 4.6409 | 23.6321 | 24.9733 |  | 23.6293
1158 | 4168800 | 4.6415 | 23.6365 | 24.9778 |  | 23.6337
1159 | 4172400 | 4.6421 | 23.641 | 24.9823 |  | 23.6382
1160 | 4176000 | 4.6427 | 23.6455 | 24.9868 |  | 23.6426
1161 | 4179600 | 4.6434 | 23.6499 | 24.9913 |  | 23.6471
1162 | 4183200 | 4.644 | 23.6543 | 24.9958 |  | 23.6515
1163 | 4186800 | 4.6446 | 23.6588 | 25.0003 |  | 23.656
1164 | 4190400 | 4.6452 | 23.6632 | 25.0048 |  | 23.6604
1165 | 4194000 | 4.6458 | 23.6677 | 25.0093 |  | 23.6648
1166 | 4197600 | 4.6464 | 23.6721 | 25.0138 |  | 23.6693
1167 | 4201200 | 4.647 | 23.6766 | 25.0182 |  | 23.6737
1168 | 4204800 | 4.6476 | 23.681 | 25.0227 |  | 23.6782
1169 | 4208400 | 4.6483 | 23.6854 | 25.0272 |  | 23.6826
1170 | 4212000 | 4.6489 | 23.6899 | 25.0317 |  | 23.687
1171 | 4215600 | 4.6495 | 23.6943 | 25.0362 |  | 23.6915
1172 | 4219200 | 4.6501 | 23.6987 | 25.0407 |  | 23.6959
1173 | 4222800 | 4.6507 | 23.7032 | 25.0452 |  | 23.7003
1174 | 4226400 | 4.6513 | 23.7076 | 25.0496 |  | 23.7048
1175 | 4230000 | 4.6519 | 23.712 | 25.0541 |  | 23.7092
1176 | 4233600 | 4.6525 | 23.7165 | 25.0586 |  | 23.7136
1177 | 4237200 | 4.6531 | 23.7209 | 25.0631 |  | 23.718
1178 | 4240800 | 4.6537 | 23.7253 | 25.0675 |  | 23.7225
1179 | 4244400 | 4.6543 | 23.7297 | 25.072 |  | 23.7269
1180 | 4248000 | 4.6549 | 23.7341 | 25.0765 |  | 23.7313
1181 | 4251600 | 4.6555 | 23.7386 | 25.081 |  | 23.7357
1182 | 4255200 | 4.6561 | 23.743 | 25.0854 |  | 23.7401
1183 | 4258800 | 4.6567 | 23.7474 | 25.0899 |  | 23.7446
1184 | 4262400 | 4.6573 | 23.7518 | 25.0944 |  | 23.749
1185 | 4266000 | 4.6579 | 23.7562 | 25.0988 |  | 23.7534
1186 | 4269600 | 4.6585 | 23.7606 | 25.1033 |  | 23.7578
1187 | 4273200 | 4.6591 | 23.765 | 25.1077 |  | 23.7622
1188 | 4276800 | 4.6597 | 23.7695 | 25.1122 |  | 23.7666
1189 | 4280400 | 4.6603 | 23.7739 | 25.1167 |  | 23.771
1190 | 4284000 | 4.6609 | 23.7783 | 25.1211 |  | 23.7754
1191 | 4287600 | 4.6615 | 23.7827 | 25.1256 |  | 23.7798
1192 | 4291200 | 4.6621 | 23.7871 | 25.13 |  | 23.7842
1193 | 4294800 | 4.6627 | 23.7915 | 25.1345 |  | 23.7886
1194 | 4298400 | 4.6633 | 23.7959 | 25.1389 |  | 23.793
1195 | 4302000 | 4.6639 | 23.8003 | 25.1434 |  | 23.7974
1196 | 4305600 | 4.6645 | 23.8047 | 25.1478 |  | 23.8018
1197 | 4309200 | 4.6651 | 23.8091 | 25.1523 |  | 23.8062
1198 | 4312800 | 4.6657 | 23.8135 | 25.1567 |  | 23.8106
1199 | 4316400 | 4.6662 | 23.8179 | 25.1611 |  | 23.815
1200 | 4320000 | 4.6668 | 23.8222 | 25.1656 |  | 23.8194
1201 | 4323600 | 4.6674 | 23.8266 | 25.17 |  | 23.8238
1202 | 4327200 | 4.668 | 23.831 | 25.1745 |  | 23.8282
1203 | 4330800 | 4.6686 | 23.8354 | 25.1789 |  | 23.8325
1204 | 4334400 | 4.6692 | 23.8398 | 25.1833 |  | 23.8369
1205 | 4338000 | 4.6698 | 23.8442 | 25.1878 |  | 23.8413
1206 | 4341600 | 4.6704 | 23.8486 | 25.1922 |  | 23.8457
1207 | 4345200 | 4.6709 | 23.8529 | 25.1966 |  | 23.8501
1208 | 4348800 | 4.6715 | 23.8573 | 25.201 |  | 23.8544
1209 | 4352400 | 4.6721 | 23.8617 | 25.2055 |  | 23.8588
1210 | 4356000 | 4.6727 | 23.8661 | 25.2099 |  | 23.8632
1211 | 4359600 | 4.6733 | 23.8704 | 25.2143 |  | 23.8676
1212 | 4363200 | 4.6739 | 23.8748 | 25.2187 |  | 23.8719
1213 | 4366800 | 4.6744 | 23.8792 | 25.2232 |  | 23.8763
1214 | 4370400 | 4.675 | 23.8836 | 25.2276 |  | 23.8807
1215 | 4374000 | 4.6756 | 23.8879 | 25.232 |  | 23.8851
1216 | 4377600 | 4.6762 | 23.8923 | 25.2364 |  | 23.8894
1217 | 4381200 | 4.6768 | 23.8967 | 25.2408 |  | 23.8938
1218 | 4384800 | 4.6773 | 23.901 | 25.2452 |  | 23.8981
1219 | 4388400 | 4.6779 | 23.9054 | 25.2497 |  | 23.9025
1220 | 4392000 | 4.6785 | 23.9097 | 25.2541 |  | 23.9069
1221 | 4395600 | 4.6791 | 23.9141 | 25.2585 |  | 23.9112
1222 | 4399200 | 4.6796 | 23.9185 | 25.2629 |  | 23.9156
1223 | 4402800 | 4.6802 | 23.9228 | 25.2673 |  | 23.9199
1224 | 4406400 | 4.6808 | 23.9272 | 25.2717 |  | 23.9243
1225 | 4410000 | 4.6814 | 23.9315 | 25.2761 |  | 23.9286
1226 | 4413600 | 4.6819 | 23.9359 | 25.2805 |  | 23.933
1227 | 4417200 | 4.6825 | 23.9402 | 25.2849 |  | 23.9374
1228 | 4420800 | 4.6831 | 23.9446 | 25.2893 |  | 23.9417
1229 | 4424400 | 4.6837 | 23.9489 | 25.2937 |  | 23.946
1230 | 4428000 | 4.6842 | 23.9533 | 25.2981 |  | 23.9504
1231 | 4431600 | 4.6848 | 23.9576 | 25.3025 |  | 23.9547
1232 | 4435200 | 4.6854 | 23.962 | 25.3069 |  | 23.9591
1233 | 4438800 | 4.6859 | 23.9663 | 25.3113 |  | 23.9634
1234 | 4442400 | 4.6865 | 23.9706 | 25.3156 |  | 23.9678
1235 | 4446000 | 4.6871 | 23.975 | 25.32 |  | 23.9721
1236 | 4449600 | 4.6876 | 23.9793 | 25.3244 |  | 23.9764
1237 | 4453200 | 4.6882 | 23.9837 | 25.3288 |  | 23.9808
1238 | 4456800 | 4.6888 | 23.988 | 25.3332 |  | 23.9851
1239 | 4460400 | 4.6893 | 23.9923 | 25.3376 |  | 23.9894
1240 | 4464000 | 4.6899 | 23.9967 | 25.3419 |  | 23.9938
1241 | 4467600 | 4.6905 | 24.001 | 25.3463 |  | 23.9981
1242 | 4471200 | 4.691 | 24.0053 | 25.3507 |  | 24.0024
1243 | 4474800 | 4.6916 | 24.0097 | 25.3551 |  | 24.0068
1244 | 4478400 | 4.6922 | 24.014 | 25.3594 |  | 24.0111
1245 | 4482000 | 4.6927 | 24.0183 | 25.3638 |  | 24.0154
1246 | 4485600 | 4.6933 | 24.0226 | 25.3682 |  | 24.0197
1247 | 4489200 | 4.6938 | 24.027 | 25.3726 |  | 24.0241
1248 | 4492800 | 4.6944 | 24.0313 | 25.3769 |  | 24.0284
1249 | 4496400 | 4.695 | 24.0356 | 25.3813 |  | 24.0327
1250 | 4500000 | 4.6955 | 24.0399 | 25.3857 |  | 24.037
1251 | 4503600 | 4.6961 | 24.0442 | 25.39 |  | 24.0413
1252 | 4507200 | 4.6966 | 24.0485 | 25.3944 |  | 24.0456
1253 | 4510800 | 4.6972 | 24.0529 | 25.3987 |  | 24.05
1254 | 4514400 | 4.6978 | 24.0572 | 25.4031 |  | 24.0543
1255 | 4518000 | 4.6983 | 24.0615 | 25.4075 |  | 24.0586
1256 | 4521600 | 4.6989 | 24.0658 | 25.4118 |  | 24.0629
1257 | 4525200 | 4.6994 | 24.0701 | 25.4162 |  | 24.0672
1258 | 4528800 | 4.7 | 24.0744 | 25.4205 |  | 24.0715
1259 | 4532400 | 4.7005 | 24.0787 | 25.4249 |  | 24.0758
1260 | 4536000 | 4.7011 | 24.083 | 25.4292 |  | 24.0801
1261 | 4539600 | 4.7016 | 24.0873 | 25.4336 |  | 24.0844
1262 | 4543200 | 4.7022 | 24.0916 | 25.4379 |  | 24.0887
1263 | 4546800 | 4.7027 | 24.0959 | 25.4423 |  | 24.093
1264 | 4550400 | 4.7033 | 24.1002 | 25.4466 |  | 24.0973
1265 | 4554000 | 4.7038 | 24.1045 | 25.451 |  | 24.1016
1266 | 4557600 | 4.7044 | 24.1088 | 25.4553 |  | 24.1059
1267 | 4561200 | 4.7049 | 24.1131 | 25.4596 |  | 24.1102
1268 | 4564800 | 4.7055 | 24.1174 | 25.464 |  | 24.1145
1269 | 4568400 | 4.706 | 24.1217 | 25.4683 |  | 24.1188
1270 | 4572000 | 4.7066 | 24.126 | 25.4727 |  | 24.1231
1271 | 4575600 | 4.7071 | 24.1303 | 25.477 |  | 24.1274
1272 | 4579200 | 4.7077 | 24.1346 | 25.4813 |  | 24.1316
1273 | 4582800 | 4.7082 | 24.1388 | 25.4857 |  | 24.1359
1274 | 4586400 | 4.7088 | 24.1431 | 25.49 |  | 24.1402
1275 | 4590000 | 4.7093 | 24.1474 | 25.4943 |  | 24.1445
1276 | 4593600 | 4.7099 | 24.1517 | 25.4986 |  | 24.1488
1277 | 4597200 | 4.7104 | 24.156 | 25.503 |  | 24.1531
1278 | 4600800 | 4.7109 | 24.1603 | 25.5073 |  | 24.1573
1279 | 4604400 | 4.7115 | 24.1645 | 25.5116 |  | 24.1616
1280 | 4608000 | 4.712 | 24.1688 | 25.5159 |  | 24.1659
1281 | 4611600 | 4.7126 | 24.1731 | 25.5203 |  | 24.1702
1282 | 4615200 | 4.7131 | 24.1774 | 25.5246 |  | 24.1744
1283 | 4618800 | 4.7136 | 24.1816 | 25.5289 |  | 24.1787
1284 | 4622400 | 4.7142 | 24.1859 | 25.5332 |  | 24.183
1285 | 4626000 | 4.7147 | 24.1902 | 25.5375 |  | 24.1872
1286 | 4629600 | 4.7153 | 24.1944 | 25.5418 |  | 24.1915
1287 | 4633200 | 4.7158 | 24.1987 | 25.5462 |  | 24.1958
1288 | 4636800 | 4.7163 | 24.203 | 25.5505 |  | 24.2
1289 | 4640400 | 4.7169 | 24.2072 | 25.5548 |  | 24.2043
1290 | 4644000 | 4.7174 | 24.2115 | 25.5591 |  | 24.2086
1291 | 4647600 | 4.7179 | 24.2158 | 25.5634 |  | 24.2128
1292 | 4651200 | 4.7185 | 24.22 | 25.5677 |  | 24.2171
1293 | 4654800 | 4.719 | 24.2243 | 25.572 |  | 24.2214
1294 | 4658400 | 4.7195 | 24.2285 | 25.5763 |  | 24.2256
1295 | 4662000 | 4.7201 | 24.2328 | 25.5806 |  | 24.2299
1296 | 4665600 | 4.7206 | 24.237 | 25.5849 |  | 24.2341
1297 | 4669200 | 4.7211 | 24.2413 | 25.5892 |  | 24.2384
1298 | 4672800 | 4.7217 | 24.2456 | 25.5935 |  | 24.2426
1299 | 4676400 | 4.7222 | 24.2498 | 25.5978 |  | 24.2469
1300 | 4680000 | 4.7227 | 24.2541 | 25.6021 |  | 24.2511
1301 | 4683600 | 4.7233 | 24.2583 | 25.6064 |  | 24.2554
1302 | 4687200 | 4.7238 | 24.2625 | 25.6107 |  | 24.2596
1303 | 4690800 | 4.7243 | 24.2668 | 25.615 |  | 24.2639
1304 | 4694400 | 4.7249 | 24.271 | 25.6192 |  | 24.2681
1305 | 4698000 | 4.7254 | 24.2753 | 25.6235 |  | 24.2723
1306 | 4701600 | 4.7259 | 24.2795 | 25.6278 |  | 24.2766
1307 | 4705200 | 4.7264 | 24.2838 | 25.6321 |  | 24.2808
1308 | 4708800 | 4.727 | 24.288 | 25.6364 |  | 24.2851
1309 | 4712400 | 4.7275 | 24.2922 | 25.6407 |  | 24.2893
1310 | 4716000 | 4.728 | 24.2965 | 25.6449 |  | 24.2935
1311 | 4719600 | 4.7285 | 24.3007 | 25.6492 |  | 24.2978
1312 | 4723200 | 4.7291 | 24.3049 | 25.6535 |  | 24.302
1313 | 4726800 | 4.7296 | 24.3092 | 25.6578 |  | 24.3062
1314 | 4730400 | 4.7301 | 24.3134 | 25.662 |  | 24.3105
1315 | 4734000 | 4.7306 | 24.3176 | 25.6663 |  | 24.3147
1316 | 4737600 | 4.7312 | 24.3219 | 25.6706 |  | 24.3189
1317 | 4741200 | 4.7317 | 24.3261 | 25.6749 |  | 24.3231
1318 | 4744800 | 4.7322 | 24.3303 | 25.6791 |  | 24.3274
1319 | 4748400 | 4.7327 | 24.3345 | 25.6834 |  | 24.3316
1320 | 4752000 | 4.7332 | 24.3388 | 25.6877 |  | 24.3358
1321 | 4755600 | 4.7338 | 24.343 | 25.6919 |  | 24.34
1322 | 4759200 | 4.7343 | 24.3472 | 25.6962 |  | 24.3443
1323 | 4762800 | 4.7348 | 24.3514 | 25.7005 |  | 24.3485
1324 | 4766400 | 4.7353 | 24.3556 | 25.7047 |  | 24.3527
1325 | 4770000 | 4.7358 | 24.3599 | 25.709 |  | 24.3569
1326 | 4773600 | 4.7364 | 24.3641 | 25.7132 |  | 24.3611
1327 | 4777200 | 4.7369 | 24.3683 | 25.7175 |  | 24.3653
1328 | 4780800 | 4.7374 | 24.3725 | 25.7217 |  | 24.3695
1329 | 4784400 | 4.7379 | 24.3767 | 25.726 |  | 24.3738
1330 | 4788000 | 4.7384 | 24.3809 | 25.7303 |  | 24.378
1331 | 4791600 | 4.7389 | 24.3851 | 25.7345 |  | 24.3822
1332 | 4795200 | 4.7394 | 24.3893 | 25.7388 |  | 24.3864
1333 | 4798800 | 4.74 | 24.3935 | 25.743 |  | 24.3906
1334 | 4802400 | 4.7405 | 24.3977 | 25.7473 |  | 24.3948
1335 | 4806000 | 4.741 | 24.4019 | 25.7515 |  | 24.399
1336 | 4809600 | 4.7415 | 24.4061 | 25.7557 |  | 24.4032
1337 | 4813200 | 4.742 | 24.4103 | 25.76 |  | 24.4074
1338 | 4816800 | 4.7425 | 24.4145 | 25.7642 |  | 24.4116
1339 | 4820400 | 4.743 | 24.4187 | 25.7685 |  | 24.4158
1340 | 4824000 | 4.7435 | 24.4229 | 25.7727 |  | 24.42
1341 | 4827600 | 4.7441 | 24.4271 | 25.7769 |  | 24.4242
1342 | 4831200 | 4.7446 | 24.4313 | 25.7812 |  | 24.4284
1343 | 4834800 | 4.7451 | 24.4355 | 25.7854 |  | 24.4326
1344 | 4838400 | 4.7456 | 24.4397 | 25.7897 |  | 24.4367
1345 | 4842000 | 4.7461 | 24.4439 | 25.7939 |  | 24.4409
1346 | 4845600 | 4.7466 | 24.4481 | 25.7981 |  | 24.4451
1347 | 4849200 | 4.7471 | 24.4523 | 25.8023 |  | 24.4493
1348 | 4852800 | 4.7476 | 24.4565 | 25.8066 |  | 24.4535
1349 | 4856400 | 4.7481 | 24.4606 | 25.8108 |  | 24.4577
1350 | 4860000 | 4.7486 | 24.4648 | 25.815 |  | 24.4619
1351 | 4863600 | 4.7491 | 24.469 | 25.8193 |  | 24.466
1352 | 4867200 | 4.7496 | 24.4732 | 25.8235 |  | 24.4702
1353 | 4870800 | 4.7501 | 24.4774 | 25.8277 |  | 24.4744
1354 | 4874400 | 4.7506 | 24.4816 | 25.8319 |  | 24.4786
1355 | 4878000 | 4.7511 | 24.4857 | 25.8361 |  | 24.4828
1356 | 4881600 | 4.7516 | 24.4899 | 25.8404 |  | 24.4869
1357 | 4885200 | 4.7521 | 24.4941 | 25.8446 |  | 24.4911
1358 | 4888800 | 4.7526 | 24.4983 | 25.8488 |  | 24.4953
1359 | 4892400 | 4.7531 | 24.5024 | 25.853 |  | 24.4995
1360 | 4896000 | 4.7536 | 24.5066 | 25.8572 |  | 24.5036
1361 | 4899600 | 4.7541 | 24.5108 | 25.8614 |  | 24.5078
1362 | 4903200 | 4.7546 | 24.5149 | 25.8656 |  | 24.512
1363 | 4906800 | 4.7551 | 24.5191 | 25.8698 |  | 24.5161
1364 | 4910400 | 4.7556 | 24.5233 | 25.8741 |  | 24.5203
1365 | 4914000 | 4.7561 | 24.5274 | 25.8783 |  | 24.5245
1366 | 4917600 | 4.7566 | 24.5316 | 25.8825 |  | 24.5286
1367 | 4921200 | 4.7571 | 24.5358 | 25.8867 |  | 24.5328
1368 | 4924800 | 4.7576 | 24.5399 | 25.8909 |  | 24.5369
1369 | 4928400 | 4.7581 | 24.5441 | 25.8951 |  | 24.5411
1370 | 4932000 | 4.7586 | 24.5482 | 25.8993 |  | 24.5453
1371 | 4935600 | 4.7591 | 24.5524 | 25.9035 |  | 24.5494
1372 | 4939200 | 4.7596 | 24.5565 | 25.9077 |  | 24.5536
1373 | 4942800 | 4.7601 | 24.5607 | 25.9119 |  | 24.5577
1374 | 4946400 | 4.7606 | 24.5649 | 25.9161 |  | 24.5619
1375 | 4950000 | 4.7611 | 24.569 | 25.9202 |  | 24.566
1376 | 4953600 | 4.7616 | 24.5732 | 25.9244 |  | 24.5702
1377 | 4957200 | 4.7621 | 24.5773 | 25.9286 |  | 24.5743
1378 | 4960800 | 4.7626 | 24.5815 | 25.9328 |  | 24.5785
1379 | 4964400 | 4.763 | 24.5856 | 25.937 |  | 24.5826
1380 | 4968000 | 4.7635 | 24.5897 | 25.9412 |  | 24.5868
1381 | 4971600 | 4.764 | 24.5939 | 25.9454 |  | 24.5909
1382 | 4975200 | 4.7645 | 24.598 | 25.9496 |  | 24.595
1383 | 4978800 | 4.765 | 24.6022 | 25.9537 |  | 24.5992
1384 | 4982400 | 4.7655 | 24.6063 | 25.9579 |  | 24.6033
1385 | 4986000 | 4.766 | 24.6105 | 25.9621 |  | 24.6075
1386 | 4989600 | 4.7665 | 24.6146 | 25.9663 |  | 24.6116
1387 | 4993200 | 4.767 | 24.6187 | 25.9705 |  | 24.6157
1388 | 4996800 | 4.7674 | 24.6229 | 25.9746 |  | 24.6199
1389 | 5000400 | 4.7679 | 24.627 | 25.9788 |  | 24.624
1390 | 5004000 | 4.7684 | 24.6311 | 25.983 |  | 24.6281
1391 | 5007600 | 4.7689 | 24.6353 | 25.9872 |  | 24.6323
1392 | 5011200 | 4.7694 | 24.6394 | 25.9913 |  | 24.6364
1393 | 5014800 | 4.7699 | 24.6435 | 25.9955 |  | 24.6405
1394 | 5018400 | 4.7704 | 24.6477 | 25.9997 |  | 24.6447
1395 | 5022000 | 4.7708 | 24.6518 | 26.0038 |  | 24.6488
1396 | 5025600 | 4.7713 | 24.6559 | 26.008 |  | 24.6529
1397 | 5029200 | 4.7718 | 24.66 | 26.0122 |  | 24.657
1398 | 5032800 | 4.7723 | 24.6642 | 26.0163 |  | 24.6612
1399 | 5036400 | 4.7728 | 24.6683 | 26.0205 |  | 24.6653
1400 | 5040000 | 4.7732 | 24.6724 | 26.0247 |  | 24.6694
1401 | 5043600 | 4.7737 | 24.6765 | 26.0288 |  | 24.6735
1402 | 5047200 | 4.7742 | 24.6806 | 26.033 |  | 24.6776
1403 | 5050800 | 4.7747 | 24.6848 | 26.0371 |  | 24.6818
1404 | 5054400 | 4.7752 | 24.6889 | 26.0413 |  | 24.6859
1405 | 5058000 | 4.7756 | 24.693 | 26.0454 |  | 24.69
1406 | 5061600 | 4.7761 | 24.6971 | 26.0496 |  | 24.6941
1407 | 5065200 | 4.7766 | 24.7012 | 26.0538 |  | 24.6982
1408 | 5068800 | 4.7771 | 24.7053 | 26.0579 |  | 24.7023
1409 | 5072400 | 4.7776 | 24.7094 | 26.0621 |  | 24.7064
1410 | 5076000 | 4.778 | 24.7135 | 26.0662 |  | 24.7105
1411 | 5079600 | 4.7785 | 24.7176 | 26.0703 |  | 24.7146
1412 | 5083200 | 4.779 | 24.7218 | 26.0745 |  | 24.7187
1413 | 5086800 | 4.7795 | 24.7259 | 26.0786 |  | 24.7228
1414 | 5090400 | 4.7799 | 24.73 | 26.0828 |  | 24.727
1415 | 5094000 | 4.7804 | 24.7341 | 26.0869 |  | 24.7311
1416 | 5097600 | 4.7809 | 24.7382 | 26.0911 |  | 24.7352
1417 | 5101200 | 4.7814 | 24.7423 | 26.0952 |  | 24.7393
1418 | 5104800 | 4.7818 | 24.7464 | 26.0993 |  | 24.7434
1419 | 5108400 | 4.7823 | 24.7505 | 26.1035 |  | 24.7474
1420 | 5112000 | 4.7828 | 24.7546 | 26.1076 |  | 24.7515
1421 | 5115600 | 4.7832 | 24.7587 | 26.1118 |  | 24.7556
1422 | 5119200 | 4.7837 | 24.7627 | 26.1159 |  | 24.7597
1423 | 5122800 | 4.7842 | 24.7668 | 26.12 |  | 24.7638
1424 | 5126400 | 4.7847 | 24.7709 | 26.1242 |  | 24.7679
1425 | 5130000 | 4.7851 | 24.775 | 26.1283 |  | 24.772
1426 | 5133600 | 4.7856 | 24.7791 | 26.1324 |  | 24.7761
1427 | 5137200 | 4.7861 | 24.7832 | 26.1365 |  | 24.7802
1428 | 5140800 | 4.7865 | 24.7873 | 26.1407 |  | 24.7843
1429 | 5144400 | 4.787 | 24.7914 | 26.1448 |  | 24.7884
1430 | 5148000 | 4.7875 | 24.7955 | 26.1489 |  | 24.7924
1431 | 5151600 | 4.7879 | 24.7995 | 26.153 |  | 24.7965
1432 | 5155200 | 4.7884 | 24.8036 | 26.1572 |  | 24.8006
1433 | 5158800 | 4.7889 | 24.8077 | 26.1613 |  | 24.8047
1434 | 5162400 | 4.7893 | 24.8118 | 26.1654 |  | 24.8088
1435 | 5166000 | 4.7898 | 24.8159 | 26.1695 |  | 24.8128
1436 | 5169600 | 4.7903 | 24.8199 | 26.1736 |  | 24.8169
1437 | 5173200 | 4.7907 | 24.824 | 26.1777 |  | 24.821
1438 | 5176800 | 4.7912 | 24.8281 | 26.1819 |  | 24.8251
1439 | 5180400 | 4.7917 | 24.8322 | 26.186 |  | 24.8291
1440 | 5184000 | 4.7921 | 24.8362 | 26.1901 |  | 24.8332
1441 | 5187600 | 4.7926 | 24.8403 | 26.1942 |  | 24.8373
1442 | 5191200 | 4.7931 | 24.8444 | 26.1983 |  | 24.8414
1443 | 5194800 | 4.7935 | 24.8484 | 26.2024 |  | 24.8454
1444 | 5198400 | 4.794 | 24.8525 | 26.2065 |  | 24.8495
1445 | 5202000 | 4.7944 | 24.8566 | 26.2106 |  | 24.8536
1446 | 5205600 | 4.7949 | 24.8606 | 26.2147 |  | 24.8576
1447 | 5209200 | 4.7954 | 24.8647 | 26.2188 |  | 24.8617
1448 | 5212800 | 4.7958 | 24.8688 | 26.2229 |  | 24.8657
1449 | 5216400 | 4.7963 | 24.8728 | 26.227 |  | 24.8698
1450 | 5220000 | 4.7967 | 24.8769 | 26.2311 |  | 24.8739
1451 | 5223600 | 4.7972 | 24.881 | 26.2352 |  | 24.8779
1452 | 5227200 | 4.7977 | 24.885 | 26.2393 |  | 24.882
1453 | 5230800 | 4.7981 | 24.8891 | 26.2434 |  | 24.886
1454 | 5234400 | 4.7986 | 24.8931 | 26.2475 |  | 24.8901
1455 | 5238000 | 4.799 | 24.8972 | 26.2516 |  | 24.8941
1456 | 5241600 | 4.7995 | 24.9012 | 26.2557 |  | 24.8982
1457 | 5245200 | 4.7999 | 24.9053 | 26.2598 |  | 24.9023
1458 | 5248800 | 4.8004 | 24.9093 | 26.2639 |  | 24.9063
1459 | 5252400 | 4.8009 | 24.9134 | 26.268 |  | 24.9104
1460 | 5256000 | 4.8013 | 24.9174 | 26.2721 |  | 24.9144
1461 | 5259600 | 4.8018 | 24.9215 | 26.2761 |  | 24.9184
1462 | 5263200 | 4.8022 | 24.9255 | 26.2802 |  | 24.9225
1463 | 5266800 | 4.8027 | 24.9296 | 26.2843 |  | 24.9265
1464 | 5270400 | 4.8031 | 24.9336 | 26.2884 |  | 24.9306
1465 | 5274000 | 4.8036 | 24.9377 | 26.2925 |  | 24.9346
1466 | 5277600 | 4.804 | 24.9417 | 26.2966 |  | 24.9387
1467 | 5281200 | 4.8045 | 24.9458 | 26.3006 |  | 24.9427
1468 | 5284800 | 4.8049 | 24.9498 | 26.3047 |  | 24.9467
1469 | 5288400 | 4.8054 | 24.9538 | 26.3088 |  | 24.9508
1470 | 5292000 | 4.8058 | 24.9579 | 26.3129 |  | 24.9548
1471 | 5295600 | 4.8063 | 24.9619 | 26.3169 |  | 24.9589
1472 | 5299200 | 4.8067 | 24.9659 | 26.321 |  | 24.9629
1473 | 5302800 | 4.8072 | 24.97 | 26.3251 |  | 24.9669
1474 | 5306400 | 4.8076 | 24.974 | 26.3291 |  | 24.971
1475 | 5310000 | 4.8081 | 24.978 | 26.3332 |  | 24.975
1476 | 5313600 | 4.8085 | 24.9821 | 26.3373 |  | 24.979
1477 | 5317200 | 4.809 | 24.9861 | 26.3414 |  | 24.983
1478 | 5320800 | 4.8094 | 24.9901 | 26.3454 |  | 24.9871
1479 | 5324400 | 4.8099 | 24.9942 | 26.3495 |  | 24.9911
1480 | 5328000 | 4.8103 | 24.9982 | 26.3535 |  | 24.9951
1481 | 5331600 | 4.8108 | 25.0022 | 26.3576 |  | 24.9991
1482 | 5335200 | 4.8112 | 25.0062 | 26.3617 |  | 25.0032
1483 | 5338800 | 4.8117 | 25.0102 | 26.3657 |  | 25.0072
1484 | 5342400 | 4.8121 | 25.0143 | 26.3698 |  | 25.0112
1485 | 5346000 | 4.8125 | 25.0183 | 26.3738 |  | 25.0152
1486 | 5349600 | 4.813 | 25.0223 | 26.3779 |  | 25.0193
1487 | 5353200 | 4.8134 | 25.0263 | 26.382 |  | 25.0233
1488 | 5356800 | 4.8139 | 25.0303 | 26.386 |  | 25.0273
1489 | 5360400 | 4.8143 | 25.0344 | 26.3901 |  | 25.0313
1490 | 5364000 | 4.8148 | 25.0384 | 26.3941 |  | 25.0353
1491 | 5367600 | 4.8152 | 25.0424 | 26.3982 |  | 25.0393
1492 | 5371200 | 4.8157 | 25.0464 | 26.4022 |  | 25.0433
1493 | 5374800 | 4.8161 | 25.0504 | 26.4063 |  | 25.0474
1494 | 5378400 | 4.8165 | 25.0544 | 26.4103 |  | 25.0514
1495 | 5382000 | 4.817 | 25.0584 | 26.4144 |  | 25.0554
1496 | 5385600 | 4.8174 | 25.0624 | 26.4184 |  | 25.0594
1497 | 5389200 | 4.8179 | 25.0664 | 26.4224 |  | 25.0634
1498 | 5392800 | 4.8183 | 25.0705 | 26.4265 |  | 25.0674
1499 | 5396400 | 4.8187 | 25.0745 | 26.4305 |  | 25.0714
1500 | 5400000 | 4.8192 | 25.0785 | 26.4346 |  | 25.0754
1501 | 5403600 | 4.8196 | 25.0825 | 26.4386 |  | 25.0794
1502 | 5407200 | 4.82 | 25.0865 | 26.4426 |  | 25.0834
1503 | 5410800 | 4.8205 | 25.0905 | 26.4467 |  | 25.0874
1504 | 5414400 | 4.8209 | 25.0945 | 26.4507 |  | 25.0914
1505 | 5418000 | 4.8214 | 25.0985 | 26.4547 |  | 25.0954
1506 | 5421600 | 4.8218 | 25.1025 | 26.4588 |  | 25.0994
1507 | 5425200 | 4.8222 | 25.1064 | 26.4628 |  | 25.1034
1508 | 5428800 | 4.8227 | 25.1104 | 26.4668 |  | 25.1074
1509 | 5432400 | 4.8231 | 25.1144 | 26.4709 |  | 25.1114
1510 | 5436000 | 4.8235 | 25.1184 | 26.4749 |  | 25.1154
1511 | 5439600 | 4.824 | 25.1224 | 26.4789 |  | 25.1193
1512 | 5443200 | 4.8244 | 25.1264 | 26.483 |  | 25.1233
1513 | 5446800 | 4.8248 | 25.1304 | 26.487 |  | 25.1273
1514 | 5450400 | 4.8253 | 25.1344 | 26.491 |  | 25.1313
1515 | 5454000 | 4.8257 | 25.1384 | 26.495 |  | 25.1353
1516 | 5457600 | 4.8261 | 25.1424 | 26.499 |  | 25.1393
1517 | 5461200 | 4.8266 | 25.1463 | 26.5031 |  | 25.1433
1518 | 5464800 | 4.827 | 25.1503 | 26.5071 |  | 25.1472
1519 | 5468400 | 4.8274 | 25.1543 | 26.5111 |  | 25.1512
1520 | 5472000 | 4.8279 | 25.1583 | 26.5151 |  | 25.1552
1521 | 5475600 | 4.8283 | 25.1623 | 26.5191 |  | 25.1592
1522 | 5479200 | 4.8287 | 25.1662 | 26.5232 |  | 25.1632
1523 | 5482800 | 4.8292 | 25.1702 | 26.5272 |  | 25.1671
1524 | 5486400 | 4.8296 | 25.1742 | 26.5312 |  | 25.1711
1525 | 5490000 | 4.83 | 25.1782 | 26.5352 |  | 25.1751
1526 | 5493600 | 4.8304 | 25.1821 | 26.5392 |  | 25.1791
1527 | 5497200 | 4.8309 | 25.1861 | 26.5432 |  | 25.183
1528 | 5500800 | 4.8313 | 25.1901 | 26.5472 |  | 25.187
1529 | 5504400 | 4.8317 | 25.1941 | 26.5512 |  | 25.191
1530 | 5508000 | 4.8322 | 25.198 | 26.5552 |  | 25.1949
1531 | 5511600 | 4.8326 | 25.202 | 26.5592 |  | 25.1989
1532 | 5515200 | 4.833 | 25.206 | 26.5632 |  | 25.2029
1533 | 5518800 | 4.8334 | 25.2099 | 26.5672 |  | 25.2069
1534 | 5522400 | 4.8339 | 25.2139 | 26.5712 |  | 25.2108
1535 | 5526000 | 4.8343 | 25.2179 | 26.5752 |  | 25.2148
1536 | 5529600 | 4.8347 | 25.2218 | 26.5792 |  | 25.2187
1537 | 5533200 | 4.8351 | 25.2258 | 26.5832 |  | 25.2227
1538 | 5536800 | 4.8356 | 25.2298 | 26.5872 |  | 25.2267
1539 | 5540400 | 4.836 | 25.2337 | 26.5912 |  | 25.2306
1540 | 5544000 | 4.8364 | 25.2377 | 26.5952 |  | 25.2346
1541 | 5547600 | 4.8368 | 25.2416 | 26.5992 |  | 25.2385
1542 | 5551200 | 4.8373 | 25.2456 | 26.6032 |  | 25.2425
1543 | 5554800 | 4.8377 | 25.2495 | 26.6072 |  | 25.2464
1544 | 5558400 | 4.8381 | 25.2535 | 26.6112 |  | 25.2504
1545 | 5562000 | 4.8385 | 25.2574 | 26.6152 |  | 25.2544
1546 | 5565600 | 4.8389 | 25.2614 | 26.6192 |  | 25.2583
1547 | 5569200 | 4.8394 | 25.2654 | 26.6232 |  | 25.2623
1548 | 5572800 | 4.8398 | 25.2693 | 26.6271 |  | 25.2662
1549 | 5576400 | 4.8402 | 25.2733 | 26.6311 |  | 25.2702
1550 | 5580000 | 4.8406 | 25.2772 | 26.6351 |  | 25.2741
1551 | 5583600 | 4.841 | 25.2811 | 26.6391 |  | 25.278
1552 | 5587200 | 4.8415 | 25.2851 | 26.6431 |  | 25.282
1553 | 5590800 | 4.8419 | 25.289 | 26.647 |  | 25.2859
1554 | 5594400 | 4.8423 | 25.293 | 26.651 |  | 25.2899
1555 | 5598000 | 4.8427 | 25.2969 | 26.655 |  | 25.2938
1556 | 5601600 | 4.8431 | 25.3009 | 26.659 |  | 25.2978
1557 | 5605200 | 4.8436 | 25.3048 | 26.663 |  | 25.3017
1558 | 5608800 | 4.844 | 25.3087 | 26.6669 |  | 25.3056
1559 | 5612400 | 4.8444 | 25.3127 | 26.6709 |  | 25.3096
1560 | 5616000 | 4.8448 | 25.3166 | 26.6749 |  | 25.3135
1561 | 5619600 | 4.8452 | 25.3206 | 26.6788 |  | 25.3175
1562 | 5623200 | 4.8456 | 25.3245 | 26.6828 |  | 25.3214
1563 | 5626800 | 4.846 | 25.3284 | 26.6868 |  | 25.3253
1564 | 5630400 | 4.8465 | 25.3324 | 26.6908 |  | 25.3293
1565 | 5634000 | 4.8469 | 25.3363 | 26.6947 |  | 25.3332
1566 | 5637600 | 4.8473 | 25.3402 | 26.6987 |  | 25.3371
1567 | 5641200 | 4.8477 | 25.3442 | 26.7026 |  | 25.341
1568 | 5644800 | 4.8481 | 25.3481 | 26.7066 |  | 25.345
1569 | 5648400 | 4.8485 | 25.352 | 26.7106 |  | 25.3489
1570 | 5652000 | 4.8489 | 25.3559 | 26.7145 |  | 25.3528
1571 | 5655600 | 4.8494 | 25.3599 | 26.7185 |  | 25.3568
1572 | 5659200 | 4.8498 | 25.3638 | 26.7225 |  | 25.3607
1573 | 5662800 | 4.8502 | 25.3677 | 26.7264 |  | 25.3646
1574 | 5666400 | 4.8506 | 25.3716 | 26.7304 |  | 25.3685
1575 | 5670000 | 4.851 | 25.3756 | 26.7343 |  | 25.3724
1576 | 5673600 | 4.8514 | 25.3795 | 26.7383 |  | 25.3764
1577 | 5677200 | 4.8518 | 25.3834 | 26.7422 |  | 25.3803
1578 | 5680800 | 4.8522 | 25.3873 | 26.7462 |  | 25.3842
1579 | 5684400 | 4.8526 | 25.3912 | 26.7501 |  | 25.3881
1580 | 5688000 | 4.8531 | 25.3951 | 26.7541 |  | 25.392
1581 | 5691600 | 4.8535 | 25.3991 | 26.758 |  | 25.3959
1582 | 5695200 | 4.8539 | 25.403 | 26.762 |  | 25.3999
1583 | 5698800 | 4.8543 | 25.4069 | 26.7659 |  | 25.4038
1584 | 5702400 | 4.8547 | 25.4108 | 26.7699 |  | 25.4077
1585 | 5706000 | 4.8551 | 25.4147 | 26.7738 |  | 25.4116
1586 | 5709600 | 4.8555 | 25.4186 | 26.7778 |  | 25.4155
1587 | 5713200 | 4.8559 | 25.4225 | 26.7817 |  | 25.4194
1588 | 5716800 | 4.8563 | 25.4264 | 26.7856 |  | 25.4233
1589 | 5720400 | 4.8567 | 25.4303 | 26.7896 |  | 25.4272
1590 | 5724000 | 4.8571 | 25.4342 | 26.7935 |  | 25.4311
1591 | 5727600 | 4.8575 | 25.4381 | 26.7975 |  | 25.435
1592 | 5731200 | 4.8579 | 25.4421 | 26.8014 |  | 25.4389
1593 | 5734800 | 4.8583 | 25.446 | 26.8053 |  | 25.4428
1594 | 5738400 | 4.8587 | 25.4499 | 26.8093 |  | 25.4467
1595 | 5742000 | 4.8591 | 25.4538 | 26.8132 |  | 25.4506
1596 | 5745600 | 4.8596 | 25.4577 | 26.8171 |  | 25.4545
1597 | 5749200 | 4.86 | 25.4616 | 26.8211 |  | 25.4584
1598 | 5752800 | 4.8604 | 25.4654 | 26.825 |  | 25.4623
1599 | 5756400 | 4.8608 | 25.4693 | 26.8289 |  | 25.4662
1600 | 5760000 | 4.8612 | 25.4732 | 26.8329 |  | 25.4701
1601 | 5763600 | 4.8616 | 25.4771 | 26.8368 |  | 25.474
1602 | 5767200 | 4.862 | 25.481 | 26.8407 |  | 25.4779
1603 | 5770800 | 4.8624 | 25.4849 | 26.8446 |  | 25.4818
1604 | 5774400 | 4.8628 | 25.4888 | 26.8486 |  | 25.4857
1605 | 5778000 | 4.8632 | 25.4927 | 26.8525 |  | 25.4896
1606 | 5781600 | 4.8636 | 25.4966 | 26.8564 |  | 25.4935
1607 | 5785200 | 4.864 | 25.5005 | 26.8603 |  | 25.4973
1608 | 5788800 | 4.8644 | 25.5044 | 26.8643 |  | 25.5012
1609 | 5792400 | 4.8648 | 25.5082 | 26.8682 |  | 25.5051
1610 | 5796000 | 4.8652 | 25.5121 | 26.8721 |  | 25.509
1611 | 5799600 | 4.8656 | 25.516 | 26.876 |  | 25.5129
1612 | 5803200 | 4.866 | 25.5199 | 26.8799 |  | 25.5168
1613 | 5806800 | 4.8664 | 25.5238 | 26.8838 |  | 25.5206
1614 | 5810400 | 4.8668 | 25.5277 | 26.8878 |  | 25.5245
1615 | 5814000 | 4.8672 | 25.5315 | 26.8917 |  | 25.5284
1616 | 5817600 | 4.8676 | 25.5354 | 26.8956 |  | 25.5323
1617 | 5821200 | 4.8679 | 25.5393 | 26.8995 |  | 25.5362
1618 | 5824800 | 4.8683 | 25.5432 | 26.9034 |  | 25.54
1619 | 5828400 | 4.8687 | 25.547 | 26.9073 |  | 25.5439
1620 | 5832000 | 4.8691 | 25.5509 | 26.9112 |  | 25.5478
1621 | 5835600 | 4.8695 | 25.5548 | 26.9151 |  | 25.5517
1622 | 5839200 | 4.8699 | 25.5587 | 26.919 |  | 25.5555
1623 | 5842800 | 4.8703 | 25.5625 | 26.9229 |  | 25.5594
1624 | 5846400 | 4.8707 | 25.5664 | 26.9268 |  | 25.5633
1625 | 5850000 | 4.8711 | 25.5703 | 26.9307 |  | 25.5671
1626 | 5853600 | 4.8715 | 25.5741 | 26.9346 |  | 25.571
1627 | 5857200 | 4.8719 | 25.578 | 26.9385 |  | 25.5749
1628 | 5860800 | 4.8723 | 25.5819 | 26.9424 |  | 25.5787
1629 | 5864400 | 4.8727 | 25.5857 | 26.9463 |  | 25.5826
1630 | 5868000 | 4.8731 | 25.5896 | 26.9502 |  | 25.5865
1631 | 5871600 | 4.8735 | 25.5935 | 26.9541 |  | 25.5903
1632 | 5875200 | 4.8739 | 25.5973 | 26.958 |  | 25.5942
1633 | 5878800 | 4.8742 | 25.6012 | 26.9619 |  | 25.5981
1634 | 5882400 | 4.8746 | 25.6051 | 26.9658 |  | 25.6019
1635 | 5886000 | 4.875 | 25.6089 | 26.9697 |  | 25.6058
1636 | 5889600 | 4.8754 | 25.6128 | 26.9736 |  | 25.6096
1637 | 5893200 | 4.8758 | 25.6166 | 26.9775 |  | 25.6135
1638 | 5896800 | 4.8762 | 25.6205 | 26.9814 |  | 25.6173
1639 | 5900400 | 4.8766 | 25.6243 | 26.9853 |  | 25.6212
1640 | 5904000 | 4.877 | 25.6282 | 26.9891 |  | 25.625
1641 | 5907600 | 4.8774 | 25.6321 | 26.993 |  | 25.6289
1642 | 5911200 | 4.8778 | 25.6359 | 26.9969 |  | 25.6328
1643 | 5914800 | 4.8781 | 25.6398 | 27.0008 |  | 25.6366
1644 | 5918400 | 4.8785 | 25.6436 | 27.0047 |  | 25.6405
1645 | 5922000 | 4.8789 | 25.6475 | 27.0086 |  | 25.6443
1646 | 5925600 | 4.8793 | 25.6513 | 27.0124 |  | 25.6481
1647 | 5929200 | 4.8797 | 25.6551 | 27.0163 |  | 25.652
1648 | 5932800 | 4.8801 | 25.659 | 27.0202 |  | 25.6558
1649 | 5936400 | 4.8805 | 25.6628 | 27.0241 |  | 25.6597
1650 | 5940000 | 4.8809 | 25.6667 | 27.028 |  | 25.6635
1651 | 5943600 | 4.8812 | 25.6705 | 27.0318 |  | 25.6674
1652 | 5947200 | 4.8816 | 25.6744 | 27.0357 |  | 25.6712
1653 | 5950800 | 4.882 | 25.6782 | 27.0396 |  | 25.6751
1654 | 5954400 | 4.8824 | 25.682 | 27.0435 |  | 25.6789
1655 | 5958000 | 4.8828 | 25.6859 | 27.0473 |  | 25.6827
1656 | 5961600 | 4.8832 | 25.6897 | 27.0512 |  | 25.6866
1657 | 5965200 | 4.8835 | 25.6936 | 27.0551 |  | 25.6904
1658 | 5968800 | 4.8839 | 25.6974 | 27.0589 |  | 25.6942
1659 | 5972400 | 4.8843 | 25.7012 | 27.0628 |  | 25.6981
1660 | 5976000 | 4.8847 | 25.7051 | 27.0667 |  | 25.7019
1661 | 5979600 | 4.8851 | 25.7089 | 27.0705 |  | 25.7057
1662 | 5983200 | 4.8855 | 25.7127 | 27.0744 |  | 25.7096
1663 | 5986800 | 4.8858 | 25.7166 | 27.0783 |  | 25.7134
1664 | 5990400 | 4.8862 | 25.7204 | 27.0821 |  | 25.7172
1665 | 5994000 | 4.8866 | 25.7242 | 27.086 |  | 25.7211
1666 | 5997600 | 4.887 | 25.7281 | 27.0898 |  | 25.7249
1667 | 6001200 | 4.8874 | 25.7319 | 27.0937 |  | 25.7287
1668 | 6004800 | 4.8877 | 25.7357 | 27.0976 |  | 25.7325
1669 | 6008400 | 4.8881 | 25.7395 | 27.1014 |  | 25.7364
1670 | 6012000 | 4.8885 | 25.7434 | 27.1053 |  | 25.7402
1671 | 6015600 | 4.8889 | 25.7472 | 27.1091 |  | 25.744
1672 | 6019200 | 4.8893 | 25.751 | 27.113 |  | 25.7478
1673 | 6022800 | 4.8896 | 25.7548 | 27.1168 |  | 25.7517
1674 | 6026400 | 4.89 | 25.7586 | 27.1207 |  | 25.7555
1675 | 6030000 | 4.8904 | 25.7625 | 27.1245 |  | 25.7593
1676 | 6033600 | 4.8908 | 25.7663 | 27.1284 |  | 25.7631
1677 | 6037200 | 4.8912 | 25.7701 | 27.1322 |  | 25.7669
1678 | 6040800 | 4.8915 | 25.7739 | 27.1361 |  | 25.7707
1679 | 6044400 | 4.8919 | 25.7777 | 27.1399 |  | 25.7746
1680 | 6048000 | 4.8923 | 25.7815 | 27.1438 |  | 25.7784
1681 | 6051600 | 4.8927 | 25.7854 | 27.1476 |  | 25.7822
1682 | 6055200 | 4.893 | 25.7892 | 27.1515 |  | 25.786
1683 | 6058800 | 4.8934 | 25.793 | 27.1553 |  | 25.7898
1684 | 6062400 | 4.8938 | 25.7968 | 27.1591 |  | 25.7936
1685 | 6066000 | 4.8942 | 25.8006 | 27.163 |  | 25.7974
1686 | 6069600 | 4.8945 | 25.8044 | 27.1668 |  | 25.8012
1687 | 6073200 | 4.8949 | 25.8082 | 27.1707 |  | 25.805
1688 | 6076800 | 4.8953 | 25.812 | 27.1745 |  | 25.8088
1689 | 6080400 | 4.8957 | 25.8158 | 27.1783 |  | 25.8127
1690 | 6084000 | 4.896 | 25.8196 | 27.1822 |  | 25.8165
1691 | 6087600 | 4.8964 | 25.8234 | 27.186 |  | 25.8203
1692 | 6091200 | 4.8968 | 25.8272 | 27.1898 |  | 25.8241
1693 | 6094800 | 4.8971 | 25.831 | 27.1937 |  | 25.8279
1694 | 6098400 | 4.8975 | 25.8348 | 27.1975 |  | 25.8317
1695 | 6102000 | 4.8979 | 25.8386 | 27.2013 |  | 25.8355
1696 | 6105600 | 4.8983 | 25.8424 | 27.2052 |  | 25.8393
1697 | 6109200 | 4.8986 | 25.8462 | 27.209 |  | 25.8431
1698 | 6112800 | 4.899 | 25.85 | 27.2128 |  | 25.8469
1699 | 6116400 | 4.8994 | 25.8538 | 27.2167 |  | 25.8506
1700 | 6120000 | 4.8997 | 25.8576 | 27.2205 |  | 25.8544
1701 | 6123600 | 4.9001 | 25.8614 | 27.2243 |  | 25.8582
1702 | 6127200 | 4.9005 | 25.8652 | 27.2281 |  | 25.862
1703 | 6130800 | 4.9009 | 25.869 | 27.232 |  | 25.8658
1704 | 6134400 | 4.9012 | 25.8728 | 27.2358 |  | 25.8696
1705 | 6138000 | 4.9016 | 25.8766 | 27.2396 |  | 25.8734
1706 | 6141600 | 4.902 | 25.8804 | 27.2434 |  | 25.8772
1707 | 6145200 | 4.9023 | 25.8842 | 27.2472 |  | 25.881
1708 | 6148800 | 4.9027 | 25.888 | 27.2511 |  | 25.8848
1709 | 6152400 | 4.9031 | 25.8917 | 27.2549 |  | 25.8886
1710 | 6156000 | 4.9034 | 25.8955 | 27.2587 |  | 25.8923
1711 | 6159600 | 4.9038 | 25.8993 | 27.2625 |  | 25.8961
1712 | 6163200 | 4.9042 | 25.9031 | 27.2663 |  | 25.8999
1713 | 6166800 | 4.9045 | 25.9069 | 27.2701 |  | 25.9037
1714 | 6170400 | 4.9049 | 25.9107 | 27.2739 |  | 25.9075
1715 | 6174000 | 4.9053 | 25.9144 | 27.2778 |  | 25.9112
1716 | 6177600 | 4.9056 | 25.9182 | 27.2816 |  | 25.915
1717 | 6181200 | 4.906 | 25.922 | 27.2854 |  | 25.9188
1718 | 6184800 | 4.9064 | 25.9258 | 27.2892 |  | 25.9226
1719 | 6188400 | 4.9067 | 25.9296 | 27.293 |  | 25.9264
1720 | 6192000 | 4.9071 | 25.9333 | 27.2968 |  | 25.9301
1721 | 6195600 | 4.9075 | 25.9371 | 27.3006 |  | 25.9339
1722 | 6199200 | 4.9078 | 25.9409 | 27.3044 |  | 25.9377
1723 | 6202800 | 4.9082 | 25.9447 | 27.3082 |  | 25.9415
1724 | 6206400 | 4.9086 | 25.9484 | 27.312 |  | 25.9452
1725 | 6210000 | 4.9089 | 25.9522 | 27.3158 |  | 25.949
1726 | 6213600 | 4.9093 | 25.956 | 27.3196 |  | 25.9528
1727 | 6217200 | 4.9096 | 25.9597 | 27.3234 |  | 25.9565
1728 | 6220800 | 4.91 | 25.9635 | 27.3272 |  | 25.9603
1729 | 6224400 | 4.9104 | 25.9673 | 27.331 |  | 25.9641
1730 | 6228000 | 4.9107 | 25.971 | 27.3348 |  | 25.9678
1731 | 6231600 | 4.9111 | 25.9748 | 27.3386 |  | 25.9716
1732 | 6235200 | 4.9114 | 25.9786 | 27.3424 |  | 25.9754
1733 | 6238800 | 4.9118 | 25.9823 | 27.3462 |  | 25.9791
1734 | 6242400 | 4.9122 | 25.9861 | 27.35 |  | 25.9829
1735 | 6246000 | 4.9125 | 25.9899 | 27.3538 |  | 25.9867
1736 | 6249600 | 4.9129 | 25.9936 | 27.3576 |  | 25.9904
1737 | 6253200 | 4.9133 | 25.9974 | 27.3614 |  | 25.9942
1738 | 6256800 | 4.9136 | 26.0011 | 27.3652 |  | 25.9979
1739 | 6260400 | 4.914 | 26.0049 | 27.3689 |  | 26.0017
1740 | 6264000 | 4.9143 | 26.0087 | 27.3727 |  | 26.0054
1741 | 6267600 | 4.9147 | 26.0124 | 27.3765 |  | 26.0092
1742 | 6271200 | 4.915 | 26.0162 | 27.3803 |  | 26.013
1743 | 6274800 | 4.9154 | 26.0199 | 27.3841 |  | 26.0167
1744 | 6278400 | 4.9158 | 26.0237 | 27.3879 |  | 26.0205
1745 | 6282000 | 4.9161 | 26.0274 | 27.3916 |  | 26.0242
1746 | 6285600 | 4.9165 | 26.0312 | 27.3954 |  | 26.028
1747 | 6289200 | 4.9168 | 26.0349 | 27.3992 |  | 26.0317
1748 | 6292800 | 4.9172 | 26.0387 | 27.403 |  | 26.0355
1749 | 6296400 | 4.9175 | 26.0424 | 27.4068 |  | 26.0392
1750 | 6300000 | 4.9179 | 26.0462 | 27.4105 |  | 26.043
1751 | 6303600 | 4.9183 | 26.0499 | 27.4143 |  | 26.0467
1752 | 6307200 | 4.9186 | 26.0537 | 27.4181 |  | 26.0505
1753 | 6310800 | 4.919 | 26.0574 | 27.4219 |  | 26.0542
1754 | 6314400 | 4.9193 | 26.0612 | 27.4256 |  | 26.0579
1755 | 6318000 | 4.9197 | 26.0649 | 27.4294 |  | 26.0617
1756 | 6321600 | 4.92 | 26.0686 | 27.4332 |  | 26.0654
1757 | 6325200 | 4.9204 | 26.0724 | 27.437 |  | 26.0692
1758 | 6328800 | 4.9207 | 26.0761 | 27.4407 |  | 26.0729
1759 | 6332400 | 4.9211 | 26.0799 | 27.4445 |  | 26.0766
1760 | 6336000 | 4.9214 | 26.0836 | 27.4483 |  | 26.0804
1761 | 6339600 | 4.9218 | 26.0873 | 27.452 |  | 26.0841
1762 | 6343200 | 4.9222 | 26.0911 | 27.4558 |  | 26.0879
1763 | 6346800 | 4.9225 | 26.0948 | 27.4596 |  | 26.0916
1764 | 6350400 | 4.9229 | 26.0985 | 27.4633 |  | 26.0953
1765 | 6354000 | 4.9232 | 26.1023 | 27.4671 |  | 26.0991
1766 | 6357600 | 4.9236 | 26.106 | 27.4709 |  | 26.1028
1767 | 6361200 | 4.9239 | 26.1097 | 27.4746 |  | 26.1065
1768 | 6364800 | 4.9243 | 26.1135 | 27.4784 |  | 26.1103
1769 | 6368400 | 4.9246 | 26.1172 | 27.4821 |  | 26.114
1770 | 6372000 | 4.925 | 26.1209 | 27.4859 |  | 26.1177
1771 | 6375600 | 4.9253 | 26.1247 | 27.4897 |  | 26.1214
1772 | 6379200 | 4.9257 | 26.1284 | 27.4934 |  | 26.1252
1773 | 6382800 | 4.926 | 26.1321 | 27.4972 |  | 26.1289
1774 | 6386400 | 4.9264 | 26.1358 | 27.5009 |  | 26.1326
1775 | 6390000 | 4.9267 | 26.1396 | 27.5047 |  | 26.1363
1776 | 6393600 | 4.9271 | 26.1433 | 27.5084 |  | 26.1401
1777 | 6397200 | 4.9274 | 26.147 | 27.5122 |  | 26.1438
1778 | 6400800 | 4.9278 | 26.1507 | 27.5159 |  | 26.1475
1779 | 6404400 | 4.9281 | 26.1545 | 27.5197 |  | 26.1512
1780 | 6408000 | 4.9285 | 26.1582 | 27.5234 |  | 26.155
1781 | 6411600 | 4.9288 | 26.1619 | 27.5272 |  | 26.1587
1782 | 6415200 | 4.9292 | 26.1656 | 27.5309 |  | 26.1624
1783 | 6418800 | 4.9295 | 26.1693 | 27.5347 |  | 26.1661
1784 | 6422400 | 4.9298 | 26.1731 | 27.5384 |  | 26.1698
1785 | 6426000 | 4.9302 | 26.1768 | 27.5422 |  | 26.1735
1786 | 6429600 | 4.9305 | 26.1805 | 27.5459 |  | 26.1773
1787 | 6433200 | 4.9309 | 26.1842 | 27.5497 |  | 26.181
1788 | 6436800 | 4.9312 | 26.1879 | 27.5534 |  | 26.1847
1789 | 6440400 | 4.9316 | 26.1916 | 27.5571 |  | 26.1884
1790 | 6444000 | 4.9319 | 26.1953 | 27.5609 |  | 26.1921
1791 | 6447600 | 4.9323 | 26.199 | 27.5646 |  | 26.1958
1792 | 6451200 | 4.9326 | 26.2028 | 27.5684 |  | 26.1995
1793 | 6454800 | 4.933 | 26.2065 | 27.5721 |  | 26.2032
1794 | 6458400 | 4.9333 | 26.2102 | 27.5758 |  | 26.2069
1795 | 6462000 | 4.9336 | 26.2139 | 27.5796 |  | 26.2106
1796 | 6465600 | 4.934 | 26.2176 | 27.5833 |  | 26.2143
1797 | 6469200 | 4.9343 | 26.2213 | 27.587 |  | 26.2181
1798 | 6472800 | 4.9347 | 26.225 | 27.5908 |  | 26.2218
1799 | 6476400 | 4.935 | 26.2287 | 27.5945 |  | 26.2255
1800 | 6480000 | 4.9354 | 26.2324 | 27.5982 |  | 26.2292
1801 | 6483600 | 4.9357 | 26.2361 | 27.602 |  | 26.2329
1802 | 6487200 | 4.936 | 26.2398 | 27.6057 |  | 26.2366
1803 | 6490800 | 4.9364 | 26.2435 | 27.6094 |  | 26.2403
1804 | 6494400 | 4.9367 | 26.2472 | 27.6131 |  | 26.244
1805 | 6498000 | 4.9371 | 26.2509 | 27.6169 |  | 26.2477
1806 | 6501600 | 4.9374 | 26.2546 | 27.6206 |  | 26.2514
1807 | 6505200 | 4.9378 | 26.2583 | 27.6243 |  | 26.255
1808 | 6508800 | 4.9381 | 26.262 | 27.628 |  | 26.2587
1809 | 6512400 | 4.9384 | 26.2657 | 27.6318 |  | 26.2624
1810 | 6516000 | 4.9388 | 26.2694 | 27.6355 |  | 26.2661
1811 | 6519600 | 4.9391 | 26.2731 | 27.6392 |  | 26.2698
1812 | 6523200 | 4.9395 | 26.2768 | 27.6429 |  | 26.2735
1813 | 6526800 | 4.9398 | 26.2804 | 27.6467 |  | 26.2772
1814 | 6530400 | 4.9401 | 26.2841 | 27.6504 |  | 26.2809
1815 | 6534000 | 4.9405 | 26.2878 | 27.6541 |  | 26.2846
1816 | 6537600 | 4.9408 | 26.2915 | 27.6578 |  | 26.2883
1817 | 6541200 | 4.9411 | 26.2952 | 27.6615 |  | 26.292
1818 | 6544800 | 4.9415 | 26.2989 | 27.6652 |  | 26.2956
1819 | 6548400 | 4.9418 | 26.3026 | 27.669 |  | 26.2993
1820 | 6552000 | 4.9422 | 26.3063 | 27.6727 |  | 26.303
1821 | 6555600 | 4.9425 | 26.3099 | 27.6764 |  | 26.3067
1822 | 6559200 | 4.9428 | 26.3136 | 27.6801 |  | 26.3104
1823 | 6562800 | 4.9432 | 26.3173 | 27.6838 |  | 26.3141
1824 | 6566400 | 4.9435 | 26.321 | 27.6875 |  | 26.3177
1825 | 6570000 | 4.9438 | 26.3247 | 27.6912 |  | 26.3214
1826 | 6573600 | 4.9442 | 26.3283 | 27.6949 |  | 26.3251
1827 | 6577200 | 4.9445 | 26.332 | 27.6986 |  | 26.3288
1828 | 6580800 | 4.9449 | 26.3357 | 27.7023 |  | 26.3325
1829 | 6584400 | 4.9452 | 26.3394 | 27.706 |  | 26.3361
1830 | 6588000 | 4.9455 | 26.3431 | 27.7097 |  | 26.3398
1831 | 6591600 | 4.9459 | 26.3467 | 27.7134 |  | 26.3435
1832 | 6595200 | 4.9462 | 26.3504 | 27.7171 |  | 26.3472
1833 | 6598800 | 4.9465 | 26.3541 | 27.7209 |  | 26.3508
1834 | 6602400 | 4.9469 | 26.3578 | 27.7246 |  | 26.3545
1835 | 6606000 | 4.9472 | 26.3614 | 27.7283 |  | 26.3582
1836 | 6609600 | 4.9475 | 26.3651 | 27.7319 |  | 26.3618
1837 | 6613200 | 4.9479 | 26.3688 | 27.7356 |  | 26.3655
1838 | 6616800 | 4.9482 | 26.3724 | 27.7393 |  | 26.3692
1839 | 6620400 | 4.9485 | 26.3761 | 27.743 |  | 26.3728
1840 | 6624000 | 4.9489 | 26.3798 | 27.7467 |  | 26.3765
1841 | 6627600 | 4.9492 | 26.3834 | 27.7504 |  | 26.3802
1842 | 6631200 | 4.9495 | 26.3871 | 27.7541 |  | 26.3838
1843 | 6634800 | 4.9499 | 26.3908 | 27.7578 |  | 26.3875
1844 | 6638400 | 4.9502 | 26.3944 | 27.7615 |  | 26.3912
1845 | 6642000 | 4.9505 | 26.3981 | 27.7652 |  | 26.3948
1846 | 6645600 | 4.9509 | 26.4018 | 27.7689 |  | 26.3985
1847 | 6649200 | 4.9512 | 26.4054 | 27.7726 |  | 26.4021
1848 | 6652800 | 4.9515 | 26.4091 | 27.7763 |  | 26.4058
1849 | 6656400 | 4.9518 | 26.4127 | 27.7799 |  | 26.4095
1850 | 6660000 | 4.9522 | 26.4164 | 27.7836 |  | 26.4131
1851 | 6663600 | 4.9525 | 26.4201 | 27.7873 |  | 26.4168
1852 | 6667200 | 4.9528 | 26.4237 | 27.791 |  | 26.4204
1853 | 6670800 | 4.9532 | 26.4274 | 27.7947 |  | 26.4241
1854 | 6674400 | 4.9535 | 26.431 | 27.7984 |  | 26.4277
1855 | 6678000 | 4.9538 | 26.4347 | 27.8021 |  | 26.4314
1856 | 6681600 | 4.9541 | 26.4383 | 27.8057 |  | 26.4351
1857 | 6685200 | 4.9545 | 26.442 | 27.8094 |  | 26.4387
1858 | 6688800 | 4.9548 | 26.4456 | 27.8131 |  | 26.4424
1859 | 6692400 | 4.9551 | 26.4493 | 27.8168 |  | 26.446
1860 | 6696000 | 4.9555 | 26.4529 | 27.8204 |  | 26.4497
1861 | 6699600 | 4.9558 | 26.4566 | 27.8241 |  | 26.4533
1862 | 6703200 | 4.9561 | 26.4602 | 27.8278 |  | 26.457
1863 | 6706800 | 4.9564 | 26.4639 | 27.8315 |  | 26.4606
1864 | 6710400 | 4.9568 | 26.4675 | 27.8351 |  | 26.4642
1865 | 6714000 | 4.9571 | 26.4712 | 27.8388 |  | 26.4679
1866 | 6717600 | 4.9574 | 26.4748 | 27.8425 |  | 26.4715
1867 | 6721200 | 4.9577 | 26.4785 | 27.8462 |  | 26.4752
1868 | 6724800 | 4.9581 | 26.4821 | 27.8498 |  | 26.4788
1869 | 6728400 | 4.9584 | 26.4857 | 27.8535 |  | 26.4825
1870 | 6732000 | 4.9587 | 26.4894 | 27.8572 |  | 26.4861
1871 | 6735600 | 4.959 | 26.493 | 27.8608 |  | 26.4897
1872 | 6739200 | 4.9594 | 26.4967 | 27.8645 |  | 26.4934
1873 | 6742800 | 4.9597 | 26.5003 | 27.8682 |  | 26.497
1874 | 6746400 | 4.96 | 26.5039 | 27.8718 |  | 26.5007
1875 | 6750000 | 4.9603 | 26.5076 | 27.8755 |  | 26.5043
1876 | 6753600 | 4.9607 | 26.5112 | 27.8792 |  | 26.5079
1877 | 6757200 | 4.961 | 26.5148 | 27.8828 |  | 26.5116
1878 | 6760800 | 4.9613 | 26.5185 | 27.8865 |  | 26.5152
1879 | 6764400 | 4.9616 | 26.5221 | 27.8902 |  | 26.5188
1880 | 6768000 | 4.962 | 26.5258 | 27.8938 |  | 26.5225
1881 | 6771600 | 4.9623 | 26.5294 | 27.8975 |  | 26.5261
1882 | 6775200 | 4.9626 | 26.533 | 27.9011 |  | 26.5297
1883 | 6778800 | 4.9629 | 26.5366 | 27.9048 |  | 26.5334
1884 | 6782400 | 4.9633 | 26.5403 | 27.9084 |  | 26.537
1885 | 6786000 | 4.9636 | 26.5439 | 27.9121 |  | 26.5406
1886 | 6789600 | 4.9639 | 26.5475 | 27.9158 |  | 26.5442
1887 | 6793200 | 4.9642 | 26.5512 | 27.9194 |  | 26.5479
1888 | 6796800 | 4.9645 | 26.5548 | 27.9231 |  | 26.5515
1889 | 6800400 | 4.9649 | 26.5584 | 27.9267 |  | 26.5551
1890 | 6804000 | 4.9652 | 26.562 | 27.9304 |  | 26.5587
1891 | 6807600 | 4.9655 | 26.5657 | 27.934 |  | 26.5624
1892 | 6811200 | 4.9658 | 26.5693 | 27.9377 |  | 26.566
1893 | 6814800 | 4.9661 | 26.5729 | 27.9413 |  | 26.5696
1894 | 6818400 | 4.9665 | 26.5765 | 27.945 |  | 26.5732
1895 | 6822000 | 4.9668 | 26.5801 | 27.9486 |  | 26.5769
1896 | 6825600 | 4.9671 | 26.5838 | 27.9523 |  | 26.5805
1897 | 6829200 | 4.9674 | 26.5874 | 27.9559 |  | 26.5841
1898 | 6832800 | 4.9677 | 26.591 | 27.9595 |  | 26.5877
1899 | 6836400 | 4.9681 | 26.5946 | 27.9632 |  | 26.5913
1900 | 6840000 | 4.9684 | 26.5982 | 27.9668 |  | 26.5949
1901 | 6843600 | 4.9687 | 26.6018 | 27.9705 |  | 26.5986
1902 | 6847200 | 4.969 | 26.6055 | 27.9741 |  | 26.6022
1903 | 6850800 | 4.9693 | 26.6091 | 27.9778 |  | 26.6058
1904 | 6854400 | 4.9696 | 26.6127 | 27.9814 |  | 26.6094
1905 | 6858000 | 4.97 | 26.6163 | 27.985 |  | 26.613
1906 | 6861600 | 4.9703 | 26.6199 | 27.9887 |  | 26.6166
1907 | 6865200 | 4.9706 | 26.6235 | 27.9923 |  | 26.6202
1908 | 6868800 | 4.9709 | 26.6271 | 27.9959 |  | 26.6238
1909 | 6872400 | 4.9712 | 26.6307 | 27.9996 |  | 26.6274
1910 | 6876000 | 4.9715 | 26.6343 | 28.0032 |  | 26.6311
1911 | 6879600 | 4.9719 | 26.638 | 28.0068 |  | 26.6347
1912 | 6883200 | 4.9722 | 26.6416 | 28.0105 |  | 26.6383
1913 | 6886800 | 4.9725 | 26.6452 | 28.0141 |  | 26.6419
1914 | 6890400 | 4.9728 | 26.6488 | 28.0177 |  | 26.6455
1915 | 6894000 | 4.9731 | 26.6524 | 28.0214 |  | 26.6491
1916 | 6897600 | 4.9734 | 26.656 | 28.025 |  | 26.6527
1917 | 6901200 | 4.9737 | 26.6596 | 28.0286 |  | 26.6563
1918 | 6904800 | 4.9741 | 26.6632 | 28.0323 |  | 26.6599
1919 | 6908400 | 4.9744 | 26.6668 | 28.0359 |  | 26.6635
1920 | 6912000 | 4.9747 | 26.6704 | 28.0395 |  | 26.6671
1921 | 6915600 | 4.975 | 26.674 | 28.0431 |  | 26.6707
1922 | 6919200 | 4.9753 | 26.6776 | 28.0468 |  | 26.6743
1923 | 6922800 | 4.9756 | 26.6812 | 28.0504 |  | 26.6779
1924 | 6926400 | 4.9759 | 26.6848 | 28.054 |  | 26.6815
1925 | 6930000 | 4.9763 | 26.6884 | 28.0576 |  | 26.6851
1926 | 6933600 | 4.9766 | 26.692 | 28.0612 |  | 26.6887
1927 | 6937200 | 4.9769 | 26.6956 | 28.0649 |  | 26.6923
1928 | 6940800 | 4.9772 | 26.6991 | 28.0685 |  | 26.6958
1929 | 6944400 | 4.9775 | 26.7027 | 28.0721 |  | 26.6994
1930 | 6948000 | 4.9778 | 26.7063 | 28.0757 |  | 26.703
1931 | 6951600 | 4.9781 | 26.7099 | 28.0793 |  | 26.7066
1932 | 6955200 | 4.9784 | 26.7135 | 28.083 |  | 26.7102
1933 | 6958800 | 4.9787 | 26.7171 | 28.0866 |  | 26.7138
1934 | 6962400 | 4.9791 | 26.7207 | 28.0902 |  | 26.7174
1935 | 6966000 | 4.9794 | 26.7243 | 28.0938 |  | 26.721
1936 | 6969600 | 4.9797 | 26.7279 | 28.0974 |  | 26.7246
1937 | 6973200 | 4.98 | 26.7315 | 28.101 |  | 26.7281
1938 | 6976800 | 4.9803 | 26.735 | 28.1046 |  | 26.7317
1939 | 6980400 | 4.9806 | 26.7386 | 28.1082 |  | 26.7353
1940 | 6984000 | 4.9809 | 26.7422 | 28.1118 |  | 26.7389
1941 | 6987600 | 4.9812 | 26.7458 | 28.1155 |  | 26.7425
1942 | 6991200 | 4.9815 | 26.7494 | 28.1191 |  | 26.7461
1943 | 6994800 | 4.9818 | 26.7529 | 28.1227 |  | 26.7496
1944 | 6998400 | 4.9821 | 26.7565 | 28.1263 |  | 26.7532
1945 | 7002000 | 4.9825 | 26.7601 | 28.1299 |  | 26.7568
1946 | 7005600 | 4.9828 | 26.7637 | 28.1335 |  | 26.7604
1947 | 7009200 | 4.9831 | 26.7673 | 28.1371 |  | 26.7639
1948 | 7012800 | 4.9834 | 26.7708 | 28.1407 |  | 26.7675
1949 | 7016400 | 4.9837 | 26.7744 | 28.1443 |  | 26.7711
1950 | 7020000 | 4.984 | 26.778 | 28.1479 |  | 26.7747
1951 | 7023600 | 4.9843 | 26.7816 | 28.1515 |  | 26.7782
1952 | 7027200 | 4.9846 | 26.7851 | 28.1551 |  | 26.7818
1953 | 7030800 | 4.9849 | 26.7887 | 28.1587 |  | 26.7854
1954 | 7034400 | 4.9852 | 26.7923 | 28.1623 |  | 26.789
1955 | 7038000 | 4.9855 | 26.7959 | 28.1659 |  | 26.7925
1956 | 7041600 | 4.9858 | 26.7994 | 28.1695 |  | 26.7961
1957 | 7045200 | 4.9861 | 26.803 | 28.1731 |  | 26.7997
1958 | 7048800 | 4.9864 | 26.8066 | 28.1767 |  | 26.8032
1959 | 7052400 | 4.9867 | 26.8101 | 28.1803 |  | 26.8068
1960 | 7056000 | 4.9871 | 26.8137 | 28.1839 |  | 26.8104
1961 | 7059600 | 4.9874 | 26.8173 | 28.1875 |  | 26.8139
1962 | 7063200 | 4.9877 | 26.8208 | 28.191 |  | 26.8175
1963 | 7066800 | 4.988 | 26.8244 | 28.1946 |  | 26.8211
1964 | 7070400 | 4.9883 | 26.828 | 28.1982 |  | 26.8246
1965 | 7074000 | 4.9886 | 26.8315 | 28.2018 |  | 26.8282
1966 | 7077600 | 4.9889 | 26.8351 | 28.2054 |  | 26.8318
1967 | 7081200 | 4.9892 | 26.8386 | 28.209 |  | 26.8353
1968 | 7084800 | 4.9895 | 26.8422 | 28.2126 |  | 26.8389
1969 | 7088400 | 4.9898 | 26.8458 | 28.2162 |  | 26.8424
1970 | 7092000 | 4.9901 | 26.8493 | 28.2197 |  | 26.846
1971 | 7095600 | 4.9904 | 26.8529 | 28.2233 |  | 26.8496
1972 | 7099200 | 4.9907 | 26.8564 | 28.2269 |  | 26.8531
1973 | 7102800 | 4.991 | 26.86 | 28.2305 |  | 26.8567
1974 | 7106400 | 4.9913 | 26.8636 | 28.2341 |  | 26.8602
1975 | 7110000 | 4.9916 | 26.8671 | 28.2377 |  | 26.8638
1976 | 7113600 | 4.9919 | 26.8707 | 28.2412 |  | 26.8673
1977 | 7117200 | 4.9922 | 26.8742 | 28.2448 |  | 26.8709
1978 | 7120800 | 4.9925 | 26.8778 | 28.2484 |  | 26.8744
1979 | 7124400 | 4.9928 | 26.8813 | 28.252 |  | 26.878
1980 | 7128000 | 4.9931 | 26.8849 | 28.2555 |  | 26.8815
1981 | 7131600 | 4.9934 | 26.8884 | 28.2591 |  | 26.8851
1982 | 7135200 | 4.9937 | 26.892 | 28.2627 |  | 26.8886
1983 | 7138800 | 4.994 | 26.8955 | 28.2663 |  | 26.8922
1984 | 7142400 | 4.9943 | 26.8991 | 28.2698 |  | 26.8957
1985 | 7146000 | 4.9946 | 26.9026 | 28.2734 |  | 26.8993
1986 | 7149600 | 4.9949 | 26.9062 | 28.277 |  | 26.9028
1987 | 7153200 | 4.9952 | 26.9097 | 28.2806 |  | 26.9064
1988 | 7156800 | 4.9955 | 26.9133 | 28.2841 |  | 26.9099
1989 | 7160400 | 4.9958 | 26.9168 | 28.2877 |  | 26.9135
1990 | 7164000 | 4.9961 | 26.9203 | 28.2913 |  | 26.917
1991 | 7167600 | 4.9964 | 26.9239 | 28.2948 |  | 26.9206
1992 | 7171200 | 4.9967 | 26.9274 | 28.2984 |  | 26.9241
1993 | 7174800 | 4.997 | 26.931 | 28.302 |  | 26.9276
1994 | 7178400 | 4.9973 | 26.9345 | 28.3055 |  | 26.9312
1995 | 7182000 | 4.9976 | 26.9381 | 28.3091 |  | 26.9347
1996 | 7185600 | 4.9979 | 26.9416 | 28.3127 |  | 26.9383
1997 | 7189200 | 4.9982 | 26.9451 | 28.3162 |  | 26.9418
1998 | 7192800 | 4.9985 | 26.9487 | 28.3198 |  | 26.9453
1999 | 7196400 | 4.9988 | 26.9522 | 28.3233 |  | 26.9489
2000 | 7200000 | 4.9991 | 26.9557 | 28.3269 |  | 26.9524
2001 | 7203600 | 4.9994 | 26.9593 | 28.3305 |  | 26.9559
2002 | 7207200 | 4.9997 | 26.9628 | 28.334 |  | 26.9595
2003 | 7210800 | 5 | 26.9663 | 28.3376 |  | 26.963
2004 | 7214400 | 5.0003 | 26.9699 | 28.3411 |  | 26.9665
2005 | 7218000 | 5.0006 | 26.9734 | 28.3447 |  | 26.9701
2006 | 7221600 | 5.0008 | 26.9769 | 28.3483 |  | 26.9736
2007 | 7225200 | 5.0011 | 26.9805 | 28.3518 |  | 26.9771
2008 | 7228800 | 5.0014 | 26.984 | 28.3554 |  | 26.9806
2009 | 7232400 | 5.0017 | 26.9875 | 28.3589 |  | 26.9842
2010 | 7236000 | 5.002 | 26.9911 | 28.3625 |  | 26.9877
2011 | 7239600 | 5.0023 | 26.9946 | 28.366 |  | 26.9912
2012 | 7243200 | 5.0026 | 26.9981 | 28.3696 |  | 26.9948
2013 | 7246800 | 5.0029 | 27.0016 | 28.3731 |  | 26.9983
2014 | 7250400 | 5.0032 | 27.0052 | 28.3767 |  | 27.0018
2015 | 7254000 | 5.0035 | 27.0087 | 28.3802 |  | 27.0053
2016 | 7257600 | 5.0038 | 27.0122 | 28.3838 |  | 27.0089
2017 | 7261200 | 5.0041 | 27.0157 | 28.3873 |  | 27.0124
2018 | 7264800 | 5.0044 | 27.0192 | 28.3909 |  | 27.0159
2019 | 7268400 | 5.0047 | 27.0228 | 28.3944 |  | 27.0194
2020 | 7272000 | 5.005 | 27.0263 | 28.3979 |  | 27.0229
2021 | 7275600 | 5.0053 | 27.0298 | 28.4015 |  | 27.0265
2022 | 7279200 | 5.0055 | 27.0333 | 28.405 |  | 27.03
2023 | 7282800 | 5.0058 | 27.0368 | 28.4086 |  | 27.0335
2024 | 7286400 | 5.0061 | 27.0404 | 28.4121 |  | 27.037
2025 | 7290000 | 5.0064 | 27.0439 | 28.4157 |  | 27.0405
2026 | 7293600 | 5.0067 | 27.0474 | 28.4192 |  | 27.044
2027 | 7297200 | 5.007 | 27.0509 | 28.4227 |  | 27.0476
2028 | 7300800 | 5.0073 | 27.0544 | 28.4263 |  | 27.0511
2029 | 7304400 | 5.0076 | 27.0579 | 28.4298 |  | 27.0546
2030 | 7308000 | 5.0079 | 27.0614 | 28.4334 |  | 27.0581
2031 | 7311600 | 5.0082 | 27.065 | 28.4369 |  | 27.0616
2032 | 7315200 | 5.0085 | 27.0685 | 28.4404 |  | 27.0651
2033 | 7318800 | 5.0087 | 27.072 | 28.444 |  | 27.0686
2034 | 7322400 | 5.009 | 27.0755 | 28.4475 |  | 27.0721
2035 | 7326000 | 5.0093 | 27.079 | 28.451 |  | 27.0756
2036 | 7329600 | 5.0096 | 27.0825 | 28.4546 |  | 27.0791
2037 | 7333200 | 5.0099 | 27.086 | 28.4581 |  | 27.0827
2038 | 7336800 | 5.0102 | 27.0895 | 28.4616 |  | 27.0862
2039 | 7340400 | 5.0105 | 27.093 | 28.4651 |  | 27.0897
2040 | 7344000 | 5.0108 | 27.0965 | 28.4687 |  | 27.0932
2041 | 7347600 | 5.0111 | 27.1 | 28.4722 |  | 27.0967
2042 | 7351200 | 5.0113 | 27.1035 | 28.4757 |  | 27.1002
2043 | 7354800 | 5.0116 | 27.107 | 28.4793 |  | 27.1037
2044 | 7358400 | 5.0119 | 27.1105 | 28.4828 |  | 27.1072
2045 | 7362000 | 5.0122 | 27.114 | 28.4863 |  | 27.1107
2046 | 7365600 | 5.0125 | 27.1175 | 28.4898 |  | 27.1142
2047 | 7369200 | 5.0128 | 27.121 | 28.4934 |  | 27.1177
2048 | 7372800 | 5.0131 | 27.1245 | 28.4969 |  | 27.1212
2049 | 7376400 | 5.0134 | 27.128 | 28.5004 |  | 27.1247
2050 | 7380000 | 5.0136 | 27.1315 | 28.5039 |  | 27.1282
2051 | 7383600 | 5.0139 | 27.135 | 28.5074 |  | 27.1317
2052 | 7387200 | 5.0142 | 27.1385 | 28.511 |  | 27.1352
2053 | 7390800 | 5.0145 | 27.142 | 28.5145 |  | 27.1387
2054 | 7394400 | 5.0148 | 27.1455 | 28.518 |  | 27.1422
2055 | 7398000 | 5.0151 | 27.149 | 28.5215 |  | 27.1456
2056 | 7401600 | 5.0154 | 27.1525 | 28.525 |  | 27.1491
2057 | 7405200 | 5.0156 | 27.156 | 28.5286 |  | 27.1526
2058 | 7408800 | 5.0159 | 27.1595 | 28.5321 |  | 27.1561
2059 | 7412400 | 5.0162 | 27.163 | 28.5356 |  | 27.1596
2060 | 7416000 | 5.0165 | 27.1665 | 28.5391 |  | 27.1631
2061 | 7419600 | 5.0168 | 27.17 | 28.5426 |  | 27.1666
2062 | 7423200 | 5.0171 | 27.1734 | 28.5461 |  | 27.1701
2063 | 7426800 | 5.0173 | 27.1769 | 28.5496 |  | 27.1736
2064 | 7430400 | 5.0176 | 27.1804 | 28.5531 |  | 27.177
2065 | 7434000 | 5.0179 | 27.1839 | 28.5567 |  | 27.1805
2066 | 7437600 | 5.0182 | 27.1874 | 28.5602 |  | 27.184
2067 | 7441200 | 5.0185 | 27.1909 | 28.5637 |  | 27.1875
2068 | 7444800 | 5.0188 | 27.1944 | 28.5672 |  | 27.191
2069 | 7448400 | 5.019 | 27.1978 | 28.5707 |  | 27.1945
2070 | 7452000 | 5.0193 | 27.2013 | 28.5742 |  | 27.198
2071 | 7455600 | 5.0196 | 27.2048 | 28.5777 |  | 27.2014
2072 | 7459200 | 5.0199 | 27.2083 | 28.5812 |  | 27.2049
2073 | 7462800 | 5.0202 | 27.2118 | 28.5847 |  | 27.2084
2074 | 7466400 | 5.0205 | 27.2152 | 28.5882 |  | 27.2119
2075 | 7470000 | 5.0207 | 27.2187 | 28.5917 |  | 27.2154
2076 | 7473600 | 5.021 | 27.2222 | 28.5952 |  | 27.2188
2077 | 7477200 | 5.0213 | 27.2257 | 28.5987 |  | 27.2223
2078 | 7480800 | 5.0216 | 27.2292 | 28.6022 |  | 27.2258
2079 | 7484400 | 5.0219 | 27.2326 | 28.6057 |  | 27.2293
2080 | 7488000 | 5.0221 | 27.2361 | 28.6092 |  | 27.2327
2081 | 7491600 | 5.0224 | 27.2396 | 28.6127 |  | 27.2362
2082 | 7495200 | 5.0227 | 27.2431 | 28.6162 |  | 27.2397
2083 | 7498800 | 5.023 | 27.2465 | 28.6197 |  | 27.2431
2084 | 7502400 | 5.0233 | 27.25 | 28.6232 |  | 27.2466
2085 | 7506000 | 5.0235 | 27.2535 | 28.6267 |  | 27.2501
2086 | 7509600 | 5.0238 | 27.2569 | 28.6302 |  | 27.2536
2087 | 7513200 | 5.0241 | 27.2604 | 28.6337 |  | 27.257
2088 | 7516800 | 5.0244 | 27.2639 | 28.6372 |  | 27.2605
2089 | 7520400 | 5.0247 | 27.2674 | 28.6407 |  | 27.264
2090 | 7524000 | 5.0249 | 27.2708 | 28.6442 |  | 27.2674
2091 | 7527600 | 5.0252 | 27.2743 | 28.6476 |  | 27.2709
2092 | 7531200 | 5.0255 | 27.2778 | 28.6511 |  | 27.2744
2093 | 7534800 | 5.0258 | 27.2812 | 28.6546 |  | 27.2778
2094 | 7538400 | 5.0261 | 27.2847 | 28.6581 |  | 27.2813
2095 | 7542000 | 5.0263 | 27.2881 | 28.6616 |  | 27.2848
2096 | 7545600 | 5.0266 | 27.2916 | 28.6651 |  | 27.2882
2097 | 7549200 | 5.0269 | 27.2951 | 28.6686 |  | 27.2917
2098 | 7552800 | 5.0272 | 27.2985 | 28.6721 |  | 27.2951
2099 | 7556400 | 5.0274 | 27.302 | 28.6755 |  | 27.2986
2100 | 7560000 | 5.0277 | 27.3055 | 28.679 |  | 27.3021
2101 | 7563600 | 5.028 | 27.3089 | 28.6825 |  | 27.3055
2102 | 7567200 | 5.0283 | 27.3124 | 28.686 |  | 27.309
2103 | 7570800 | 5.0286 | 27.3158 | 28.6895 |  | 27.3124
2104 | 7574400 | 5.0288 | 27.3193 | 28.6929 |  | 27.3159
2105 | 7578000 | 5.0291 | 27.3227 | 28.6964 |  | 27.3194
2106 | 7581600 | 5.0294 | 27.3262 | 28.6999 |  | 27.3228
2107 | 7585200 | 5.0297 | 27.3297 | 28.7034 |  | 27.3263
2108 | 7588800 | 5.0299 | 27.3331 | 28.7069 |  | 27.3297
2109 | 7592400 | 5.0302 | 27.3366 | 28.7103 |  | 27.3332
2110 | 7596000 | 5.0305 | 27.34 | 28.7138 |  | 27.3366
2111 | 7599600 | 5.0308 | 27.3435 | 28.7173 |  | 27.3401
2112 | 7603200 | 5.031 | 27.3469 | 28.7208 |  | 27.3435
2113 | 7606800 | 5.0313 | 27.3504 | 28.7242 |  | 27.347
2114 | 7610400 | 5.0316 | 27.3538 | 28.7277 |  | 27.3504
2115 | 7614000 | 5.0319 | 27.3573 | 28.7312 |  | 27.3539
2116 | 7617600 | 5.0321 | 27.3607 | 28.7347 |  | 27.3573
2117 | 7621200 | 5.0324 | 27.3642 | 28.7381 |  | 27.3608
2118 | 7624800 | 5.0327 | 27.3676 | 28.7416 |  | 27.3642
2119 | 7628400 | 5.033 | 27.3711 | 28.7451 |  | 27.3677
2120 | 7632000 | 5.0332 | 27.3745 | 28.7485 |  | 27.3711
2121 | 7635600 | 5.0335 | 27.378 | 28.752 |  | 27.3746
2122 | 7639200 | 5.0338 | 27.3814 | 28.7555 |  | 27.378
2123 | 7642800 | 5.034 | 27.3848 | 28.7589 |  | 27.3814
2124 | 7646400 | 5.0343 | 27.3883 | 28.7624 |  | 27.3849
2125 | 7650000 | 5.0346 | 27.3917 | 28.7659 |  | 27.3883
2126 | 7653600 | 5.0349 | 27.3952 | 28.7693 |  | 27.3918
2127 | 7657200 | 5.0351 | 27.3986 | 28.7728 |  | 27.3952
2128 | 7660800 | 5.0354 | 27.402 | 28.7763 |  | 27.3986
2129 | 7664400 | 5.0357 | 27.4055 | 28.7797 |  | 27.4021
2130 | 7668000 | 5.036 | 27.4089 | 28.7832 |  | 27.4055
2131 | 7671600 | 5.0362 | 27.4124 | 28.7866 |  | 27.409
2132 | 7675200 | 5.0365 | 27.4158 | 28.7901 |  | 27.4124
2133 | 7678800 | 5.0368 | 27.4192 | 28.7936 |  | 27.4158
2134 | 7682400 | 5.037 | 27.4227 | 28.797 |  | 27.4193
2135 | 7686000 | 5.0373 | 27.4261 | 28.8005 |  | 27.4227
2136 | 7689600 | 5.0376 | 27.4295 | 28.8039 |  | 27.4261
2137 | 7693200 | 5.0378 | 27.433 | 28.8074 |  | 27.4296
2138 | 7696800 | 5.0381 | 27.4364 | 28.8108 |  | 27.433
2139 | 7700400 | 5.0384 | 27.4398 | 28.8143 |  | 27.4364
2140 | 7704000 | 5.0387 | 27.4433 | 28.8177 |  | 27.4399
2141 | 7707600 | 5.0389 | 27.4467 | 28.8212 |  | 27.4433
2142 | 7711200 | 5.0392 | 27.4501 | 28.8247 |  | 27.4467
2143 | 7714800 | 5.0395 | 27.4536 | 28.8281 |  | 27.4502
2144 | 7718400 | 5.0397 | 27.457 | 28.8316 |  | 27.4536
2145 | 7722000 | 5.04 | 27.4604 | 28.835 |  | 27.457
2146 | 7725600 | 5.0403 | 27.4638 | 28.8385 |  | 27.4604
2147 | 7729200 | 5.0405 | 27.4673 | 28.8419 |  | 27.4639
2148 | 7732800 | 5.0408 | 27.4707 | 28.8454 |  | 27.4673
2149 | 7736400 | 5.0411 | 27.4741 | 28.8488 |  | 27.4707
2150 | 7740000 | 5.0414 | 27.4775 | 28.8522 |  | 27.4741
2151 | 7743600 | 5.0416 | 27.481 | 28.8557 |  | 27.4776
2152 | 7747200 | 5.0419 | 27.4844 | 28.8591 |  | 27.481
2153 | 7750800 | 5.0422 | 27.4878 | 28.8626 |  | 27.4844
2154 | 7754400 | 5.0424 | 27.4912 | 28.866 |  | 27.4878
2155 | 7758000 | 5.0427 | 27.4947 | 28.8695 |  | 27.4912
2156 | 7761600 | 5.043 | 27.4981 | 28.8729 |  | 27.4947
2157 | 7765200 | 5.0432 | 27.5015 | 28.8764 |  | 27.4981
2158 | 7768800 | 5.0435 | 27.5049 | 28.8798 |  | 27.5015
2159 | 7772400 | 5.0438 | 27.5083 | 28.8832 |  | 27.5049
2160 | 7776000 | 5.044 | 27.5118 | 28.8867 |  | 27.5083
2161 | 7779600 | 5.0443 | 27.5152 | 28.8901 |  | 27.5118
2162 | 7783200 | 5.0446 | 27.5186 | 28.8936 |  | 27.5152
2163 | 7786800 | 5.0448 | 27.522 | 28.897 |  | 27.5186
2164 | 7790400 | 5.0451 | 27.5254 | 28.9004 |  | 27.522
2165 | 7794000 | 5.0454 | 27.5288 | 28.9039 |  | 27.5254
2166 | 7797600 | 5.0456 | 27.5322 | 28.9073 |  | 27.5288
2167 | 7801200 | 5.0459 | 27.5357 | 28.9107 |  | 27.5322
2168 | 7804800 | 5.0461 | 27.5391 | 28.9142 |  | 27.5356
2169 | 7808400 | 5.0464 | 27.5425 | 28.9176 |  | 27.5391
2170 | 7812000 | 5.0467 | 27.5459 | 28.921 |  | 27.5425
2171 | 7815600 | 5.0469 | 27.5493 | 28.9245 |  | 27.5459
2172 | 7819200 | 5.0472 | 27.5527 | 28.9279 |  | 27.5493
2173 | 7822800 | 5.0475 | 27.5561 | 28.9313 |  | 27.5527
2174 | 7826400 | 5.0477 | 27.5595 | 28.9348 |  | 27.5561
2175 | 7830000 | 5.048 | 27.5629 | 28.9382 |  | 27.5595
2176 | 7833600 | 5.0483 | 27.5663 | 28.9416 |  | 27.5629
2177 | 7837200 | 5.0485 | 27.5697 | 28.945 |  | 27.5663
2178 | 7840800 | 5.0488 | 27.5731 | 28.9485 |  | 27.5697
2179 | 7844400 | 5.0491 | 27.5765 | 28.9519 |  | 27.5731
2180 | 7848000 | 5.0493 | 27.5799 | 28.9553 |  | 27.5765
2181 | 7851600 | 5.0496 | 27.5834 | 28.9587 |  | 27.5799
2182 | 7855200 | 5.0498 | 27.5868 | 28.9622 |  | 27.5833
2183 | 7858800 | 5.0501 | 27.5902 | 28.9656 |  | 27.5867
2184 | 7862400 | 5.0504 | 27.5936 | 28.969 |  | 27.5901
2185 | 7866000 | 5.0506 | 27.597 | 28.9724 |  | 27.5935
2186 | 7869600 | 5.0509 | 27.6004 | 28.9759 |  | 27.5969
2187 | 7873200 | 5.0512 | 27.6038 | 28.9793 |  | 27.6003
2188 | 7876800 | 5.0514 | 27.6072 | 28.9827 |  | 27.6037
2189 | 7880400 | 5.0517 | 27.6105 | 28.9861 |  | 27.6071
2190 | 7884000 | 5.0519 | 27.6139 | 28.9895 |  | 27.6105
2191 | 7887600 | 5.0522 | 27.6173 | 28.9929 |  | 27.6139
2192 | 7891200 | 5.0525 | 27.6207 | 28.9964 |  | 27.6173
2193 | 7894800 | 5.0527 | 27.6241 | 28.9998 |  | 27.6207
2194 | 7898400 | 5.053 | 27.6275 | 29.0032 |  | 27.6241
2195 | 7902000 | 5.0532 | 27.6309 | 29.0066 |  | 27.6275
2196 | 7905600 | 5.0535 | 27.6343 | 29.01 |  | 27.6309
2197 | 7909200 | 5.0538 | 27.6377 | 29.0134 |  | 27.6343
2198 | 7912800 | 5.054 | 27.6411 | 29.0169 |  | 27.6377
2199 | 7916400 | 5.0543 | 27.6445 | 29.0203 |  | 27.641
2200 | 7920000 | 5.0545 | 27.6479 | 29.0237 |  | 27.6444
2201 | 7923600 | 5.0548 | 27.6513 | 29.0271 |  | 27.6478
2202 | 7927200 | 5.0551 | 27.6546 | 29.0305 |  | 27.6512
2203 | 7930800 | 5.0553 | 27.658 | 29.0339 |  | 27.6546
2204 | 7934400 | 5.0556 | 27.6614 | 29.0373 |  | 27.658
2205 | 7938000 | 5.0558 | 27.6648 | 29.0407 |  | 27.6614
2206 | 7941600 | 5.0561 | 27.6682 | 29.0441 |  | 27.6648
2207 | 7945200 | 5.0564 | 27.6716 | 29.0475 |  | 27.6681
2208 | 7948800 | 5.0566 | 27.675 | 29.0509 |  | 27.6715
2209 | 7952400 | 5.0569 | 27.6783 | 29.0543 |  | 27.6749
2210 | 7956000 | 5.0571 | 27.6817 | 29.0577 |  | 27.6783
2211 | 7959600 | 5.0574 | 27.6851 | 29.0612 |  | 27.6817
2212 | 7963200 | 5.0576 | 27.6885 | 29.0646 |  | 27.685
2213 | 7966800 | 5.0579 | 27.6919 | 29.068 |  | 27.6884
2214 | 7970400 | 5.0582 | 27.6953 | 29.0714 |  | 27.6918
2215 | 7974000 | 5.0584 | 27.6986 | 29.0748 |  | 27.6952
2216 | 7977600 | 5.0587 | 27.702 | 29.0782 |  | 27.6986
2217 | 7981200 | 5.0589 | 27.7054 | 29.0816 |  | 27.7019
2218 | 7984800 | 5.0592 | 27.7088 | 29.085 |  | 27.7053
2219 | 7988400 | 5.0594 | 27.7121 | 29.0884 |  | 27.7087
2220 | 7992000 | 5.0597 | 27.7155 | 29.0918 |  | 27.7121
2221 | 7995600 | 5.06 | 27.7189 | 29.0952 |  | 27.7154
2222 | 7999200 | 5.0602 | 27.7223 | 29.0985 |  | 27.7188
2223 | 8002800 | 5.0605 | 27.7256 | 29.1019 |  | 27.7222
2224 | 8006400 | 5.0607 | 27.729 | 29.1053 |  | 27.7256
2225 | 8010000 | 5.061 | 27.7324 | 29.1087 |  | 27.7289
2226 | 8013600 | 5.0612 | 27.7358 | 29.1121 |  | 27.7323
2227 | 8017200 | 5.0615 | 27.7391 | 29.1155 |  | 27.7357
2228 | 8020800 | 5.0618 | 27.7425 | 29.1189 |  | 27.7391
2229 | 8024400 | 5.062 | 27.7459 | 29.1223 |  | 27.7424
2230 | 8028000 | 5.0623 | 27.7492 | 29.1257 |  | 27.7458
2231 | 8031600 | 5.0625 | 27.7526 | 29.1291 |  | 27.7492
2232 | 8035200 | 5.0628 | 27.756 | 29.1325 |  | 27.7525
2233 | 8038800 | 5.063 | 27.7593 | 29.1359 |  | 27.7559
2234 | 8042400 | 5.0633 | 27.7627 | 29.1392 |  | 27.7593
2235 | 8046000 | 5.0635 | 27.7661 | 29.1426 |  | 27.7626
2236 | 8049600 | 5.0638 | 27.7694 | 29.146 |  | 27.766
2237 | 8053200 | 5.064 | 27.7728 | 29.1494 |  | 27.7694
2238 | 8056800 | 5.0643 | 27.7762 | 29.1528 |  | 27.7727
2239 | 8060400 | 5.0645 | 27.7795 | 29.1562 |  | 27.7761
2240 | 8064000 | 5.0648 | 27.7829 | 29.1596 |  | 27.7794
2241 | 8067600 | 5.0651 | 27.7863 | 29.1629 |  | 27.7828
2242 | 8071200 | 5.0653 | 27.7896 | 29.1663 |  | 27.7862
2243 | 8074800 | 5.0656 | 27.793 | 29.1697 |  | 27.7895
2244 | 8078400 | 5.0658 | 27.7963 | 29.1731 |  | 27.7929
2245 | 8082000 | 5.0661 | 27.7997 | 29.1765 |  | 27.7962
2246 | 8085600 | 5.0663 | 27.803 | 29.1798 |  | 27.7996
2247 | 8089200 | 5.0666 | 27.8064 | 29.1832 |  | 27.803
2248 | 8092800 | 5.0668 | 27.8098 | 29.1866 |  | 27.8063
2249 | 8096400 | 5.0671 | 27.8131 | 29.19 |  | 27.8097
2250 | 8100000 | 5.0673 | 27.8165 | 29.1934 |  | 27.813
2251 | 8103600 | 5.0676 | 27.8198 | 29.1967 |  | 27.8164
2252 | 8107200 | 5.0678 | 27.8232 | 29.2001 |  | 27.8197
2253 | 8110800 | 5.0681 | 27.8265 | 29.2035 |  | 27.8231
2254 | 8114400 | 5.0683 | 27.8299 | 29.2069 |  | 27.8264
2255 | 8118000 | 5.0686 | 27.8332 | 29.2102 |  | 27.8298
2256 | 8121600 | 5.0688 | 27.8366 | 29.2136 |  | 27.8331
2257 | 8125200 | 5.0691 | 27.8399 | 29.217 |  | 27.8365
2258 | 8128800 | 5.0693 | 27.8433 | 29.2203 |  | 27.8398
2259 | 8132400 | 5.0696 | 27.8466 | 29.2237 |  | 27.8432
2260 | 8136000 | 5.0698 | 27.85 | 29.2271 |  | 27.8465
2261 | 8139600 | 5.0701 | 27.8533 | 29.2305 |  | 27.8499
2262 | 8143200 | 5.0703 | 27.8567 | 29.2338 |  | 27.8532
2263 | 8146800 | 5.0706 | 27.86 | 29.2372 |  | 27.8566
2264 | 8150400 | 5.0708 | 27.8634 | 29.2406 |  | 27.8599
2265 | 8154000 | 5.0711 | 27.8667 | 29.2439 |  | 27.8633
2266 | 8157600 | 5.0713 | 27.8701 | 29.2473 |  | 27.8666
2267 | 8161200 | 5.0716 | 27.8734 | 29.2507 |  | 27.87
2268 | 8164800 | 5.0718 | 27.8768 | 29.254 |  | 27.8733
2269 | 8168400 | 5.0721 | 27.8801 | 29.2574 |  | 27.8766
2270 | 8172000 | 5.0723 | 27.8835 | 29.2607 |  | 27.88
2271 | 8175600 | 5.0726 | 27.8868 | 29.2641 |  | 27.8833
2272 | 8179200 | 5.0728 | 27.8901 | 29.2675 |  | 27.8867
2273 | 8182800 | 5.0731 | 27.8935 | 29.2708 |  | 27.89
2274 | 8186400 | 5.0733 | 27.8968 | 29.2742 |  | 27.8933
2275 | 8190000 | 5.0736 | 27.9002 | 29.2776 |  | 27.8967
2276 | 8193600 | 5.0738 | 27.9035 | 29.2809 |  | 27.9
2277 | 8197200 | 5.0741 | 27.9068 | 29.2843 |  | 27.9034
2278 | 8200800 | 5.0743 | 27.9102 | 29.2876 |  | 27.9067
2279 | 8204400 | 5.0746 | 27.9135 | 29.291 |  | 27.91
2280 | 8208000 | 5.0748 | 27.9168 | 29.2943 |  | 27.9134
2281 | 8211600 | 5.0751 | 27.9202 | 29.2977 |  | 27.9167
2282 | 8215200 | 5.0753 | 27.9235 | 29.3011 |  | 27.92
2283 | 8218800 | 5.0755 | 27.9268 | 29.3044 |  | 27.9234
2284 | 8222400 | 5.0758 | 27.9302 | 29.3078 |  | 27.9267
2285 | 8226000 | 5.076 | 27.9335 | 29.3111 |  | 27.93
2286 | 8229600 | 5.0763 | 27.9368 | 29.3145 |  | 27.9334
2287 | 8233200 | 5.0765 | 27.9402 | 29.3178 |  | 27.9367
2288 | 8236800 | 5.0768 | 27.9435 | 29.3212 |  | 27.94
2289 | 8240400 | 5.077 | 27.9468 | 29.3245 |  | 27.9434
2290 | 8244000 | 5.0773 | 27.9502 | 29.3279 |  | 27.9467
2291 | 8247600 | 5.0775 | 27.9535 | 29.3312 |  | 27.95
2292 | 8251200 | 5.0778 | 27.9568 | 29.3346 |  | 27.9533
2293 | 8254800 | 5.078 | 27.9601 | 29.3379 |  | 27.9567
2294 | 8258400 | 5.0783 | 27.9635 | 29.3413 |  | 27.96
2295 | 8262000 | 5.0785 | 27.9668 | 29.3446 |  | 27.9633
2296 | 8265600 | 5.0787 | 27.9701 | 29.348 |  | 27.9666
2297 | 8269200 | 5.079 | 27.9734 | 29.3513 |  | 27.97
2298 | 8272800 | 5.0792 | 27.9768 | 29.3546 |  | 27.9733
2299 | 8276400 | 5.0795 | 27.9801 | 29.358 |  | 27.9766
2300 | 8280000 | 5.0797 | 27.9834 | 29.3613 |  | 27.9799
2301 | 8283600 | 5.08 | 27.9867 | 29.3647 |  | 27.9833
2302 | 8287200 | 5.0802 | 27.9901 | 29.368 |  | 27.9866
2303 | 8290800 | 5.0804 | 27.9934 | 29.3714 |  | 27.9899
2304 | 8294400 | 5.0807 | 27.9967 | 29.3747 |  | 27.9932
2305 | 8298000 | 5.0809 | 28 | 29.378 |  | 27.9965
2306 | 8301600 | 5.0812 | 28.0033 | 29.3814 |  | 27.9999
2307 | 8305200 | 5.0814 | 28.0067 | 29.3847 |  | 28.0032
2308 | 8308800 | 5.0817 | 28.01 | 29.3881 |  | 28.0065
2309 | 8312400 | 5.0819 | 28.0133 | 29.3914 |  | 28.0098
2310 | 8316000 | 5.0822 | 28.0166 | 29.3947 |  | 28.0131
2311 | 8319600 | 5.0824 | 28.0199 | 29.3981 |  | 28.0164
2312 | 8323200 | 5.0826 | 28.0232 | 29.4014 |  | 28.0198
2313 | 8326800 | 5.0829 | 28.0266 | 29.4047 |  | 28.0231
2314 | 8330400 | 5.0831 | 28.0299 | 29.4081 |  | 28.0264
2315 | 8334000 | 5.0834 | 28.0332 | 29.4114 |  | 28.0297
2316 | 8337600 | 5.0836 | 28.0365 | 29.4147 |  | 28.033
2317 | 8341200 | 5.0838 | 28.0398 | 29.4181 |  | 28.0363
2318 | 8344800 | 5.0841 | 28.0431 | 29.4214 |  | 28.0396
2319 | 8348400 | 5.0843 | 28.0464 | 29.4247 |  | 28.0429
2320 | 8352000 | 5.0846 | 28.0497 | 29.4281 |  | 28.0463
2321 | 8355600 | 5.0848 | 28.053 | 29.4314 |  | 28.0496
2322 | 8359200 | 5.0851 | 28.0564 | 29.4347 |  | 28.0529
2323 | 8362800 | 5.0853 | 28.0597 | 29.438 |  | 28.0562
2324 | 8366400 | 5.0855 | 28.063 | 29.4414 |  | 28.0595
2325 | 8370000 | 5.0858 | 28.0663 | 29.4447 |  | 28.0628
2326 | 8373600 | 5.086 | 28.0696 | 29.448 |  | 28.0661
2327 | 8377200 | 5.0863 | 28.0729 | 29.4514 |  | 28.0694
2328 | 8380800 | 5.0865 | 28.0762 | 29.4547 |  | 28.0727
2329 | 8384400 | 5.0867 | 28.0795 | 29.458 |  | 28.076
2330 | 8388000 | 5.087 | 28.0828 | 29.4613 |  | 28.0793
2331 | 8391600 | 5.0872 | 28.0861 | 29.4646 |  | 28.0826
2332 | 8395200 | 5.0875 | 28.0894 | 29.468 |  | 28.0859
2333 | 8398800 | 5.0877 | 28.0927 | 29.4713 |  | 28.0892
2334 | 8402400 | 5.0879 | 28.096 | 29.4746 |  | 28.0925
2335 | 8406000 | 5.0882 | 28.0993 | 29.4779 |  | 28.0958
2336 | 8409600 | 5.0884 | 28.1026 | 29.4813 |  | 28.0991
2337 | 8413200 | 5.0886 | 28.1059 | 29.4846 |  | 28.1024
2338 | 8416800 | 5.0889 | 28.1092 | 29.4879 |  | 28.1057
2339 | 8420400 | 5.0891 | 28.1125 | 29.4912 |  | 28.109
2340 | 8424000 | 5.0894 | 28.1158 | 29.4945 |  | 28.1123
2341 | 8427600 | 5.0896 | 28.1191 | 29.4978 |  | 28.1156
2342 | 8431200 | 5.0898 | 28.1224 | 29.5012 |  | 28.1189
2343 | 8434800 | 5.0901 | 28.1257 | 29.5045 |  | 28.1222
2344 | 8438400 | 5.0903 | 28.129 | 29.5078 |  | 28.1255
2345 | 8442000 | 5.0906 | 28.1323 | 29.5111 |  | 28.1288
2346 | 8445600 | 5.0908 | 28.1356 | 29.5144 |  | 28.1321
2347 | 8449200 | 5.091 | 28.1389 | 29.5177 |  | 28.1354
2348 | 8452800 | 5.0913 | 28.1422 | 29.521 |  | 28.1387
2349 | 8456400 | 5.0915 | 28.1455 | 29.5244 |  | 28.142
2350 | 8460000 | 5.0917 | 28.1487 | 29.5277 |  | 28.1452
2351 | 8463600 | 5.092 | 28.152 | 29.531 |  | 28.1485
2352 | 8467200 | 5.0922 | 28.1553 | 29.5343 |  | 28.1518
2353 | 8470800 | 5.0924 | 28.1586 | 29.5376 |  | 28.1551
2354 | 8474400 | 5.0927 | 28.1619 | 29.5409 |  | 28.1584
2355 | 8478000 | 5.0929 | 28.1652 | 29.5442 |  | 28.1617
2356 | 8481600 | 5.0932 | 28.1685 | 29.5475 |  | 28.165
2357 | 8485200 | 5.0934 | 28.1718 | 29.5508 |  | 28.1683
2358 | 8488800 | 5.0936 | 28.175 | 29.5541 |  | 28.1715
2359 | 8492400 | 5.0939 | 28.1783 | 29.5574 |  | 28.1748
2360 | 8496000 | 5.0941 | 28.1816 | 29.5607 |  | 28.1781
2361 | 8499600 | 5.0943 | 28.1849 | 29.564 |  | 28.1814
2362 | 8503200 | 5.0946 | 28.1882 | 29.5673 |  | 28.1847
2363 | 8506800 | 5.0948 | 28.1915 | 29.5706 |  | 28.188
2364 | 8510400 | 5.095 | 28.1948 | 29.5739 |  | 28.1912
2365 | 8514000 | 5.0953 | 28.198 | 29.5772 |  | 28.1945
2366 | 8517600 | 5.0955 | 28.2013 | 29.5805 |  | 28.1978
2367 | 8521200 | 5.0957 | 28.2046 | 29.5838 |  | 28.2011
2368 | 8524800 | 5.096 | 28.2079 | 29.5871 |  | 28.2044
2369 | 8528400 | 5.0962 | 28.2112 | 29.5904 |  | 28.2076
2370 | 8532000 | 5.0964 | 28.2144 | 29.5937 |  | 28.2109
2371 | 8535600 | 5.0967 | 28.2177 | 29.597 |  | 28.2142
2372 | 8539200 | 5.0969 | 28.221 | 29.6003 |  | 28.2175
2373 | 8542800 | 5.0971 | 28.2243 | 29.6036 |  | 28.2208
2374 | 8546400 | 5.0974 | 28.2275 | 29.6069 |  | 28.224
2375 | 8550000 | 5.0976 | 28.2308 | 29.6102 |  | 28.2273
2376 | 8553600 | 5.0978 | 28.2341 | 29.6135 |  | 28.2306
2377 | 8557200 | 5.0981 | 28.2374 | 29.6168 |  | 28.2339
2378 | 8560800 | 5.0983 | 28.2406 | 29.6201 |  | 28.2371
2379 | 8564400 | 5.0985 | 28.2439 | 29.6234 |  | 28.2404
2380 | 8568000 | 5.0988 | 28.2472 | 29.6267 |  | 28.2437
2381 | 8571600 | 5.099 | 28.2505 | 29.63 |  | 28.2469
2382 | 8575200 | 5.0992 | 28.2537 | 29.6333 |  | 28.2502
2383 | 8578800 | 5.0995 | 28.257 | 29.6366 |  | 28.2535
2384 | 8582400 | 5.0997 | 28.2603 | 29.6398 |  | 28.2568
2385 | 8586000 | 5.0999 | 28.2635 | 29.6431 |  | 28.26
2386 | 8589600 | 5.1002 | 28.2668 | 29.6464 |  | 28.2633
2387 | 8593200 | 5.1004 | 28.2701 | 29.6497 |  | 28.2666
2388 | 8596800 | 5.1006 | 28.2733 | 29.653 |  | 28.2698
2389 | 8600400 | 5.1009 | 28.2766 | 29.6563 |  | 28.2731
2390 | 8604000 | 5.1011 | 28.2799 | 29.6596 |  | 28.2764
2391 | 8607600 | 5.1013 | 28.2831 | 29.6629 |  | 28.2796
2392 | 8611200 | 5.1016 | 28.2864 | 29.6661 |  | 28.2829
2393 | 8614800 | 5.1018 | 28.2897 | 29.6694 |  | 28.2861
2394 | 8618400 | 5.102 | 28.2929 | 29.6727 |  | 28.2894
2395 | 8622000 | 5.1023 | 28.2962 | 29.676 |  | 28.2927
2396 | 8625600 | 5.1025 | 28.2995 | 29.6793 |  | 28.2959
2397 | 8629200 | 5.1027 | 28.3027 | 29.6826 |  | 28.2992
2398 | 8632800 | 5.1029 | 28.306 | 29.6858 |  | 28.3025
2399 | 8636400 | 5.1032 | 28.3092 | 29.6891 |  | 28.3057
2400 | 8640000 | 5.1034 | 28.3125 | 29.6924 |  | 28.309
2401 | 8643600 | 5.1036 | 28.3158 | 29.6957 |  | 28.3122
2402 | 8647200 | 5.1039 | 28.319 | 29.6989 |  | 28.3155
2403 | 8650800 | 5.1041 | 28.3223 | 29.7022 |  | 28.3188
2404 | 8654400 | 5.1043 | 28.3255 | 29.7055 |  | 28.322
2405 | 8658000 | 5.1046 | 28.3288 | 29.7088 |  | 28.3253
2406 | 8661600 | 5.1048 | 28.332 | 29.7121 |  | 28.3285
2407 | 8665200 | 5.105 | 28.3353 | 29.7153 |  | 28.3318
2408 | 8668800 | 5.1052 | 28.3386 | 29.7186 |  | 28.335
2409 | 8672400 | 5.1055 | 28.3418 | 29.7219 |  | 28.3383
2410 | 8676000 | 5.1057 | 28.3451 | 29.7251 |  | 28.3415
2411 | 8679600 | 5.1059 | 28.3483 | 29.7284 |  | 28.3448
2412 | 8683200 | 5.1062 | 28.3516 | 29.7317 |  | 28.348
2413 | 8686800 | 5.1064 | 28.3548 | 29.735 |  | 28.3513
2414 | 8690400 | 5.1066 | 28.3581 | 29.7382 |  | 28.3545
2415 | 8694000 | 5.1068 | 28.3613 | 29.7415 |  | 28.3578
2416 | 8697600 | 5.1071 | 28.3646 | 29.7448 |  | 28.361
2417 | 8701200 | 5.1073 | 28.3678 | 29.748 |  | 28.3643
2418 | 8704800 | 5.1075 | 28.3711 | 29.7513 |  | 28.3675
2419 | 8708400 | 5.1078 | 28.3743 | 29.7546 |  | 28.3708
2420 | 8712000 | 5.108 | 28.3776 | 29.7578 |  | 28.374
2421 | 8715600 | 5.1082 | 28.3808 | 29.7611 |  | 28.3773
2422 | 8719200 | 5.1084 | 28.3841 | 29.7644 |  | 28.3805
2423 | 8722800 | 5.1087 | 28.3873 | 29.7676 |  | 28.3838
2424 | 8726400 | 5.1089 | 28.3906 | 29.7709 |  | 28.387
2425 | 8730000 | 5.1091 | 28.3938 | 29.7742 |  | 28.3903
2426 | 8733600 | 5.1093 | 28.397 | 29.7774 |  | 28.3935
2427 | 8737200 | 5.1096 | 28.4003 | 29.7807 |  | 28.3968
2428 | 8740800 | 5.1098 | 28.4035 | 29.784 |  | 28.4
2429 | 8744400 | 5.11 | 28.4068 | 29.7872 |  | 28.4032
2430 | 8748000 | 5.1102 | 28.41 | 29.7905 |  | 28.4065
2431 | 8751600 | 5.1105 | 28.4133 | 29.7937 |  | 28.4097
2432 | 8755200 | 5.1107 | 28.4165 | 29.797 |  | 28.413
2433 | 8758800 | 5.1109 | 28.4197 | 29.8003 |  | 28.4162
2434 | 8762400 | 5.1111 | 28.423 | 29.8035 |  | 28.4194
2435 | 8766000 | 5.1114 | 28.4262 | 29.8068 |  | 28.4227
2436 | 8769600 | 5.1116 | 28.4295 | 29.81 |  | 28.4259
2437 | 8773200 | 5.1118 | 28.4327 | 29.8133 |  | 28.4292
2438 | 8776800 | 5.1121 | 28.4359 | 29.8165 |  | 28.4324
2439 | 8780400 | 5.1123 | 28.4392 | 29.8198 |  | 28.4356
2440 | 8784000 | 5.1125 | 28.4424 | 29.8231 |  | 28.4389
2441 | 8787600 | 5.1127 | 28.4456 | 29.8263 |  | 28.4421
2442 | 8791200 | 5.1129 | 28.4489 | 29.8296 |  | 28.4453
2443 | 8794800 | 5.1132 | 28.4521 | 29.8328 |  | 28.4486
2444 | 8798400 | 5.1134 | 28.4553 | 29.8361 |  | 28.4518
2445 | 8802000 | 5.1136 | 28.4586 | 29.8393 |  | 28.455
2446 | 8805600 | 5.1138 | 28.4618 | 29.8426 |  | 28.4583
2447 | 8809200 | 5.1141 | 28.465 | 29.8458 |  | 28.4615
2448 | 8812800 | 5.1143 | 28.4683 | 29.8491 |  | 28.4647
2449 | 8816400 | 5.1145 | 28.4715 | 29.8523 |  | 28.468
2450 | 8820000 | 5.1147 | 28.4747 | 29.8556 |  | 28.4712
2451 | 8823600 | 5.115 | 28.478 | 29.8588 |  | 28.4744
2452 | 8827200 | 5.1152 | 28.4812 | 29.8621 |  | 28.4776
2453 | 8830800 | 5.1154 | 28.4844 | 29.8653 |  | 28.4809
2454 | 8834400 | 5.1156 | 28.4876 | 29.8686 |  | 28.4841
2455 | 8838000 | 5.1159 | 28.4909 | 29.8718 |  | 28.4873
2456 | 8841600 | 5.1161 | 28.4941 | 29.875 |  | 28.4906
2457 | 8845200 | 5.1163 | 28.4973 | 29.8783 |  | 28.4938
2458 | 8848800 | 5.1165 | 28.5005 | 29.8815 |  | 28.497
2459 | 8852400 | 5.1167 | 28.5038 | 29.8848 |  | 28.5002
2460 | 8856000 | 5.117 | 28.507 | 29.888 |  | 28.5034
2461 | 8859600 | 5.1172 | 28.5102 | 29.8913 |  | 28.5067
2462 | 8863200 | 5.1174 | 28.5134 | 29.8945 |  | 28.5099
2463 | 8866800 | 5.1176 | 28.5167 | 29.8977 |  | 28.5131
2464 | 8870400 | 5.1179 | 28.5199 | 29.901 |  | 28.5163
2465 | 8874000 | 5.1181 | 28.5231 | 29.9042 |  | 28.5196
2466 | 8877600 | 5.1183 | 28.5263 | 29.9075 |  | 28.5228
2467 | 8881200 | 5.1185 | 28.5295 | 29.9107 |  | 28.526
2468 | 8884800 | 5.1187 | 28.5328 | 29.9139 |  | 28.5292
2469 | 8888400 | 5.119 | 28.536 | 29.9172 |  | 28.5324
2470 | 8892000 | 5.1192 | 28.5392 | 29.9204 |  | 28.5357
2471 | 8895600 | 5.1194 | 28.5424 | 29.9236 |  | 28.5389
2472 | 8899200 | 5.1196 | 28.5456 | 29.9269 |  | 28.5421
2473 | 8902800 | 5.1198 | 28.5488 | 29.9301 |  | 28.5453
2474 | 8906400 | 5.1201 | 28.5521 | 29.9333 |  | 28.5485
2475 | 8910000 | 5.1203 | 28.5553 | 29.9366 |  | 28.5517
2476 | 8913600 | 5.1205 | 28.5585 | 29.9398 |  | 28.5549
2477 | 8917200 | 5.1207 | 28.5617 | 29.943 |  | 28.5582
2478 | 8920800 | 5.1209 | 28.5649 | 29.9463 |  | 28.5614
2479 | 8924400 | 5.1212 | 28.5681 | 29.9495 |  | 28.5646
2480 | 8928000 | 5.1214 | 28.5713 | 29.9527 |  | 28.5678
2481 | 8931600 | 5.1216 | 28.5746 | 29.956 |  | 28.571
2482 | 8935200 | 5.1218 | 28.5778 | 29.9592 |  | 28.5742
2483 | 8938800 | 5.122 | 28.581 | 29.9624 |  | 28.5774
2484 | 8942400 | 5.1223 | 28.5842 | 29.9657 |  | 28.5806
2485 | 8946000 | 5.1225 | 28.5874 | 29.9689 |  | 28.5838
2486 | 8949600 | 5.1227 | 28.5906 | 29.9721 |  | 28.5871
2487 | 8953200 | 5.1229 | 28.5938 | 29.9753 |  | 28.5903
2488 | 8956800 | 5.1231 | 28.597 | 29.9786 |  | 28.5935
2489 | 8960400 | 5.1234 | 28.6002 | 29.9818 |  | 28.5967
2490 | 8964000 | 5.1236 | 28.6034 | 29.985 |  | 28.5999
2491 | 8967600 | 5.1238 | 28.6066 | 29.9882 |  | 28.6031
2492 | 8971200 | 5.124 | 28.6098 | 29.9915 |  | 28.6063
2493 | 8974800 | 5.1242 | 28.6131 | 29.9947 |  | 28.6095
2494 | 8978400 | 5.1244 | 28.6163 | 29.9979 |  | 28.6127
2495 | 8982000 | 5.1247 | 28.6195 | 30.0011 |  | 28.6159
2496 | 8985600 | 5.1249 | 28.6227 | 30.0043 |  | 28.6191
2497 | 8989200 | 5.1251 | 28.6259 | 30.0076 |  | 28.6223
2498 | 8992800 | 5.1253 | 28.6291 | 30.0108 |  | 28.6255
2499 | 8996400 | 5.1255 | 28.6323 | 30.014 |  | 28.6287
2500 | 9000000 | 5.1258 | 28.6355 | 30.0172 |  | 28.6319
2501 | 9003600 | 5.126 | 28.6387 | 30.0204 |  | 28.6351
2502 | 9007200 | 5.1262 | 28.6419 | 30.0237 |  | 28.6383
2503 | 9010800 | 5.1264 | 28.6451 | 30.0269 |  | 28.6415
2504 | 9014400 | 5.1266 | 28.6483 | 30.0301 |  | 28.6447
2505 | 9018000 | 5.1268 | 28.6515 | 30.0333 |  | 28.6479
2506 | 9021600 | 5.1271 | 28.6547 | 30.0365 |  | 28.6511
2507 | 9025200 | 5.1273 | 28.6579 | 30.0397 |  | 28.6543
2508 | 9028800 | 5.1275 | 28.661 | 30.043 |  | 28.6575
2509 | 9032400 | 5.1277 | 28.6642 | 30.0462 |  | 28.6607
2510 | 9036000 | 5.1279 | 28.6674 | 30.0494 |  | 28.6639
2511 | 9039600 | 5.1281 | 28.6706 | 30.0526 |  | 28.6671
2512 | 9043200 | 5.1284 | 28.6738 | 30.0558 |  | 28.6703
2513 | 9046800 | 5.1286 | 28.677 | 30.059 |  | 28.6735
2514 | 9050400 | 5.1288 | 28.6802 | 30.0622 |  | 28.6767
2515 | 9054000 | 5.129 | 28.6834 | 30.0654 |  | 28.6798
2516 | 9057600 | 5.1292 | 28.6866 | 30.0686 |  | 28.683
2517 | 9061200 | 5.1294 | 28.6898 | 30.0719 |  | 28.6862
2518 | 9064800 | 5.1296 | 28.693 | 30.0751 |  | 28.6894
2519 | 9068400 | 5.1299 | 28.6962 | 30.0783 |  | 28.6926
2520 | 9072000 | 5.1301 | 28.6994 | 30.0815 |  | 28.6958
2521 | 9075600 | 5.1303 | 28.7025 | 30.0847 |  | 28.699
2522 | 9079200 | 5.1305 | 28.7057 | 30.0879 |  | 28.7022
2523 | 9082800 | 5.1307 | 28.7089 | 30.0911 |  | 28.7054
2524 | 9086400 | 5.1309 | 28.7121 | 30.0943 |  | 28.7085
2525 | 9090000 | 5.1311 | 28.7153 | 30.0975 |  | 28.7117
2526 | 9093600 | 5.1314 | 28.7185 | 30.1007 |  | 28.7149
2527 | 9097200 | 5.1316 | 28.7217 | 30.1039 |  | 28.7181
2528 | 9100800 | 5.1318 | 28.7248 | 30.1071 |  | 28.7213
2529 | 9104400 | 5.132 | 28.728 | 30.1103 |  | 28.7245
2530 | 9108000 | 5.1322 | 28.7312 | 30.1135 |  | 28.7276
2531 | 9111600 | 5.1324 | 28.7344 | 30.1167 |  | 28.7308
2532 | 9115200 | 5.1326 | 28.7376 | 30.1199 |  | 28.734
2533 | 9118800 | 5.1329 | 28.7408 | 30.1231 |  | 28.7372
2534 | 9122400 | 5.1331 | 28.7439 | 30.1263 |  | 28.7404
2535 | 9126000 | 5.1333 | 28.7471 | 30.1295 |  | 28.7436
2536 | 9129600 | 5.1335 | 28.7503 | 30.1327 |  | 28.7467
2537 | 9133200 | 5.1337 | 28.7535 | 30.1359 |  | 28.7499
2538 | 9136800 | 5.1339 | 28.7567 | 30.1391 |  | 28.7531
2539 | 9140400 | 5.1341 | 28.7598 | 30.1423 |  | 28.7563
2540 | 9144000 | 5.1343 | 28.763 | 30.1455 |  | 28.7594
2541 | 9147600 | 5.1346 | 28.7662 | 30.1487 |  | 28.7626
2542 | 9151200 | 5.1348 | 28.7694 | 30.1519 |  | 28.7658
2543 | 9154800 | 5.135 | 28.7725 | 30.1551 |  | 28.769
2544 | 9158400 | 5.1352 | 28.7757 | 30.1583 |  | 28.7721
2545 | 9162000 | 5.1354 | 28.7789 | 30.1615 |  | 28.7753
2546 | 9165600 | 5.1356 | 28.7821 | 30.1647 |  | 28.7785
2547 | 9169200 | 5.1358 | 28.7852 | 30.1678 |  | 28.7817
2548 | 9172800 | 5.136 | 28.7884 | 30.171 |  | 28.7848
2549 | 9176400 | 5.1363 | 28.7916 | 30.1742 |  | 28.788
2550 | 9180000 | 5.1365 | 28.7948 | 30.1774 |  | 28.7912
2551 | 9183600 | 5.1367 | 28.7979 | 30.1806 |  | 28.7944
2552 | 9187200 | 5.1369 | 28.8011 | 30.1838 |  | 28.7975
2553 | 9190800 | 5.1371 | 28.8043 | 30.187 |  | 28.8007
2554 | 9194400 | 5.1373 | 28.8074 | 30.1902 |  | 28.8039
2555 | 9198000 | 5.1375 | 28.8106 | 30.1934 |  | 28.807
2556 | 9201600 | 5.1377 | 28.8138 | 30.1965 |  | 28.8102
2557 | 9205200 | 5.1379 | 28.817 | 30.1997 |  | 28.8134
2558 | 9208800 | 5.1381 | 28.8201 | 30.2029 |  | 28.8165
2559 | 9212400 | 5.1384 | 28.8233 | 30.2061 |  | 28.8197
2560 | 9216000 | 5.1386 | 28.8265 | 30.2093 |  | 28.8229
2561 | 9219600 | 5.1388 | 28.8296 | 30.2125 |  | 28.826
2562 | 9223200 | 5.139 | 28.8328 | 30.2157 |  | 28.8292
2563 | 9226800 | 5.1392 | 28.8359 | 30.2188 |  | 28.8324
2564 | 9230400 | 5.1394 | 28.8391 | 30.222 |  | 28.8355
2565 | 9234000 | 5.1396 | 28.8423 | 30.2252 |  | 28.8387
2566 | 9237600 | 5.1398 | 28.8454 | 30.2284 |  | 28.8419
2567 | 9241200 | 5.14 | 28.8486 | 30.2316 |  | 28.845
2568 | 9244800 | 5.1402 | 28.8518 | 30.2347 |  | 28.8482
2569 | 9248400 | 5.1405 | 28.8549 | 30.2379 |  | 28.8513
2570 | 9252000 | 5.1407 | 28.8581 | 30.2411 |  | 28.8545
2571 | 9255600 | 5.1409 | 28.8612 | 30.2443 |  | 28.8577
2572 | 9259200 | 5.1411 | 28.8644 | 30.2474 |  | 28.8608
2573 | 9262800 | 5.1413 | 28.8676 | 30.2506 |  | 28.864
2574 | 9266400 | 5.1415 | 28.8707 | 30.2538 |  | 28.8671
2575 | 9270000 | 5.1417 | 28.8739 | 30.257 |  | 28.8703
2576 | 9273600 | 5.1419 | 28.877 | 30.2602 |  | 28.8735
2577 | 9277200 | 5.1421 | 28.8802 | 30.2633 |  | 28.8766
2578 | 9280800 | 5.1423 | 28.8834 | 30.2665 |  | 28.8798
2579 | 9284400 | 5.1425 | 28.8865 | 30.2697 |  | 28.8829
2580 | 9288000 | 5.1427 | 28.8897 | 30.2728 |  | 28.8861
2581 | 9291600 | 5.143 | 28.8928 | 30.276 |  | 28.8892
2582 | 9295200 | 5.1432 | 28.896 | 30.2792 |  | 28.8924
2583 | 9298800 | 5.1434 | 28.8991 | 30.2824 |  | 28.8955
2584 | 9302400 | 5.1436 | 28.9023 | 30.2855 |  | 28.8987
2585 | 9306000 | 5.1438 | 28.9054 | 30.2887 |  | 28.9018
2586 | 9309600 | 5.144 | 28.9086 | 30.2919 |  | 28.905
2587 | 9313200 | 5.1442 | 28.9117 | 30.295 |  | 28.9081
2588 | 9316800 | 5.1444 | 28.9149 | 30.2982 |  | 28.9113
2589 | 9320400 | 5.1446 | 28.918 | 30.3014 |  | 28.9144
2590 | 9324000 | 5.1448 | 28.9212 | 30.3045 |  | 28.9176
2591 | 9327600 | 5.145 | 28.9243 | 30.3077 |  | 28.9207
2592 | 9331200 | 5.1452 | 28.9275 | 30.3109 |  | 28.9239
2593 | 9334800 | 5.1454 | 28.9306 | 30.314 |  | 28.927
2594 | 9338400 | 5.1456 | 28.9338 | 30.3172 |  | 28.9302
2595 | 9342000 | 5.1458 | 28.9369 | 30.3204 |  | 28.9333
2596 | 9345600 | 5.1461 | 28.9401 | 30.3235 |  | 28.9365
2597 | 9349200 | 5.1463 | 28.9432 | 30.3267 |  | 28.9396
2598 | 9352800 | 5.1465 | 28.9464 | 30.3299 |  | 28.9428
2599 | 9356400 | 5.1467 | 28.9495 | 30.333 |  | 28.9459
2600 | 9360000 | 5.1469 | 28.9527 | 30.3362 |  | 28.9491
2601 | 9363600 | 5.1471 | 28.9558 | 30.3393 |  | 28.9522
2602 | 9367200 | 5.1473 | 28.9589 | 30.3425 |  | 28.9553
2603 | 9370800 | 5.1475 | 28.9621 | 30.3457 |  | 28.9585
2604 | 9374400 | 5.1477 | 28.9652 | 30.3488 |  | 28.9616
2605 | 9378000 | 5.1479 | 28.9684 | 30.352 |  | 28.9648
2606 | 9381600 | 5.1481 | 28.9715 | 30.3551 |  | 28.9679
2607 | 9385200 | 5.1483 | 28.9746 | 30.3583 |  | 28.971
2608 | 9388800 | 5.1485 | 28.9778 | 30.3614 |  | 28.9742
2609 | 9392400 | 5.1487 | 28.9809 | 30.3646 |  | 28.9773
2610 | 9396000 | 5.1489 | 28.9841 | 30.3678 |  | 28.9805
2611 | 9399600 | 5.1491 | 28.9872 | 30.3709 |  | 28.9836
2612 | 9403200 | 5.1493 | 28.9903 | 30.3741 |  | 28.9867
2613 | 9406800 | 5.1495 | 28.9935 | 30.3772 |  | 28.9899
2614 | 9410400 | 5.1497 | 28.9966 | 30.3804 |  | 28.993
2615 | 9414000 | 5.1499 | 28.9997 | 30.3835 |  | 28.9961
2616 | 9417600 | 5.1502 | 29.0029 | 30.3867 |  | 28.9993
2617 | 9421200 | 5.1504 | 29.006 | 30.3898 |  | 29.0024
2618 | 9424800 | 5.1506 | 29.0092 | 30.393 |  | 29.0056
2619 | 9428400 | 5.1508 | 29.0123 | 30.3961 |  | 29.0087
2620 | 9432000 | 5.151 | 29.0154 | 30.3993 |  | 29.0118
2621 | 9435600 | 5.1512 | 29.0186 | 30.4024 |  | 29.015
2622 | 9439200 | 5.1514 | 29.0217 | 30.4056 |  | 29.0181
2623 | 9442800 | 5.1516 | 29.0248 | 30.4087 |  | 29.0212
2624 | 9446400 | 5.1518 | 29.0279 | 30.4119 |  | 29.0243
2625 | 9450000 | 5.152 | 29.0311 | 30.415 |  | 29.0275
2626 | 9453600 | 5.1522 | 29.0342 | 30.4182 |  | 29.0306
2627 | 9457200 | 5.1524 | 29.0373 | 30.4213 |  | 29.0337
2628 | 9460800 | 5.1526 | 29.0405 | 30.4245 |  | 29.0369
2629 | 9464400 | 5.1528 | 29.0436 | 30.4276 |  | 29.04
2630 | 9468000 | 5.153 | 29.0467 | 30.4308 |  | 29.0431
2631 | 9471600 | 5.1532 | 29.0499 | 30.4339 |  | 29.0462
2632 | 9475200 | 5.1534 | 29.053 | 30.4371 |  | 29.0494
2633 | 9478800 | 5.1536 | 29.0561 | 30.4402 |  | 29.0525
2634 | 9482400 | 5.1538 | 29.0592 | 30.4433 |  | 29.0556
2635 | 9486000 | 5.154 | 29.0624 | 30.4465 |  | 29.0587
2636 | 9489600 | 5.1542 | 29.0655 | 30.4496 |  | 29.0619
2637 | 9493200 | 5.1544 | 29.0686 | 30.4528 |  | 29.065
2638 | 9496800 | 5.1546 | 29.0717 | 30.4559 |  | 29.0681
2639 | 9500400 | 5.1548 | 29.0749 | 30.459 |  | 29.0712
2640 | 9504000 | 5.155 | 29.078 | 30.4622 |  | 29.0744
2641 | 9507600 | 5.1552 | 29.0811 | 30.4653 |  | 29.0775
2642 | 9511200 | 5.1554 | 29.0842 | 30.4685 |  | 29.0806
2643 | 9514800 | 5.1556 | 29.0873 | 30.4716 |  | 29.0837
2644 | 9518400 | 5.1558 | 29.0905 | 30.4747 |  | 29.0868
2645 | 9522000 | 5.156 | 29.0936 | 30.4779 |  | 29.09
2646 | 9525600 | 5.1562 | 29.0967 | 30.481 |  | 29.0931
2647 | 9529200 | 5.1564 | 29.0998 | 30.4841 |  | 29.0962
2648 | 9532800 | 5.1566 | 29.1029 | 30.4873 |  | 29.0993
2649 | 9536400 | 5.1568 | 29.1061 | 30.4904 |  | 29.1024
2650 | 9540000 | 5.157 | 29.1092 | 30.4935 |  | 29.1056
2651 | 9543600 | 5.1572 | 29.1123 | 30.4967 |  | 29.1087
2652 | 9547200 | 5.1574 | 29.1154 | 30.4998 |  | 29.1118
2653 | 9550800 | 5.1576 | 29.1185 | 30.5029 |  | 29.1149
2654 | 9554400 | 5.1578 | 29.1216 | 30.5061 |  | 29.118
2655 | 9558000 | 5.158 | 29.1247 | 30.5092 |  | 29.1211
2656 | 9561600 | 5.1582 | 29.1279 | 30.5123 |  | 29.1242
2657 | 9565200 | 5.1584 | 29.131 | 30.5155 |  | 29.1274
2658 | 9568800 | 5.1586 | 29.1341 | 30.5186 |  | 29.1305
2659 | 9572400 | 5.1588 | 29.1372 | 30.5217 |  | 29.1336
2660 | 9576000 | 5.159 | 29.1403 | 30.5249 |  | 29.1367
2661 | 9579600 | 5.1592 | 29.1434 | 30.528 |  | 29.1398
2662 | 9583200 | 5.1594 | 29.1465 | 30.5311 |  | 29.1429
2663 | 9586800 | 5.1596 | 29.1496 | 30.5342 |  | 29.146
2664 | 9590400 | 5.1598 | 29.1528 | 30.5374 |  | 29.1491
2665 | 9594000 | 5.16 | 29.1559 | 30.5405 |  | 29.1522
2666 | 9597600 | 5.1602 | 29.159 | 30.5436 |  | 29.1554
2667 | 9601200 | 5.1604 | 29.1621 | 30.5467 |  | 29.1585
2668 | 9604800 | 5.1606 | 29.1652 | 30.5499 |  | 29.1616
2669 | 9608400 | 5.1608 | 29.1683 | 30.553 |  | 29.1647
2670 | 9612000 | 5.161 | 29.1714 | 30.5561 |  | 29.1678
2671 | 9615600 | 5.1612 | 29.1745 | 30.5592 |  | 29.1709
2672 | 9619200 | 5.1614 | 29.1776 | 30.5624 |  | 29.174
2673 | 9622800 | 5.1616 | 29.1807 | 30.5655 |  | 29.1771
2674 | 9626400 | 5.1618 | 29.1838 | 30.5686 |  | 29.1802
2675 | 9630000 | 5.162 | 29.1869 | 30.5717 |  | 29.1833
2676 | 9633600 | 5.1622 | 29.19 | 30.5748 |  | 29.1864
2677 | 9637200 | 5.1624 | 29.1931 | 30.578 |  | 29.1895
2678 | 9640800 | 5.1626 | 29.1962 | 30.5811 |  | 29.1926
2679 | 9644400 | 5.1628 | 29.1993 | 30.5842 |  | 29.1957
2680 | 9648000 | 5.163 | 29.2024 | 30.5873 |  | 29.1988
2681 | 9651600 | 5.1632 | 29.2055 | 30.5904 |  | 29.2019
2682 | 9655200 | 5.1634 | 29.2086 | 30.5935 |  | 29.205
2683 | 9658800 | 5.1636 | 29.2117 | 30.5967 |  | 29.2081
2684 | 9662400 | 5.1638 | 29.2148 | 30.5998 |  | 29.2112
2685 | 9666000 | 5.164 | 29.2179 | 30.6029 |  | 29.2143
2686 | 9669600 | 5.1642 | 29.221 | 30.606 |  | 29.2174
2687 | 9673200 | 5.1643 | 29.2241 | 30.6091 |  | 29.2205
2688 | 9676800 | 5.1645 | 29.2272 | 30.6122 |  | 29.2236
2689 | 9680400 | 5.1647 | 29.2303 | 30.6153 |  | 29.2267
2690 | 9684000 | 5.1649 | 29.2334 | 30.6185 |  | 29.2298
2691 | 9687600 | 5.1651 | 29.2365 | 30.6216 |  | 29.2329
2692 | 9691200 | 5.1653 | 29.2396 | 30.6247 |  | 29.236
2693 | 9694800 | 5.1655 | 29.2427 | 30.6278 |  | 29.2391
2694 | 9698400 | 5.1657 | 29.2458 | 30.6309 |  | 29.2422
2695 | 9702000 | 5.1659 | 29.2489 | 30.634 |  | 29.2453
2696 | 9705600 | 5.1661 | 29.252 | 30.6371 |  | 29.2484
2697 | 9709200 | 5.1663 | 29.2551 | 30.6402 |  | 29.2514
2698 | 9712800 | 5.1665 | 29.2582 | 30.6433 |  | 29.2545
2699 | 9716400 | 5.1667 | 29.2613 | 30.6464 |  | 29.2576
2700 | 9720000 | 5.1669 | 29.2644 | 30.6496 |  | 29.2607
2701 | 9723600 | 5.1671 | 29.2674 | 30.6527 |  | 29.2638
2702 | 9727200 | 5.1673 | 29.2705 | 30.6558 |  | 29.2669
2703 | 9730800 | 5.1675 | 29.2736 | 30.6589 |  | 29.27
2704 | 9734400 | 5.1677 | 29.2767 | 30.662 |  | 29.2731
2705 | 9738000 | 5.1679 | 29.2798 | 30.6651 |  | 29.2762
2706 | 9741600 | 5.1681 | 29.2829 | 30.6682 |  | 29.2793
2707 | 9745200 | 5.1683 | 29.286 | 30.6713 |  | 29.2823
2708 | 9748800 | 5.1684 | 29.2891 | 30.6744 |  | 29.2854
2709 | 9752400 | 5.1686 | 29.2921 | 30.6775 |  | 29.2885
2710 | 9756000 | 5.1688 | 29.2952 | 30.6806 |  | 29.2916
2711 | 9759600 | 5.169 | 29.2983 | 30.6837 |  | 29.2947
2712 | 9763200 | 5.1692 | 29.3014 | 30.6868 |  | 29.2978
2713 | 9766800 | 5.1694 | 29.3045 | 30.6899 |  | 29.3008
2714 | 9770400 | 5.1696 | 29.3076 | 30.693 |  | 29.3039
2715 | 9774000 | 5.1698 | 29.3107 | 30.6961 |  | 29.307
2716 | 9777600 | 5.17 | 29.3137 | 30.6992 |  | 29.3101
2717 | 9781200 | 5.1702 | 29.3168 | 30.7023 |  | 29.3132
2718 | 9784800 | 5.1704 | 29.3199 | 30.7054 |  | 29.3163
2719 | 9788400 | 5.1706 | 29.323 | 30.7085 |  | 29.3193
2720 | 9792000 | 5.1708 | 29.3261 | 30.7116 |  | 29.3224
2721 | 9795600 | 5.171 | 29.3291 | 30.7147 |  | 29.3255
2722 | 9799200 | 5.1712 | 29.3322 | 30.7178 |  | 29.3286
2723 | 9802800 | 5.1713 | 29.3353 | 30.7209 |  | 29.3317
2724 | 9806400 | 5.1715 | 29.3384 | 30.724 |  | 29.3347
2725 | 9810000 | 5.1717 | 29.3415 | 30.7271 |  | 29.3378
2726 | 9813600 | 5.1719 | 29.3445 | 30.7301 |  | 29.3409
2727 | 9817200 | 5.1721 | 29.3476 | 30.7332 |  | 29.344
2728 | 9820800 | 5.1723 | 29.3507 | 30.7363 |  | 29.347
2729 | 9824400 | 5.1725 | 29.3538 | 30.7394 |  | 29.3501
2730 | 9828000 | 5.1727 | 29.3568 | 30.7425 |  | 29.3532
2731 | 9831600 | 5.1729 | 29.3599 | 30.7456 |  | 29.3563
2732 | 9835200 | 5.1731 | 29.363 | 30.7487 |  | 29.3593
2733 | 9838800 | 5.1733 | 29.3661 | 30.7518 |  | 29.3624
2734 | 9842400 | 5.1735 | 29.3691 | 30.7549 |  | 29.3655
2735 | 9846000 | 5.1736 | 29.3722 | 30.758 |  | 29.3686
2736 | 9849600 | 5.1738 | 29.3753 | 30.7611 |  | 29.3716
2737 | 9853200 | 5.174 | 29.3783 | 30.7641 |  | 29.3747
2738 | 9856800 | 5.1742 | 29.3814 | 30.7672 |  | 29.3778
2739 | 9860400 | 5.1744 | 29.3845 | 30.7703 |  | 29.3808
2740 | 9864000 | 5.1746 | 29.3876 | 30.7734 |  | 29.3839
2741 | 9867600 | 5.1748 | 29.3906 | 30.7765 |  | 29.387
2742 | 9871200 | 5.175 | 29.3937 | 30.7796 |  | 29.3901
2743 | 9874800 | 5.1752 | 29.3968 | 30.7827 |  | 29.3931
2744 | 9878400 | 5.1754 | 29.3998 | 30.7857 |  | 29.3962
2745 | 9882000 | 5.1756 | 29.4029 | 30.7888 |  | 29.3993
2746 | 9885600 | 5.1757 | 29.406 | 30.7919 |  | 29.4023
2747 | 9889200 | 5.1759 | 29.409 | 30.795 |  | 29.4054
2748 | 9892800 | 5.1761 | 29.4121 | 30.7981 |  | 29.4085
2749 | 9896400 | 5.1763 | 29.4152 | 30.8012 |  | 29.4115
2750 | 9900000 | 5.1765 | 29.4182 | 30.8042 |  | 29.4146
2751 | 9903600 | 5.1767 | 29.4213 | 30.8073 |  | 29.4176
2752 | 9907200 | 5.1769 | 29.4244 | 30.8104 |  | 29.4207
2753 | 9910800 | 5.1771 | 29.4274 | 30.8135 |  | 29.4238
2754 | 9914400 | 5.1773 | 29.4305 | 30.8166 |  | 29.4268
2755 | 9918000 | 5.1775 | 29.4335 | 30.8196 |  | 29.4299
2756 | 9921600 | 5.1776 | 29.4366 | 30.8227 |  | 29.433
2757 | 9925200 | 5.1778 | 29.4397 | 30.8258 |  | 29.436
2758 | 9928800 | 5.178 | 29.4427 | 30.8289 |  | 29.4391
2759 | 9932400 | 5.1782 | 29.4458 | 30.8319 |  | 29.4421
2760 | 9936000 | 5.1784 | 29.4489 | 30.835 |  | 29.4452
2761 | 9939600 | 5.1786 | 29.4519 | 30.8381 |  | 29.4483
2762 | 9943200 | 5.1788 | 29.455 | 30.8412 |  | 29.4513
2763 | 9946800 | 5.179 | 29.458 | 30.8442 |  | 29.4544
2764 | 9950400 | 5.1792 | 29.4611 | 30.8473 |  | 29.4574
2765 | 9954000 | 5.1793 | 29.4641 | 30.8504 |  | 29.4605
2766 | 9957600 | 5.1795 | 29.4672 | 30.8535 |  | 29.4635
2767 | 9961200 | 5.1797 | 29.4703 | 30.8565 |  | 29.4666
2768 | 9964800 | 5.1799 | 29.4733 | 30.8596 |  | 29.4697
2769 | 9968400 | 5.1801 | 29.4764 | 30.8627 |  | 29.4727
2770 | 9972000 | 5.1803 | 29.4794 | 30.8657 |  | 29.4758
2771 | 9975600 | 5.1805 | 29.4825 | 30.8688 |  | 29.4788
2772 | 9979200 | 5.1807 | 29.4855 | 30.8719 |  | 29.4819
2773 | 9982800 | 5.1808 | 29.4886 | 30.875 |  | 29.4849
2774 | 9986400 | 5.181 | 29.4916 | 30.878 |  | 29.488
2775 | 9990000 | 5.1812 | 29.4947 | 30.8811 |  | 29.491
2776 | 9993600 | 5.1814 | 29.4977 | 30.8842 |  | 29.4941
2777 | 9997200 | 5.1816 | 29.5008 | 30.8872 |  | 29.4971
2778 | 10000800 | 5.1818 | 29.5038 | 30.8903 |  | 29.5002
2779 | 10004400 | 5.182 | 29.5069 | 30.8934 |  | 29.5032
2780 | 10008000 | 5.1822 | 29.5099 | 30.8964 |  | 29.5063
2781 | 10011600 | 5.1823 | 29.513 | 30.8995 |  | 29.5093
2782 | 10015200 | 5.1825 | 29.516 | 30.9026 |  | 29.5124
2783 | 10018800 | 5.1827 | 29.5191 | 30.9056 |  | 29.5154
2784 | 10022400 | 5.1829 | 29.5221 | 30.9087 |  | 29.5185
2785 | 10026000 | 5.1831 | 29.5252 | 30.9117 |  | 29.5215
2786 | 10029600 | 5.1833 | 29.5282 | 30.9148 |  | 29.5246
2787 | 10033200 | 5.1835 | 29.5313 | 30.9179 |  | 29.5276
2788 | 10036800 | 5.1837 | 29.5343 | 30.9209 |  | 29.5307
2789 | 10040400 | 5.1838 | 29.5374 | 30.924 |  | 29.5337
2790 | 10044000 | 5.184 | 29.5404 | 30.9271 |  | 29.5368
2791 | 10047600 | 5.1842 | 29.5435 | 30.9301 |  | 29.5398
2792 | 10051200 | 5.1844 | 29.5465 | 30.9332 |  | 29.5428
2793 | 10054800 | 5.1846 | 29.5496 | 30.9362 |  | 29.5459
2794 | 10058400 | 5.1848 | 29.5526 | 30.9393 |  | 29.5489
2795 | 10062000 | 5.185 | 29.5556 | 30.9423 |  | 29.552
2796 | 10065600 | 5.1851 | 29.5587 | 30.9454 |  | 29.555
2797 | 10069200 | 5.1853 | 29.5617 | 30.9485 |  | 29.5581
2798 | 10072800 | 5.1855 | 29.5648 | 30.9515 |  | 29.5611
2799 | 10076400 | 5.1857 | 29.5678 | 30.9546 |  | 29.5641
2800 | 10080000 | 5.1859 | 29.5708 | 30.9576 |  | 29.5672
2801 | 10083600 | 5.1861 | 29.5739 | 30.9607 |  | 29.5702
2802 | 10087200 | 5.1862 | 29.5769 | 30.9637 |  | 29.5733
2803 | 10090800 | 5.1864 | 29.58 | 30.9668 |  | 29.5763
2804 | 10094400 | 5.1866 | 29.583 | 30.9698 |  | 29.5793
2805 | 10098000 | 5.1868 | 29.586 | 30.9729 |  | 29.5824
2806 | 10101600 | 5.187 | 29.5891 | 30.976 |  | 29.5854
2807 | 10105200 | 5.1872 | 29.5921 | 30.979 |  | 29.5884
2808 | 10108800 | 5.1874 | 29.5951 | 30.9821 |  | 29.5915
2809 | 10112400 | 5.1875 | 29.5982 | 30.9851 |  | 29.5945
2810 | 10116000 | 5.1877 | 29.6012 | 30.9882 |  | 29.5975
2811 | 10119600 | 5.1879 | 29.6042 | 30.9912 |  | 29.6006
2812 | 10123200 | 5.1881 | 29.6073 | 30.9943 |  | 29.6036
2813 | 10126800 | 5.1883 | 29.6103 | 30.9973 |  | 29.6066
2814 | 10130400 | 5.1885 | 29.6133 | 31.0004 |  | 29.6097
2815 | 10134000 | 5.1886 | 29.6164 | 31.0034 |  | 29.6127
2816 | 10137600 | 5.1888 | 29.6194 | 31.0064 |  | 29.6157
2817 | 10141200 | 5.189 | 29.6224 | 31.0095 |  | 29.6188
2818 | 10144800 | 5.1892 | 29.6255 | 31.0125 |  | 29.6218
2819 | 10148400 | 5.1894 | 29.6285 | 31.0156 |  | 29.6248
2820 | 10152000 | 5.1896 | 29.6315 | 31.0186 |  | 29.6279
2821 | 10155600 | 5.1897 | 29.6346 | 31.0217 |  | 29.6309
2822 | 10159200 | 5.1899 | 29.6376 | 31.0247 |  | 29.6339
2823 | 10162800 | 5.1901 | 29.6406 | 31.0278 |  | 29.637
2824 | 10166400 | 5.1903 | 29.6437 | 31.0308 |  | 29.64
2825 | 10170000 | 5.1905 | 29.6467 | 31.0339 |  | 29.643
2826 | 10173600 | 5.1907 | 29.6497 | 31.0369 |  | 29.646
2827 | 10177200 | 5.1908 | 29.6527 | 31.0399 |  | 29.6491
2828 | 10180800 | 5.191 | 29.6558 | 31.043 |  | 29.6521
2829 | 10184400 | 5.1912 | 29.6588 | 31.046 |  | 29.6551
2830 | 10188000 | 5.1914 | 29.6618 | 31.0491 |  | 29.6581
2831 | 10191600 | 5.1916 | 29.6648 | 31.0521 |  | 29.6612
2832 | 10195200 | 5.1918 | 29.6679 | 31.0551 |  | 29.6642
2833 | 10198800 | 5.1919 | 29.6709 | 31.0582 |  | 29.6672
2834 | 10202400 | 5.1921 | 29.6739 | 31.0612 |  | 29.6702
2835 | 10206000 | 5.1923 | 29.6769 | 31.0643 |  | 29.6733
2836 | 10209600 | 5.1925 | 29.68 | 31.0673 |  | 29.6763
2837 | 10213200 | 5.1927 | 29.683 | 31.0703 |  | 29.6793
2838 | 10216800 | 5.1928 | 29.686 | 31.0734 |  | 29.6823
2839 | 10220400 | 5.193 | 29.689 | 31.0764 |  | 29.6853
2840 | 10224000 | 5.1932 | 29.692 | 31.0794 |  | 29.6884
2841 | 10227600 | 5.1934 | 29.6951 | 31.0825 |  | 29.6914
2842 | 10231200 | 5.1936 | 29.6981 | 31.0855 |  | 29.6944
2843 | 10234800 | 5.1938 | 29.7011 | 31.0885 |  | 29.6974
2844 | 10238400 | 5.1939 | 29.7041 | 31.0916 |  | 29.7004
2845 | 10242000 | 5.1941 | 29.7071 | 31.0946 |  | 29.7034
2846 | 10245600 | 5.1943 | 29.7101 | 31.0976 |  | 29.7065
2847 | 10249200 | 5.1945 | 29.7132 | 31.1007 |  | 29.7095
2848 | 10252800 | 5.1947 | 29.7162 | 31.1037 |  | 29.7125
2849 | 10256400 | 5.1948 | 29.7192 | 31.1067 |  | 29.7155
2850 | 10260000 | 5.195 | 29.7222 | 31.1098 |  | 29.7185
2851 | 10263600 | 5.1952 | 29.7252 | 31.1128 |  | 29.7215
2852 | 10267200 | 5.1954 | 29.7282 | 31.1158 |  | 29.7246
2853 | 10270800 | 5.1956 | 29.7313 | 31.1189 |  | 29.7276
2854 | 10274400 | 5.1957 | 29.7343 | 31.1219 |  | 29.7306
2855 | 10278000 | 5.1959 | 29.7373 | 31.1249 |  | 29.7336
2856 | 10281600 | 5.1961 | 29.7403 | 31.1279 |  | 29.7366
2857 | 10285200 | 5.1963 | 29.7433 | 31.131 |  | 29.7396
2858 | 10288800 | 5.1965 | 29.7463 | 31.134 |  | 29.7426
2859 | 10292400 | 5.1966 | 29.7493 | 31.137 |  | 29.7456
2860 | 10296000 | 5.1968 | 29.7523 | 31.14 |  | 29.7487
2861 | 10299600 | 5.197 | 29.7553 | 31.1431 |  | 29.7517
2862 | 10303200 | 5.1972 | 29.7584 | 31.1461 |  | 29.7547
2863 | 10306800 | 5.1974 | 29.7614 | 31.1491 |  | 29.7577
2864 | 10310400 | 5.1975 | 29.7644 | 31.1521 |  | 29.7607
2865 | 10314000 | 5.1977 | 29.7674 | 31.1552 |  | 29.7637
2866 | 10317600 | 5.1979 | 29.7704 | 31.1582 |  | 29.7667
2867 | 10321200 | 5.1981 | 29.7734 | 31.1612 |  | 29.7697
2868 | 10324800 | 5.1983 | 29.7764 | 31.1642 |  | 29.7727
2869 | 10328400 | 5.1984 | 29.7794 | 31.1672 |  | 29.7757
2870 | 10332000 | 5.1986 | 29.7824 | 31.1703 |  | 29.7787
2871 | 10335600 | 5.1988 | 29.7854 | 31.1733 |  | 29.7817
2872 | 10339200 | 5.199 | 29.7884 | 31.1763 |  | 29.7847
2873 | 10342800 | 5.1991 | 29.7914 | 31.1793 |  | 29.7877
2874 | 10346400 | 5.1993 | 29.7944 | 31.1823 |  | 29.7907
2875 | 10350000 | 5.1995 | 29.7974 | 31.1854 |  | 29.7938
2876 | 10353600 | 5.1997 | 29.8004 | 31.1884 |  | 29.7968
2877 | 10357200 | 5.1999 | 29.8034 | 31.1914 |  | 29.7998
2878 | 10360800 | 5.2 | 29.8064 | 31.1944 |  | 29.8028
2879 | 10364400 | 5.2002 | 29.8095 | 31.1974 |  | 29.8058
2880 | 10368000 | 5.2004 | 29.8125 | 31.2005 |  | 29.8088
2881 | 10371600 | 5.2006 | 29.8155 | 31.2035 |  | 29.8118
2882 | 10375200 | 5.2007 | 29.8185 | 31.2065 |  | 29.8148
2883 | 10378800 | 5.2009 | 29.8215 | 31.2095 |  | 29.8178
2884 | 10382400 | 5.2011 | 29.8245 | 31.2125 |  | 29.8208
2885 | 10386000 | 5.2013 | 29.8274 | 31.2155 |  | 29.8238
2886 | 10389600 | 5.2015 | 29.8304 | 31.2185 |  | 29.8268
2887 | 10393200 | 5.2016 | 29.8334 | 31.2215 |  | 29.8298
2888 | 10396800 | 5.2018 | 29.8364 | 31.2246 |  | 29.8327
2889 | 10400400 | 5.202 | 29.8394 | 31.2276 |  | 29.8357
2890 | 10404000 | 5.2022 | 29.8424 | 31.2306 |  | 29.8387
2891 | 10407600 | 5.2023 | 29.8454 | 31.2336 |  | 29.8417
2892 | 10411200 | 5.2025 | 29.8484 | 31.2366 |  | 29.8447
2893 | 10414800 | 5.2027 | 29.8514 | 31.2396 |  | 29.8477
2894 | 10418400 | 5.2029 | 29.8544 | 31.2426 |  | 29.8507
2895 | 10422000 | 5.2031 | 29.8574 | 31.2456 |  | 29.8537
2896 | 10425600 | 5.2032 | 29.8604 | 31.2486 |  | 29.8567
2897 | 10429200 | 5.2034 | 29.8634 | 31.2516 |  | 29.8597
2898 | 10432800 | 5.2036 | 29.8664 | 31.2547 |  | 29.8627
2899 | 10436400 | 5.2038 | 29.8694 | 31.2577 |  | 29.8657
2900 | 10440000 | 5.2039 | 29.8724 | 31.2607 |  | 29.8687
2901 | 10443600 | 5.2041 | 29.8754 | 31.2637 |  | 29.8717
2902 | 10447200 | 5.2043 | 29.8784 | 31.2667 |  | 29.8747
2903 | 10450800 | 5.2045 | 29.8813 | 31.2697 |  | 29.8776
2904 | 10454400 | 5.2046 | 29.8843 | 31.2727 |  | 29.8806
2905 | 10458000 | 5.2048 | 29.8873 | 31.2757 |  | 29.8836
2906 | 10461600 | 5.205 | 29.8903 | 31.2787 |  | 29.8866
2907 | 10465200 | 5.2052 | 29.8933 | 31.2817 |  | 29.8896
2908 | 10468800 | 5.2053 | 29.8963 | 31.2847 |  | 29.8926
2909 | 10472400 | 5.2055 | 29.8993 | 31.2877 |  | 29.8956
2910 | 10476000 | 5.2057 | 29.9023 | 31.2907 |  | 29.8986
2911 | 10479600 | 5.2059 | 29.9052 | 31.2937 |  | 29.9015
2912 | 10483200 | 5.206 | 29.9082 | 31.2967 |  | 29.9045
2913 | 10486800 | 5.2062 | 29.9112 | 31.2997 |  | 29.9075
2914 | 10490400 | 5.2064 | 29.9142 | 31.3027 |  | 29.9105
2915 | 10494000 | 5.2066 | 29.9172 | 31.3057 |  | 29.9135
2916 | 10497600 | 5.2067 | 29.9202 | 31.3087 |  | 29.9165
2917 | 10501200 | 5.2069 | 29.9232 | 31.3117 |  | 29.9195
2918 | 10504800 | 5.2071 | 29.9261 | 31.3147 |  | 29.9224
2919 | 10508400 | 5.2073 | 29.9291 | 31.3177 |  | 29.9254
2920 | 10512000 | 5.2074 | 29.9321 | 31.3207 |  | 29.9284
2921 | 10515600 | 5.2076 | 29.9351 | 31.3237 |  | 29.9314
2922 | 10519200 | 5.2078 | 29.9381 | 31.3267 |  | 29.9344
2923 | 10522800 | 5.208 | 29.941 | 31.3297 |  | 29.9373
2924 | 10526400 | 5.2081 | 29.944 | 31.3327 |  | 29.9403
2925 | 10530000 | 5.2083 | 29.947 | 31.3357 |  | 29.9433
2926 | 10533600 | 5.2085 | 29.95 | 31.3387 |  | 29.9463
2927 | 10537200 | 5.2087 | 29.953 | 31.3417 |  | 29.9493
2928 | 10540800 | 5.2088 | 29.9559 | 31.3447 |  | 29.9522
2929 | 10544400 | 5.209 | 29.9589 | 31.3476 |  | 29.9552
2930 | 10548000 | 5.2092 | 29.9619 | 31.3506 |  | 29.9582
2931 | 10551600 | 5.2094 | 29.9649 | 31.3536 |  | 29.9612
2932 | 10555200 | 5.2095 | 29.9679 | 31.3566 |  | 29.9641
2933 | 10558800 | 5.2097 | 29.9708 | 31.3596 |  | 29.9671
2934 | 10562400 | 5.2099 | 29.9738 | 31.3626 |  | 29.9701
2935 | 10566000 | 5.21 | 29.9768 | 31.3656 |  | 29.9731
2936 | 10569600 | 5.2102 | 29.9798 | 31.3686 |  | 29.976
2937 | 10573200 | 5.2104 | 29.9827 | 31.3716 |  | 29.979
2938 | 10576800 | 5.2106 | 29.9857 | 31.3746 |  | 29.982
2939 | 10580400 | 5.2107 | 29.9887 | 31.3775 |  | 29.985
2940 | 10584000 | 5.2109 | 29.9916 | 31.3805 |  | 29.9879
2941 | 10587600 | 5.2111 | 29.9946 | 31.3835 |  | 29.9909
2942 | 10591200 | 5.2113 | 29.9976 | 31.3865 |  | 29.9939
2943 | 10594800 | 5.2114 | 30.0006 | 31.3895 |  | 29.9969
2944 | 10598400 | 5.2116 | 30.0035 | 31.3925 |  | 29.9998
2945 | 10602000 | 5.2118 | 30.0065 | 31.3955 |  | 30.0028
2946 | 10605600 | 5.2119 | 30.0095 | 31.3984 |  | 30.0058
2947 | 10609200 | 5.2121 | 30.0124 | 31.4014 |  | 30.0087
2948 | 10612800 | 5.2123 | 30.0154 | 31.4044 |  | 30.0117
2949 | 10616400 | 5.2125 | 30.0184 | 31.4074 |  | 30.0147
2950 | 10620000 | 5.2126 | 30.0214 | 31.4104 |  | 30.0176
2951 | 10623600 | 5.2128 | 30.0243 | 31.4134 |  | 30.0206
2952 | 10627200 | 5.213 | 30.0273 | 31.4163 |  | 30.0236
2953 | 10630800 | 5.2131 | 30.0303 | 31.4193 |  | 30.0265
2954 | 10634400 | 5.2133 | 30.0332 | 31.4223 |  | 30.0295
2955 | 10638000 | 5.2135 | 30.0362 | 31.4253 |  | 30.0325
2956 | 10641600 | 5.2137 | 30.0392 | 31.4283 |  | 30.0354
2957 | 10645200 | 5.2138 | 30.0421 | 31.4312 |  | 30.0384
2958 | 10648800 | 5.214 | 30.0451 | 31.4342 |  | 30.0414
2959 | 10652400 | 5.2142 | 30.048 | 31.4372 |  | 30.0443
2960 | 10656000 | 5.2143 | 30.051 | 31.4402 |  | 30.0473
2961 | 10659600 | 5.2145 | 30.054 | 31.4432 |  | 30.0503
2962 | 10663200 | 5.2147 | 30.0569 | 31.4461 |  | 30.0532
2963 | 10666800 | 5.2149 | 30.0599 | 31.4491 |  | 30.0562
2964 | 10670400 | 5.215 | 30.0629 | 31.4521 |  | 30.0591
2965 | 10674000 | 5.2152 | 30.0658 | 31.4551 |  | 30.0621
2966 | 10677600 | 5.2154 | 30.0688 | 31.458 |  | 30.0651
2967 | 10681200 | 5.2155 | 30.0717 | 31.461 |  | 30.068
2968 | 10684800 | 5.2157 | 30.0747 | 31.464 |  | 30.071
2969 | 10688400 | 5.2159 | 30.0777 | 31.467 |  | 30.0739
2970 | 10692000 | 5.2161 | 30.0806 | 31.4699 |  | 30.0769
2971 | 10695600 | 5.2162 | 30.0836 | 31.4729 |  | 30.0799
2972 | 10699200 | 5.2164 | 30.0865 | 31.4759 |  | 30.0828
2973 | 10702800 | 5.2166 | 30.0895 | 31.4788 |  | 30.0858
2974 | 10706400 | 5.2167 | 30.0925 | 31.4818 |  | 30.0887
2975 | 10710000 | 5.2169 | 30.0954 | 31.4848 |  | 30.0917
2976 | 10713600 | 5.2171 | 30.0984 | 31.4878 |  | 30.0946
2977 | 10717200 | 5.2172 | 30.1013 | 31.4907 |  | 30.0976
2978 | 10720800 | 5.2174 | 30.1043 | 31.4937 |  | 30.1006
2979 | 10724400 | 5.2176 | 30.1072 | 31.4967 |  | 30.1035
2980 | 10728000 | 5.2178 | 30.1102 | 31.4996 |  | 30.1065
2981 | 10731600 | 5.2179 | 30.1131 | 31.5026 |  | 30.1094
2982 | 10735200 | 5.2181 | 30.1161 | 31.5056 |  | 30.1124
2983 | 10738800 | 5.2183 | 30.119 | 31.5085 |  | 30.1153
2984 | 10742400 | 5.2184 | 30.122 | 31.5115 |  | 30.1183
2985 | 10746000 | 5.2186 | 30.1249 | 31.5145 |  | 30.1212
2986 | 10749600 | 5.2188 | 30.1279 | 31.5174 |  | 30.1242
2987 | 10753200 | 5.2189 | 30.1309 | 31.5204 |  | 30.1271
2988 | 10756800 | 5.2191 | 30.1338 | 31.5234 |  | 30.1301
2989 | 10760400 | 5.2193 | 30.1368 | 31.5263 |  | 30.133
2990 | 10764000 | 5.2194 | 30.1397 | 31.5293 |  | 30.136
2991 | 10767600 | 5.2196 | 30.1427 | 31.5323 |  | 30.1389
2992 | 10771200 | 5.2198 | 30.1456 | 31.5352 |  | 30.1419
2993 | 10774800 | 5.2199 | 30.1486 | 31.5382 |  | 30.1448
2994 | 10778400 | 5.2201 | 30.1515 | 31.5411 |  | 30.1478
2995 | 10782000 | 5.2203 | 30.1544 | 31.5441 |  | 30.1507
2996 | 10785600 | 5.2205 | 30.1574 | 31.5471 |  | 30.1537
2997 | 10789200 | 5.2206 | 30.1603 | 31.55 |  | 30.1566
2998 | 10792800 | 5.2208 | 30.1633 | 31.553 |  | 30.1596
2999 | 10796400 | 5.221 | 30.1662 | 31.556 |  | 30.1625
3000 | 10800000 | 5.2211 | 30.1692 | 31.5589 |  | 30.1654
3001 | 10803600 | 5.2213 | 30.1721 | 31.5619 |  | 30.1684
3002 | 10807200 | 5.2215 | 30.1751 | 31.5648 |  | 30.1713
3003 | 10810800 | 5.2216 | 30.178 | 31.5678 |  | 30.1743
3004 | 10814400 | 5.2218 | 30.181 | 31.5707 |  | 30.1772
3005 | 10818000 | 5.222 | 30.1839 | 31.5737 |  | 30.1802
3006 | 10821600 | 5.2221 | 30.1868 | 31.5767 |  | 30.1831
3007 | 10825200 | 5.2223 | 30.1898 | 31.5796 |  | 30.1861
3008 | 10828800 | 5.2225 | 30.1927 | 31.5826 |  | 30.189
3009 | 10832400 | 5.2226 | 30.1957 | 31.5855 |  | 30.1919
3010 | 10836000 | 5.2228 | 30.1986 | 31.5885 |  | 30.1949
3011 | 10839600 | 5.223 | 30.2015 | 31.5914 |  | 30.1978
3012 | 10843200 | 5.2231 | 30.2045 | 31.5944 |  | 30.2008
3013 | 10846800 | 5.2233 | 30.2074 | 31.5973 |  | 30.2037
3014 | 10850400 | 5.2235 | 30.2104 | 31.6003 |  | 30.2066
3015 | 10854000 | 5.2236 | 30.2133 | 31.6032 |  | 30.2096
3016 | 10857600 | 5.2238 | 30.2162 | 31.6062 |  | 30.2125
3017 | 10861200 | 5.224 | 30.2192 | 31.6092 |  | 30.2154
3018 | 10864800 | 5.2241 | 30.2221 | 31.6121 |  | 30.2184
3019 | 10868400 | 5.2243 | 30.2251 | 31.6151 |  | 30.2213
3020 | 10872000 | 5.2245 | 30.228 | 31.618 |  | 30.2243
3021 | 10875600 | 5.2246 | 30.2309 | 31.621 |  | 30.2272
3022 | 10879200 | 5.2248 | 30.2339 | 31.6239 |  | 30.2301
3023 | 10882800 | 5.225 | 30.2368 | 31.6269 |  | 30.2331
3024 | 10886400 | 5.2251 | 30.2397 | 31.6298 |  | 30.236
3025 | 10890000 | 5.2253 | 30.2427 | 31.6327 |  | 30.2389
3026 | 10893600 | 5.2255 | 30.2456 | 31.6357 |  | 30.2419
3027 | 10897200 | 5.2256 | 30.2485 | 31.6386 |  | 30.2448
3028 | 10900800 | 5.2258 | 30.2515 | 31.6416 |  | 30.2477
3029 | 10904400 | 5.226 | 30.2544 | 31.6445 |  | 30.2507
3030 | 10908000 | 5.2261 | 30.2573 | 31.6475 |  | 30.2536
3031 | 10911600 | 5.2263 | 30.2603 | 31.6504 |  | 30.2565
3032 | 10915200 | 5.2265 | 30.2632 | 31.6534 |  | 30.2595
3033 | 10918800 | 5.2266 | 30.2661 | 31.6563 |  | 30.2624
3034 | 10922400 | 5.2268 | 30.2691 | 31.6593 |  | 30.2653
3035 | 10926000 | 5.227 | 30.272 | 31.6622 |  | 30.2682
3036 | 10929600 | 5.2271 | 30.2749 | 31.6651 |  | 30.2712
3037 | 10933200 | 5.2273 | 30.2778 | 31.6681 |  | 30.2741
3038 | 10936800 | 5.2274 | 30.2808 | 31.671 |  | 30.277
3039 | 10940400 | 5.2276 | 30.2837 | 31.674 |  | 30.28
3040 | 10944000 | 5.2278 | 30.2866 | 31.6769 |  | 30.2829
3041 | 10947600 | 5.2279 | 30.2896 | 31.6799 |  | 30.2858
3042 | 10951200 | 5.2281 | 30.2925 | 31.6828 |  | 30.2887
3043 | 10954800 | 5.2283 | 30.2954 | 31.6857 |  | 30.2917
3044 | 10958400 | 5.2284 | 30.2983 | 31.6887 |  | 30.2946
3045 | 10962000 | 5.2286 | 30.3013 | 31.6916 |  | 30.2975
3046 | 10965600 | 5.2288 | 30.3042 | 31.6946 |  | 30.3004
3047 | 10969200 | 5.2289 | 30.3071 | 31.6975 |  | 30.3034
3048 | 10972800 | 5.2291 | 30.31 | 31.7004 |  | 30.3063
3049 | 10976400 | 5.2293 | 30.313 | 31.7034 |  | 30.3092
3050 | 10980000 | 5.2294 | 30.3159 | 31.7063 |  | 30.3121
3051 | 10983600 | 5.2296 | 30.3188 | 31.7092 |  | 30.3151
3052 | 10987200 | 5.2297 | 30.3217 | 31.7122 |  | 30.318
3053 | 10990800 | 5.2299 | 30.3246 | 31.7151 |  | 30.3209
3054 | 10994400 | 5.2301 | 30.3276 | 31.718 |  | 30.3238
3055 | 10998000 | 5.2302 | 30.3305 | 31.721 |  | 30.3267
3056 | 11001600 | 5.2304 | 30.3334 | 31.7239 |  | 30.3297
3057 | 11005200 | 5.2306 | 30.3363 | 31.7268 |  | 30.3326
3058 | 11008800 | 5.2307 | 30.3392 | 31.7298 |  | 30.3355
3059 | 11012400 | 5.2309 | 30.3422 | 31.7327 |  | 30.3384
3060 | 11016000 | 5.2311 | 30.3451 | 31.7356 |  | 30.3413
3061 | 11019600 | 5.2312 | 30.348 | 31.7386 |  | 30.3443
3062 | 11023200 | 5.2314 | 30.3509 | 31.7415 |  | 30.3472
3063 | 11026800 | 5.2315 | 30.3538 | 31.7444 |  | 30.3501
3064 | 11030400 | 5.2317 | 30.3568 | 31.7474 |  | 30.353
3065 | 11034000 | 5.2319 | 30.3597 | 31.7503 |  | 30.3559
3066 | 11037600 | 5.232 | 30.3626 | 31.7532 |  | 30.3588
3067 | 11041200 | 5.2322 | 30.3655 | 31.7562 |  | 30.3618
3068 | 11044800 | 5.2324 | 30.3684 | 31.7591 |  | 30.3647
3069 | 11048400 | 5.2325 | 30.3713 | 31.762 |  | 30.3676
3070 | 11052000 | 5.2327 | 30.3742 | 31.7649 |  | 30.3705
3071 | 11055600 | 5.2328 | 30.3772 | 31.7679 |  | 30.3734
3072 | 11059200 | 5.233 | 30.3801 | 31.7708 |  | 30.3763
3073 | 11062800 | 5.2332 | 30.383 | 31.7737 |  | 30.3792
3074 | 11066400 | 5.2333 | 30.3859 | 31.7767 |  | 30.3821
3075 | 11070000 | 5.2335 | 30.3888 | 31.7796 |  | 30.3851
3076 | 11073600 | 5.2337 | 30.3917 | 31.7825 |  | 30.388
3077 | 11077200 | 5.2338 | 30.3946 | 31.7854 |  | 30.3909
3078 | 11080800 | 5.234 | 30.3975 | 31.7884 |  | 30.3938
3079 | 11084400 | 5.2341 | 30.4005 | 31.7913 |  | 30.3967
3080 | 11088000 | 5.2343 | 30.4034 | 31.7942 |  | 30.3996
3081 | 11091600 | 5.2345 | 30.4063 | 31.7971 |  | 30.4025
3082 | 11095200 | 5.2346 | 30.4092 | 31.8 |  | 30.4054
3083 | 11098800 | 5.2348 | 30.4121 | 31.803 |  | 30.4083
3084 | 11102400 | 5.235 | 30.415 | 31.8059 |  | 30.4112
3085 | 11106000 | 5.2351 | 30.4179 | 31.8088 |  | 30.4142
3086 | 11109600 | 5.2353 | 30.4208 | 31.8117 |  | 30.4171
3087 | 11113200 | 5.2354 | 30.4237 | 31.8147 |  | 30.42
3088 | 11116800 | 5.2356 | 30.4266 | 31.8176 |  | 30.4229
3089 | 11120400 | 5.2358 | 30.4295 | 31.8205 |  | 30.4258
3090 | 11124000 | 5.2359 | 30.4324 | 31.8234 |  | 30.4287
3091 | 11127600 | 5.2361 | 30.4353 | 31.8263 |  | 30.4316
3092 | 11131200 | 5.2362 | 30.4383 | 31.8292 |  | 30.4345
3093 | 11134800 | 5.2364 | 30.4412 | 31.8322 |  | 30.4374
3094 | 11138400 | 5.2366 | 30.4441 | 31.8351 |  | 30.4403
3095 | 11142000 | 5.2367 | 30.447 | 31.838 |  | 30.4432
3096 | 11145600 | 5.2369 | 30.4499 | 31.8409 |  | 30.4461
3097 | 11149200 | 5.237 | 30.4528 | 31.8438 |  | 30.449
3098 | 11152800 | 5.2372 | 30.4557 | 31.8467 |  | 30.4519
3099 | 11156400 | 5.2374 | 30.4586 | 31.8497 |  | 30.4548
3100 | 11160000 | 5.2375 | 30.4615 | 31.8526 |  | 30.4577
3101 | 11163600 | 5.2377 | 30.4644 | 31.8555 |  | 30.4606
3102 | 11167200 | 5.2378 | 30.4673 | 31.8584 |  | 30.4635
3103 | 11170800 | 5.238 | 30.4702 | 31.8613 |  | 30.4664
3104 | 11174400 | 5.2382 | 30.4731 | 31.8642 |  | 30.4693
3105 | 11178000 | 5.2383 | 30.476 | 31.8671 |  | 30.4722
3106 | 11181600 | 5.2385 | 30.4789 | 31.8701 |  | 30.4751
3107 | 11185200 | 5.2386 | 30.4818 | 31.873 |  | 30.478
3108 | 11188800 | 5.2388 | 30.4847 | 31.8759 |  | 30.4809
3109 | 11192400 | 5.239 | 30.4876 | 31.8788 |  | 30.4838
3110 | 11196000 | 5.2391 | 30.4905 | 31.8817 |  | 30.4867
3111 | 11199600 | 5.2393 | 30.4934 | 31.8846 |  | 30.4896
3112 | 11203200 | 5.2394 | 30.4963 | 31.8875 |  | 30.4925
3113 | 11206800 | 5.2396 | 30.4992 | 31.8904 |  | 30.4954
3114 | 11210400 | 5.2398 | 30.502 | 31.8933 |  | 30.4983
3115 | 11214000 | 5.2399 | 30.5049 | 31.8962 |  | 30.5012
3116 | 11217600 | 5.2401 | 30.5078 | 31.8992 |  | 30.5041
3117 | 11221200 | 5.2402 | 30.5107 | 31.9021 |  | 30.507
3118 | 11224800 | 5.2404 | 30.5136 | 31.905 |  | 30.5099
3119 | 11228400 | 5.2406 | 30.5165 | 31.9079 |  | 30.5127
3120 | 11232000 | 5.2407 | 30.5194 | 31.9108 |  | 30.5156
3121 | 11235600 | 5.2409 | 30.5223 | 31.9137 |  | 30.5185
3122 | 11239200 | 5.241 | 30.5252 | 31.9166 |  | 30.5214
3123 | 11242800 | 5.2412 | 30.5281 | 31.9195 |  | 30.5243
3124 | 11246400 | 5.2413 | 30.531 | 31.9224 |  | 30.5272
3125 | 11250000 | 5.2415 | 30.5339 | 31.9253 |  | 30.5301
3126 | 11253600 | 5.2417 | 30.5368 | 31.9282 |  | 30.533
3127 | 11257200 | 5.2418 | 30.5396 | 31.9311 |  | 30.5359
3128 | 11260800 | 5.242 | 30.5425 | 31.934 |  | 30.5388
3129 | 11264400 | 5.2421 | 30.5454 | 31.9369 |  | 30.5417
3130 | 11268000 | 5.2423 | 30.5483 | 31.9398 |  | 30.5445
3131 | 11271600 | 5.2425 | 30.5512 | 31.9427 |  | 30.5474
3132 | 11275200 | 5.2426 | 30.5541 | 31.9456 |  | 30.5503
3133 | 11278800 | 5.2428 | 30.557 | 31.9485 |  | 30.5532
3134 | 11282400 | 5.2429 | 30.5599 | 31.9514 |  | 30.5561
3135 | 11286000 | 5.2431 | 30.5627 | 31.9543 |  | 30.559
3136 | 11289600 | 5.2432 | 30.5656 | 31.9572 |  | 30.5619
3137 | 11293200 | 5.2434 | 30.5685 | 31.9601 |  | 30.5647
3138 | 11296800 | 5.2436 | 30.5714 | 31.963 |  | 30.5676
3139 | 11300400 | 5.2437 | 30.5743 | 31.9659 |  | 30.5705
3140 | 11304000 | 5.2439 | 30.5772 | 31.9688 |  | 30.5734
3141 | 11307600 | 5.244 | 30.5801 | 31.9717 |  | 30.5763
3142 | 11311200 | 5.2442 | 30.5829 | 31.9746 |  | 30.5792
3143 | 11314800 | 5.2443 | 30.5858 | 31.9775 |  | 30.582
3144 | 11318400 | 5.2445 | 30.5887 | 31.9804 |  | 30.5849
3145 | 11322000 | 5.2447 | 30.5916 | 31.9833 |  | 30.5878
3146 | 11325600 | 5.2448 | 30.5945 | 31.9862 |  | 30.5907
3147 | 11329200 | 5.245 | 30.5974 | 31.9891 |  | 30.5936
3148 | 11332800 | 5.2451 | 30.6002 | 31.992 |  | 30.5965
3149 | 11336400 | 5.2453 | 30.6031 | 31.9949 |  | 30.5993
3150 | 11340000 | 5.2454 | 30.606 | 31.9978 |  | 30.6022
3151 | 11343600 | 5.2456 | 30.6089 | 32.0006 |  | 30.6051
3152 | 11347200 | 5.2458 | 30.6118 | 32.0035 |  | 30.608
3153 | 11350800 | 5.2459 | 30.6146 | 32.0064 |  | 30.6109
3154 | 11354400 | 5.2461 | 30.6175 | 32.0093 |  | 30.6137
3155 | 11358000 | 5.2462 | 30.6204 | 32.0122 |  | 30.6166
3156 | 11361600 | 5.2464 | 30.6233 | 32.0151 |  | 30.6195
3157 | 11365200 | 5.2465 | 30.6261 | 32.018 |  | 30.6224
3158 | 11368800 | 5.2467 | 30.629 | 32.0209 |  | 30.6252
3159 | 11372400 | 5.2468 | 30.6319 | 32.0238 |  | 30.6281
3160 | 11376000 | 5.247 | 30.6348 | 32.0267 |  | 30.631
3161 | 11379600 | 5.2472 | 30.6376 | 32.0296 |  | 30.6339
3162 | 11383200 | 5.2473 | 30.6405 | 32.0324 |  | 30.6367
3163 | 11386800 | 5.2475 | 30.6434 | 32.0353 |  | 30.6396
3164 | 11390400 | 5.2476 | 30.6463 | 32.0382 |  | 30.6425
3165 | 11394000 | 5.2478 | 30.6491 | 32.0411 |  | 30.6454
3166 | 11397600 | 5.2479 | 30.652 | 32.044 |  | 30.6482
3167 | 11401200 | 5.2481 | 30.6549 | 32.0469 |  | 30.6511
3168 | 11404800 | 5.2482 | 30.6578 | 32.0498 |  | 30.654
3169 | 11408400 | 5.2484 | 30.6606 | 32.0526 |  | 30.6568
3170 | 11412000 | 5.2486 | 30.6635 | 32.0555 |  | 30.6597
3171 | 11415600 | 5.2487 | 30.6664 | 32.0584 |  | 30.6626
3172 | 11419200 | 5.2489 | 30.6692 | 32.0613 |  | 30.6655
3173 | 11422800 | 5.249 | 30.6721 | 32.0642 |  | 30.6683
3174 | 11426400 | 5.2492 | 30.675 | 32.0671 |  | 30.6712
3175 | 11430000 | 5.2493 | 30.6779 | 32.0699 |  | 30.6741
3176 | 11433600 | 5.2495 | 30.6807 | 32.0728 |  | 30.6769
3177 | 11437200 | 5.2496 | 30.6836 | 32.0757 |  | 30.6798
3178 | 11440800 | 5.2498 | 30.6865 | 32.0786 |  | 30.6827
3179 | 11444400 | 5.25 | 30.6893 | 32.0815 |  | 30.6855
3180 | 11448000 | 5.2501 | 30.6922 | 32.0843 |  | 30.6884
3181 | 11451600 | 5.2503 | 30.6951 | 32.0872 |  | 30.6913
3182 | 11455200 | 5.2504 | 30.6979 | 32.0901 |  | 30.6941
3183 | 11458800 | 5.2506 | 30.7008 | 32.093 |  | 30.697
3184 | 11462400 | 5.2507 | 30.7037 | 32.0959 |  | 30.6999
3185 | 11466000 | 5.2509 | 30.7065 | 32.0987 |  | 30.7027
3186 | 11469600 | 5.251 | 30.7094 | 32.1016 |  | 30.7056
3187 | 11473200 | 5.2512 | 30.7123 | 32.1045 |  | 30.7085
3188 | 11476800 | 5.2513 | 30.7151 | 32.1074 |  | 30.7113
3189 | 11480400 | 5.2515 | 30.718 | 32.1103 |  | 30.7142
3190 | 11484000 | 5.2517 | 30.7208 | 32.1131 |  | 30.7171
3191 | 11487600 | 5.2518 | 30.7237 | 32.116 |  | 30.7199
3192 | 11491200 | 5.252 | 30.7266 | 32.1189 |  | 30.7228
3193 | 11494800 | 5.2521 | 30.7294 | 32.1218 |  | 30.7256
3194 | 11498400 | 5.2523 | 30.7323 | 32.1246 |  | 30.7285
3195 | 11502000 | 5.2524 | 30.7352 | 32.1275 |  | 30.7314
3196 | 11505600 | 5.2526 | 30.738 | 32.1304 |  | 30.7342
3197 | 11509200 | 5.2527 | 30.7409 | 32.1333 |  | 30.7371
3198 | 11512800 | 5.2529 | 30.7437 | 32.1361 |  | 30.7399
3199 | 11516400 | 5.253 | 30.7466 | 32.139 |  | 30.7428
3200 | 11520000 | 5.2532 | 30.7495 | 32.1419 |  | 30.7457
3201 | 11523600 | 5.2533 | 30.7523 | 32.1447 |  | 30.7485
3202 | 11527200 | 5.2535 | 30.7552 | 32.1476 |  | 30.7514
3203 | 11530800 | 5.2536 | 30.758 | 32.1505 |  | 30.7542
3204 | 11534400 | 5.2538 | 30.7609 | 32.1534 |  | 30.7571
3205 | 11538000 | 5.2539 | 30.7637 | 32.1562 |  | 30.76
3206 | 11541600 | 5.2541 | 30.7666 | 32.1591 |  | 30.7628
3207 | 11545200 | 5.2543 | 30.7695 | 32.162 |  | 30.7657
3208 | 11548800 | 5.2544 | 30.7723 | 32.1648 |  | 30.7685
3209 | 11552400 | 5.2546 | 30.7752 | 32.1677 |  | 30.7714
3210 | 11556000 | 5.2547 | 30.778 | 32.1706 |  | 30.7742
3211 | 11559600 | 5.2549 | 30.7809 | 32.1734 |  | 30.7771
3212 | 11563200 | 5.255 | 30.7837 | 32.1763 |  | 30.7799
3213 | 11566800 | 5.2552 | 30.7866 | 32.1792 |  | 30.7828
3214 | 11570400 | 5.2553 | 30.7894 | 32.182 |  | 30.7856
3215 | 11574000 | 5.2555 | 30.7923 | 32.1849 |  | 30.7885
3216 | 11577600 | 5.2556 | 30.7951 | 32.1878 |  | 30.7914
3217 | 11581200 | 5.2558 | 30.798 | 32.1906 |  | 30.7942
3218 | 11584800 | 5.2559 | 30.8008 | 32.1935 |  | 30.7971
3219 | 11588400 | 5.2561 | 30.8037 | 32.1964 |  | 30.7999
3220 | 11592000 | 5.2562 | 30.8066 | 32.1992 |  | 30.8028
3221 | 11595600 | 5.2564 | 30.8094 | 32.2021 |  | 30.8056
3222 | 11599200 | 5.2565 | 30.8123 | 32.2049 |  | 30.8085
3223 | 11602800 | 5.2567 | 30.8151 | 32.2078 |  | 30.8113
3224 | 11606400 | 5.2568 | 30.818 | 32.2107 |  | 30.8142
3225 | 11610000 | 5.257 | 30.8208 | 32.2135 |  | 30.817
3226 | 11613600 | 5.2571 | 30.8236 | 32.2164 |  | 30.8199
3227 | 11617200 | 5.2573 | 30.8265 | 32.2193 |  | 30.8227
3228 | 11620800 | 5.2574 | 30.8293 | 32.2221 |  | 30.8255
3229 | 11624400 | 5.2576 | 30.8322 | 32.225 |  | 30.8284
3230 | 11628000 | 5.2577 | 30.835 | 32.2278 |  | 30.8312
3231 | 11631600 | 5.2579 | 30.8379 | 32.2307 |  | 30.8341
3232 | 11635200 | 5.258 | 30.8407 | 32.2335 |  | 30.8369
3233 | 11638800 | 5.2582 | 30.8436 | 32.2364 |  | 30.8398
3234 | 11642400 | 5.2584 | 30.8464 | 32.2393 |  | 30.8426
3235 | 11646000 | 5.2585 | 30.8493 | 32.2421 |  | 30.8455
3236 | 11649600 | 5.2587 | 30.8521 | 32.245 |  | 30.8483
3237 | 11653200 | 5.2588 | 30.855 | 32.2478 |  | 30.8512
3238 | 11656800 | 5.259 | 30.8578 | 32.2507 |  | 30.854
3239 | 11660400 | 5.2591 | 30.8606 | 32.2535 |  | 30.8568
3240 | 11664000 | 5.2593 | 30.8635 | 32.2564 |  | 30.8597
3241 | 11667600 | 5.2594 | 30.8663 | 32.2593 |  | 30.8625
3242 | 11671200 | 5.2596 | 30.8692 | 32.2621 |  | 30.8654
3243 | 11674800 | 5.2597 | 30.872 | 32.265 |  | 30.8682
3244 | 11678400 | 5.2599 | 30.8749 | 32.2678 |  | 30.871
3245 | 11682000 | 5.26 | 30.8777 | 32.2707 |  | 30.8739
3246 | 11685600 | 5.2602 | 30.8805 | 32.2735 |  | 30.8767
3247 | 11689200 | 5.2603 | 30.8834 | 32.2764 |  | 30.8796
3248 | 11692800 | 5.2605 | 30.8862 | 32.2792 |  | 30.8824
3249 | 11696400 | 5.2606 | 30.8891 | 32.2821 |  | 30.8852
3250 | 11700000 | 5.2608 | 30.8919 | 32.2849 |  | 30.8881
3251 | 11703600 | 5.2609 | 30.8947 | 32.2878 |  | 30.8909
3252 | 11707200 | 5.2611 | 30.8976 | 32.2906 |  | 30.8938
3253 | 11710800 | 5.2612 | 30.9004 | 32.2935 |  | 30.8966
3254 | 11714400 | 5.2614 | 30.9032 | 32.2963 |  | 30.8994
3255 | 11718000 | 5.2615 | 30.9061 | 32.2992 |  | 30.9023
3256 | 11721600 | 5.2617 | 30.9089 | 32.302 |  | 30.9051
3257 | 11725200 | 5.2618 | 30.9117 | 32.3049 |  | 30.9079
3258 | 11728800 | 5.262 | 30.9146 | 32.3077 |  | 30.9108
3259 | 11732400 | 5.2621 | 30.9174 | 32.3106 |  | 30.9136
3260 | 11736000 | 5.2623 | 30.9203 | 32.3134 |  | 30.9164
3261 | 11739600 | 5.2624 | 30.9231 | 32.3163 |  | 30.9193
3262 | 11743200 | 5.2625 | 30.9259 | 32.3191 |  | 30.9221
3263 | 11746800 | 5.2627 | 30.9288 | 32.322 |  | 30.9249
3264 | 11750400 | 5.2628 | 30.9316 | 32.3248 |  | 30.9278
3265 | 11754000 | 5.263 | 30.9344 | 32.3277 |  | 30.9306
3266 | 11757600 | 5.2631 | 30.9373 | 32.3305 |  | 30.9334
3267 | 11761200 | 5.2633 | 30.9401 | 32.3333 |  | 30.9363
3268 | 11764800 | 5.2634 | 30.9429 | 32.3362 |  | 30.9391
3269 | 11768400 | 5.2636 | 30.9457 | 32.339 |  | 30.9419
3270 | 11772000 | 5.2637 | 30.9486 | 32.3419 |  | 30.9448
3271 | 11775600 | 5.2639 | 30.9514 | 32.3447 |  | 30.9476
3272 | 11779200 | 5.264 | 30.9542 | 32.3476 |  | 30.9504
3273 | 11782800 | 5.2642 | 30.9571 | 32.3504 |  | 30.9533
3274 | 11786400 | 5.2643 | 30.9599 | 32.3532 |  | 30.9561
3275 | 11790000 | 5.2645 | 30.9627 | 32.3561 |  | 30.9589
3276 | 11793600 | 5.2646 | 30.9656 | 32.3589 |  | 30.9617
3277 | 11797200 | 5.2648 | 30.9684 | 32.3618 |  | 30.9646
3278 | 11800800 | 5.2649 | 30.9712 | 32.3646 |  | 30.9674
3279 | 11804400 | 5.2651 | 30.974 | 32.3674 |  | 30.9702
3280 | 11808000 | 5.2652 | 30.9769 | 32.3703 |  | 30.973
3281 | 11811600 | 5.2654 | 30.9797 | 32.3731 |  | 30.9759
3282 | 11815200 | 5.2655 | 30.9825 | 32.376 |  | 30.9787
3283 | 11818800 | 5.2657 | 30.9853 | 32.3788 |  | 30.9815
3284 | 11822400 | 5.2658 | 30.9882 | 32.3816 |  | 30.9844
3285 | 11826000 | 5.266 | 30.991 | 32.3845 |  | 30.9872
3286 | 11829600 | 5.2661 | 30.9938 | 32.3873 |  | 30.99
3287 | 11833200 | 5.2663 | 30.9966 | 32.3901 |  | 30.9928
3288 | 11836800 | 5.2664 | 30.9995 | 32.393 |  | 30.9956
3289 | 11840400 | 5.2665 | 31.0023 | 32.3958 |  | 30.9985
3290 | 11844000 | 5.2667 | 31.0051 | 32.3986 |  | 31.0013
3291 | 11847600 | 5.2668 | 31.0079 | 32.4015 |  | 31.0041
3292 | 11851200 | 5.267 | 31.0108 | 32.4043 |  | 31.0069
3293 | 11854800 | 5.2671 | 31.0136 | 32.4071 |  | 31.0098
3294 | 11858400 | 5.2673 | 31.0164 | 32.41 |  | 31.0126
3295 | 11862000 | 5.2674 | 31.0192 | 32.4128 |  | 31.0154
3296 | 11865600 | 5.2676 | 31.022 | 32.4156 |  | 31.0182
3297 | 11869200 | 5.2677 | 31.0249 | 32.4185 |  | 31.021
3298 | 11872800 | 5.2679 | 31.0277 | 32.4213 |  | 31.0239
3299 | 11876400 | 5.268 | 31.0305 | 32.4241 |  | 31.0267
3300 | 11880000 | 5.2682 | 31.0333 | 32.427 |  | 31.0295
3301 | 11883600 | 5.2683 | 31.0361 | 32.4298 |  | 31.0323
3302 | 11887200 | 5.2685 | 31.0389 | 32.4326 |  | 31.0351
3303 | 11890800 | 5.2686 | 31.0418 | 32.4355 |  | 31.0379
3304 | 11894400 | 5.2687 | 31.0446 | 32.4383 |  | 31.0408
3305 | 11898000 | 5.2689 | 31.0474 | 32.4411 |  | 31.0436
3306 | 11901600 | 5.269 | 31.0502 | 32.444 |  | 31.0464
3307 | 11905200 | 5.2692 | 31.053 | 32.4468 |  | 31.0492
3308 | 11908800 | 5.2693 | 31.0558 | 32.4496 |  | 31.052
3309 | 11912400 | 5.2695 | 31.0587 | 32.4524 |  | 31.0548
3310 | 11916000 | 5.2696 | 31.0615 | 32.4553 |  | 31.0577
3311 | 11919600 | 5.2698 | 31.0643 | 32.4581 |  | 31.0605
3312 | 11923200 | 5.2699 | 31.0671 | 32.4609 |  | 31.0633
3313 | 11926800 | 5.2701 | 31.0699 | 32.4637 |  | 31.0661
3314 | 11930400 | 5.2702 | 31.0727 | 32.4666 |  | 31.0689
3315 | 11934000 | 5.2704 | 31.0755 | 32.4694 |  | 31.0717
3316 | 11937600 | 5.2705 | 31.0784 | 32.4722 |  | 31.0745
3317 | 11941200 | 5.2706 | 31.0812 | 32.475 |  | 31.0773
3318 | 11944800 | 5.2708 | 31.084 | 32.4779 |  | 31.0802
3319 | 11948400 | 5.2709 | 31.0868 | 32.4807 |  | 31.083
3320 | 11952000 | 5.2711 | 31.0896 | 32.4835 |  | 31.0858
3321 | 11955600 | 5.2712 | 31.0924 | 32.4863 |  | 31.0886
3322 | 11959200 | 5.2714 | 31.0952 | 32.4892 |  | 31.0914
3323 | 11962800 | 5.2715 | 31.098 | 32.492 |  | 31.0942
3324 | 11966400 | 5.2717 | 31.1008 | 32.4948 |  | 31.097
3325 | 11970000 | 5.2718 | 31.1037 | 32.4976 |  | 31.0998
3326 | 11973600 | 5.272 | 31.1065 | 32.5004 |  | 31.1026
3327 | 11977200 | 5.2721 | 31.1093 | 32.5033 |  | 31.1054
3328 | 11980800 | 5.2722 | 31.1121 | 32.5061 |  | 31.1082
3329 | 11984400 | 5.2724 | 31.1149 | 32.5089 |  | 31.1111
3330 | 11988000 | 5.2725 | 31.1177 | 32.5117 |  | 31.1139
3331 | 11991600 | 5.2727 | 31.1205 | 32.5145 |  | 31.1167
3332 | 11995200 | 5.2728 | 31.1233 | 32.5174 |  | 31.1195
3333 | 11998800 | 5.273 | 31.1261 | 32.5202 |  | 31.1223
3334 | 12002400 | 5.2731 | 31.1289 | 32.523 |  | 31.1251
3335 | 12006000 | 5.2733 | 31.1317 | 32.5258 |  | 31.1279
3336 | 12009600 | 5.2734 | 31.1345 | 32.5286 |  | 31.1307
3337 | 12013200 | 5.2735 | 31.1373 | 32.5314 |  | 31.1335
3338 | 12016800 | 5.2737 | 31.1401 | 32.5343 |  | 31.1363
3339 | 12020400 | 5.2738 | 31.1429 | 32.5371 |  | 31.1391
3340 | 12024000 | 5.274 | 31.1457 | 32.5399 |  | 31.1419
3341 | 12027600 | 5.2741 | 31.1485 | 32.5427 |  | 31.1447
3342 | 12031200 | 5.2743 | 31.1513 | 32.5455 |  | 31.1475
3343 | 12034800 | 5.2744 | 31.1541 | 32.5483 |  | 31.1503
3344 | 12038400 | 5.2745 | 31.1569 | 32.5511 |  | 31.1531
3345 | 12042000 | 5.2747 | 31.1597 | 32.554 |  | 31.1559
3346 | 12045600 | 5.2748 | 31.1625 | 32.5568 |  | 31.1587
3347 | 12049200 | 5.275 | 31.1653 | 32.5596 |  | 31.1615
3348 | 12052800 | 5.2751 | 31.1681 | 32.5624 |  | 31.1643
3349 | 12056400 | 5.2753 | 31.1709 | 32.5652 |  | 31.1671
3350 | 12060000 | 5.2754 | 31.1737 | 32.568 |  | 31.1699
3351 | 12063600 | 5.2756 | 31.1765 | 32.5708 |  | 31.1727
3352 | 12067200 | 5.2757 | 31.1793 | 32.5736 |  | 31.1755
3353 | 12070800 | 5.2758 | 31.1821 | 32.5764 |  | 31.1783
3354 | 12074400 | 5.276 | 31.1849 | 32.5793 |  | 31.1811
3355 | 12078000 | 5.2761 | 31.1877 | 32.5821 |  | 31.1839
3356 | 12081600 | 5.2763 | 31.1905 | 32.5849 |  | 31.1867
3357 | 12085200 | 5.2764 | 31.1933 | 32.5877 |  | 31.1895
3358 | 12088800 | 5.2766 | 31.1961 | 32.5905 |  | 31.1923
3359 | 12092400 | 5.2767 | 31.1989 | 32.5933 |  | 31.1951
3360 | 12096000 | 5.2768 | 31.2017 | 32.5961 |  | 31.1979
3361 | 12099600 | 5.277 | 31.2045 | 32.5989 |  | 31.2007
3362 | 12103200 | 5.2771 | 31.2073 | 32.6017 |  | 31.2035
3363 | 12106800 | 5.2773 | 31.2101 | 32.6045 |  | 31.2063
3364 | 12110400 | 5.2774 | 31.2129 | 32.6073 |  | 31.2091
3365 | 12114000 | 5.2776 | 31.2157 | 32.6101 |  | 31.2119
3366 | 12117600 | 5.2777 | 31.2185 | 32.6129 |  | 31.2146
3367 | 12121200 | 5.2778 | 31.2213 | 32.6157 |  | 31.2174
3368 | 12124800 | 5.278 | 31.2241 | 32.6185 |  | 31.2202
3369 | 12128400 | 5.2781 | 31.2269 | 32.6214 |  | 31.223
3370 | 12132000 | 5.2783 | 31.2296 | 32.6242 |  | 31.2258
3371 | 12135600 | 5.2784 | 31.2324 | 32.627 |  | 31.2286
3372 | 12139200 | 5.2786 | 31.2352 | 32.6298 |  | 31.2314
3373 | 12142800 | 5.2787 | 31.238 | 32.6326 |  | 31.2342
3374 | 12146400 | 5.2788 | 31.2408 | 32.6354 |  | 31.237
3375 | 12150000 | 5.279 | 31.2436 | 32.6382 |  | 31.2398
3376 | 12153600 | 5.2791 | 31.2464 | 32.641 |  | 31.2425
3377 | 12157200 | 5.2793 | 31.2492 | 32.6438 |  | 31.2453
3378 | 12160800 | 5.2794 | 31.252 | 32.6466 |  | 31.2481
3379 | 12164400 | 5.2795 | 31.2548 | 32.6494 |  | 31.2509
3380 | 12168000 | 5.2797 | 31.2575 | 32.6522 |  | 31.2537
3381 | 12171600 | 5.2798 | 31.2603 | 32.655 |  | 31.2565
3382 | 12175200 | 5.28 | 31.2631 | 32.6578 |  | 31.2593
3383 | 12178800 | 5.2801 | 31.2659 | 32.6606 |  | 31.2621
3384 | 12182400 | 5.2803 | 31.2687 | 32.6634 |  | 31.2648
3385 | 12186000 | 5.2804 | 31.2715 | 32.6662 |  | 31.2676
3386 | 12189600 | 5.2805 | 31.2743 | 32.669 |  | 31.2704
3387 | 12193200 | 5.2807 | 31.277 | 32.6718 |  | 31.2732
3388 | 12196800 | 5.2808 | 31.2798 | 32.6745 |  | 31.276
3389 | 12200400 | 5.281 | 31.2826 | 32.6773 |  | 31.2788
3390 | 12204000 | 5.2811 | 31.2854 | 32.6801 |  | 31.2816
3391 | 12207600 | 5.2812 | 31.2882 | 32.6829 |  | 31.2843
3392 | 12211200 | 5.2814 | 31.291 | 32.6857 |  | 31.2871
3393 | 12214800 | 5.2815 | 31.2937 | 32.6885 |  | 31.2899
3394 | 12218400 | 5.2817 | 31.2965 | 32.6913 |  | 31.2927
3395 | 12222000 | 5.2818 | 31.2993 | 32.6941 |  | 31.2955
3396 | 12225600 | 5.2819 | 31.3021 | 32.6969 |  | 31.2982
3397 | 12229200 | 5.2821 | 31.3049 | 32.6997 |  | 31.301
3398 | 12232800 | 5.2822 | 31.3077 | 32.7025 |  | 31.3038
3399 | 12236400 | 5.2824 | 31.3104 | 32.7053 |  | 31.3066
3400 | 12240000 | 5.2825 | 31.3132 | 32.7081 |  | 31.3094
3401 | 12243600 | 5.2826 | 31.316 | 32.7109 |  | 31.3121
3402 | 12247200 | 5.2828 | 31.3188 | 32.7137 |  | 31.3149
3403 | 12250800 | 5.2829 | 31.3216 | 32.7164 |  | 31.3177
3404 | 12254400 | 5.2831 | 31.3243 | 32.7192 |  | 31.3205
3405 | 12258000 | 5.2832 | 31.3271 | 32.722 |  | 31.3233
3406 | 12261600 | 5.2833 | 31.3299 | 32.7248 |  | 31.326
3407 | 12265200 | 5.2835 | 31.3327 | 32.7276 |  | 31.3288
3408 | 12268800 | 5.2836 | 31.3354 | 32.7304 |  | 31.3316
3409 | 12272400 | 5.2838 | 31.3382 | 32.7332 |  | 31.3344
3410 | 12276000 | 5.2839 | 31.341 | 32.736 |  | 31.3371
3411 | 12279600 | 5.284 | 31.3438 | 32.7388 |  | 31.3399
3412 | 12283200 | 5.2842 | 31.3465 | 32.7415 |  | 31.3427
3413 | 12286800 | 5.2843 | 31.3493 | 32.7443 |  | 31.3455
3414 | 12290400 | 5.2845 | 31.3521 | 32.7471 |  | 31.3482
3415 | 12294000 | 5.2846 | 31.3549 | 32.7499 |  | 31.351
3416 | 12297600 | 5.2847 | 31.3576 | 32.7527 |  | 31.3538
3417 | 12301200 | 5.2849 | 31.3604 | 32.7555 |  | 31.3566
3418 | 12304800 | 5.285 | 31.3632 | 32.7583 |  | 31.3593
3419 | 12308400 | 5.2852 | 31.366 | 32.761 |  | 31.3621
3420 | 12312000 | 5.2853 | 31.3687 | 32.7638 |  | 31.3649
3421 | 12315600 | 5.2854 | 31.3715 | 32.7666 |  | 31.3677
3422 | 12319200 | 5.2856 | 31.3743 | 32.7694 |  | 31.3704
3423 | 12322800 | 5.2857 | 31.377 | 32.7722 |  | 31.3732
3424 | 12326400 | 5.2859 | 31.3798 | 32.775 |  | 31.376
3425 | 12330000 | 5.286 | 31.3826 | 32.7777 |  | 31.3787
3426 | 12333600 | 5.2861 | 31.3854 | 32.7805 |  | 31.3815
3427 | 12337200 | 5.2863 | 31.3881 | 32.7833 |  | 31.3843
3428 | 12340800 | 5.2864 | 31.3909 | 32.7861 |  | 31.387
3429 | 12344400 | 5.2866 | 31.3937 | 32.7889 |  | 31.3898
3430 | 12348000 | 5.2867 | 31.3964 | 32.7916 |  | 31.3926
3431 | 12351600 | 5.2868 | 31.3992 | 32.7944 |  | 31.3954
3432 | 12355200 | 5.287 | 31.402 | 32.7972 |  | 31.3981
3433 | 12358800 | 5.2871 | 31.4047 | 32.8 |  | 31.4009
3434 | 12362400 | 5.2872 | 31.4075 | 32.8028 |  | 31.4037
3435 | 12366000 | 5.2874 | 31.4103 | 32.8055 |  | 31.4064
3436 | 12369600 | 5.2875 | 31.413 | 32.8083 |  | 31.4092
3437 | 12373200 | 5.2877 | 31.4158 | 32.8111 |  | 31.412
3438 | 12376800 | 5.2878 | 31.4186 | 32.8139 |  | 31.4147
3439 | 12380400 | 5.2879 | 31.4213 | 32.8167 |  | 31.4175
3440 | 12384000 | 5.2881 | 31.4241 | 32.8194 |  | 31.4202
3441 | 12387600 | 5.2882 | 31.4269 | 32.8222 |  | 31.423
3442 | 12391200 | 5.2884 | 31.4296 | 32.825 |  | 31.4258
3443 | 12394800 | 5.2885 | 31.4324 | 32.8278 |  | 31.4285
3444 | 12398400 | 5.2886 | 31.4352 | 32.8305 |  | 31.4313
3445 | 12402000 | 5.2888 | 31.4379 | 32.8333 |  | 31.4341
3446 | 12405600 | 5.2889 | 31.4407 | 32.8361 |  | 31.4368
3447 | 12409200 | 5.289 | 31.4434 | 32.8389 |  | 31.4396
3448 | 12412800 | 5.2892 | 31.4462 | 32.8416 |  | 31.4424
3449 | 12416400 | 5.2893 | 31.449 | 32.8444 |  | 31.4451
3450 | 12420000 | 5.2895 | 31.4517 | 32.8472 |  | 31.4479
3451 | 12423600 | 5.2896 | 31.4545 | 32.8499 |  | 31.4506
3452 | 12427200 | 5.2897 | 31.4573 | 32.8527 |  | 31.4534
3453 | 12430800 | 5.2899 | 31.46 | 32.8555 |  | 31.4562
3454 | 12434400 | 5.29 | 31.4628 | 32.8583 |  | 31.4589
3455 | 12438000 | 5.2901 | 31.4655 | 32.861 |  | 31.4617
3456 | 12441600 | 5.2903 | 31.4683 | 32.8638 |  | 31.4644
3457 | 12445200 | 5.2904 | 31.4711 | 32.8666 |  | 31.4672
3458 | 12448800 | 5.2906 | 31.4738 | 32.8693 |  | 31.4699
3459 | 12452400 | 5.2907 | 31.4766 | 32.8721 |  | 31.4727
3460 | 12456000 | 5.2908 | 31.4793 | 32.8749 |  | 31.4755
3461 | 12459600 | 5.291 | 31.4821 | 32.8776 |  | 31.4782
3462 | 12463200 | 5.2911 | 31.4848 | 32.8804 |  | 31.481
3463 | 12466800 | 5.2912 | 31.4876 | 32.8832 |  | 31.4837
3464 | 12470400 | 5.2914 | 31.4904 | 32.886 |  | 31.4865
3465 | 12474000 | 5.2915 | 31.4931 | 32.8887 |  | 31.4892
3466 | 12477600 | 5.2916 | 31.4959 | 32.8915 |  | 31.492
3467 | 12481200 | 5.2918 | 31.4986 | 32.8943 |  | 31.4948
3468 | 12484800 | 5.2919 | 31.5014 | 32.897 |  | 31.4975
3469 | 12488400 | 5.2921 | 31.5041 | 32.8998 |  | 31.5003
3470 | 12492000 | 5.2922 | 31.5069 | 32.9025 |  | 31.503
3471 | 12495600 | 5.2923 | 31.5096 | 32.9053 |  | 31.5058
3472 | 12499200 | 5.2925 | 31.5124 | 32.9081 |  | 31.5085
3473 | 12502800 | 5.2926 | 31.5151 | 32.9108 |  | 31.5113
3474 | 12506400 | 5.2927 | 31.5179 | 32.9136 |  | 31.514
3475 | 12510000 | 5.2929 | 31.5206 | 32.9164 |  | 31.5168
3476 | 12513600 | 5.293 | 31.5234 | 32.9191 |  | 31.5195
3477 | 12517200 | 5.2931 | 31.5261 | 32.9219 |  | 31.5223
3478 | 12520800 | 5.2933 | 31.5289 | 32.9247 |  | 31.525
3479 | 12524400 | 5.2934 | 31.5316 | 32.9274 |  | 31.5278
3480 | 12528000 | 5.2936 | 31.5344 | 32.9302 |  | 31.5305
3481 | 12531600 | 5.2937 | 31.5371 | 32.9329 |  | 31.5333
3482 | 12535200 | 5.2938 | 31.5399 | 32.9357 |  | 31.536
3483 | 12538800 | 5.294 | 31.5426 | 32.9385 |  | 31.5388
3484 | 12542400 | 5.2941 | 31.5454 | 32.9412 |  | 31.5415
3485 | 12546000 | 5.2942 | 31.5481 | 32.944 |  | 31.5443
3486 | 12549600 | 5.2944 | 31.5509 | 32.9467 |  | 31.547
3487 | 12553200 | 5.2945 | 31.5536 | 32.9495 |  | 31.5498
3488 | 12556800 | 5.2946 | 31.5564 | 32.9523 |  | 31.5525
3489 | 12560400 | 5.2948 | 31.5591 | 32.955 |  | 31.5553
3490 | 12564000 | 5.2949 | 31.5619 | 32.9578 |  | 31.558
3491 | 12567600 | 5.295 | 31.5646 | 32.9605 |  | 31.5608
3492 | 12571200 | 5.2952 | 31.5674 | 32.9633 |  | 31.5635
3493 | 12574800 | 5.2953 | 31.5701 | 32.966 |  | 31.5662
3494 | 12578400 | 5.2955 | 31.5729 | 32.9688 |  | 31.569
3495 | 12582000 | 5.2956 | 31.5756 | 32.9716 |  | 31.5717
3496 | 12585600 | 5.2957 | 31.5783 | 32.9743 |  | 31.5745
3497 | 12589200 | 5.2959 | 31.5811 | 32.9771 |  | 31.5772
3498 | 12592800 | 5.296 | 31.5838 | 32.9798 |  | 31.58
3499 | 12596400 | 5.2961 | 31.5866 | 32.9826 |  | 31.5827
3500 | 12600000 | 5.2963 | 31.5893 | 32.9853 |  | 31.5854
3501 | 12603600 | 5.2964 | 31.5921 | 32.9881 |  | 31.5882
3502 | 12607200 | 5.2965 | 31.5948 | 32.9908 |  | 31.5909
3503 | 12610800 | 5.2967 | 31.5975 | 32.9936 |  | 31.5937
3504 | 12614400 | 5.2968 | 31.6003 | 32.9963 |  | 31.5964
3505 | 12618000 | 5.2969 | 31.603 | 32.9991 |  | 31.5992
3506 | 12621600 | 5.2971 | 31.6058 | 33.0018 |  | 31.6019
3507 | 12625200 | 5.2972 | 31.6085 | 33.0046 |  | 31.6046
3508 | 12628800 | 5.2973 | 31.6113 | 33.0074 |  | 31.6074
3509 | 12632400 | 5.2975 | 31.614 | 33.0101 |  | 31.6101
3510 | 12636000 | 5.2976 | 31.6167 | 33.0129 |  | 31.6129
3511 | 12639600 | 5.2977 | 31.6195 | 33.0156 |  | 31.6156
3512 | 12643200 | 5.2979 | 31.6222 | 33.0184 |  | 31.6183
3513 | 12646800 | 5.298 | 31.6249 | 33.0211 |  | 31.6211
3514 | 12650400 | 5.2981 | 31.6277 | 33.0238 |  | 31.6238
3515 | 12654000 | 5.2983 | 31.6304 | 33.0266 |  | 31.6265
3516 | 12657600 | 5.2984 | 31.6332 | 33.0293 |  | 31.6293
3517 | 12661200 | 5.2985 | 31.6359 | 33.0321 |  | 31.632
3518 | 12664800 | 5.2987 | 31.6386 | 33.0348 |  | 31.6348
3519 | 12668400 | 5.2988 | 31.6414 | 33.0376 |  | 31.6375
3520 | 12672000 | 5.2989 | 31.6441 | 33.0403 |  | 31.6402
3521 | 12675600 | 5.2991 | 31.6468 | 33.0431 |  | 31.643
3522 | 12679200 | 5.2992 | 31.6496 | 33.0458 |  | 31.6457
3523 | 12682800 | 5.2993 | 31.6523 | 33.0486 |  | 31.6484
3524 | 12686400 | 5.2995 | 31.655 | 33.0513 |  | 31.6512
3525 | 12690000 | 5.2996 | 31.6578 | 33.0541 |  | 31.6539
3526 | 12693600 | 5.2997 | 31.6605 | 33.0568 |  | 31.6566
3527 | 12697200 | 5.2999 | 31.6632 | 33.0596 |  | 31.6594
3528 | 12700800 | 5.3 | 31.666 | 33.0623 |  | 31.6621
3529 | 12704400 | 5.3001 | 31.6687 | 33.065 |  | 31.6648
3530 | 12708000 | 5.3003 | 31.6714 | 33.0678 |  | 31.6676
3531 | 12711600 | 5.3004 | 31.6742 | 33.0705 |  | 31.6703
3532 | 12715200 | 5.3005 | 31.6769 | 33.0733 |  | 31.673
3533 | 12718800 | 5.3007 | 31.6796 | 33.076 |  | 31.6757
3534 | 12722400 | 5.3008 | 31.6824 | 33.0788 |  | 31.6785
3535 | 12726000 | 5.3009 | 31.6851 | 33.0815 |  | 31.6812
3536 | 12729600 | 5.3011 | 31.6878 | 33.0842 |  | 31.6839
3537 | 12733200 | 5.3012 | 31.6905 | 33.087 |  | 31.6867
3538 | 12736800 | 5.3013 | 31.6933 | 33.0897 |  | 31.6894
3539 | 12740400 | 5.3015 | 31.696 | 33.0925 |  | 31.6921
3540 | 12744000 | 5.3016 | 31.6987 | 33.0952 |  | 31.6949
3541 | 12747600 | 5.3017 | 31.7015 | 33.0979 |  | 31.6976
3542 | 12751200 | 5.3019 | 31.7042 | 33.1007 |  | 31.7003
3543 | 12754800 | 5.302 | 31.7069 | 33.1034 |  | 31.703
3544 | 12758400 | 5.3021 | 31.7096 | 33.1061 |  | 31.7058
3545 | 12762000 | 5.3023 | 31.7124 | 33.1089 |  | 31.7085
3546 | 12765600 | 5.3024 | 31.7151 | 33.1116 |  | 31.7112
3547 | 12769200 | 5.3025 | 31.7178 | 33.1144 |  | 31.7139
3548 | 12772800 | 5.3027 | 31.7205 | 33.1171 |  | 31.7167
3549 | 12776400 | 5.3028 | 31.7233 | 33.1198 |  | 31.7194
3550 | 12780000 | 5.3029 | 31.726 | 33.1226 |  | 31.7221
3551 | 12783600 | 5.3031 | 31.7287 | 33.1253 |  | 31.7248
3552 | 12787200 | 5.3032 | 31.7314 | 33.128 |  | 31.7276
3553 | 12790800 | 5.3033 | 31.7342 | 33.1308 |  | 31.7303
3554 | 12794400 | 5.3035 | 31.7369 | 33.1335 |  | 31.733
3555 | 12798000 | 5.3036 | 31.7396 | 33.1362 |  | 31.7357
3556 | 12801600 | 5.3037 | 31.7423 | 33.139 |  | 31.7385
3557 | 12805200 | 5.3039 | 31.7451 | 33.1417 |  | 31.7412
3558 | 12808800 | 5.304 | 31.7478 | 33.1444 |  | 31.7439
3559 | 12812400 | 5.3041 | 31.7505 | 33.1472 |  | 31.7466
3560 | 12816000 | 5.3042 | 31.7532 | 33.1499 |  | 31.7493
3561 | 12819600 | 5.3044 | 31.7559 | 33.1526 |  | 31.7521
3562 | 12823200 | 5.3045 | 31.7587 | 33.1554 |  | 31.7548
3563 | 12826800 | 5.3046 | 31.7614 | 33.1581 |  | 31.7575
3564 | 12830400 | 5.3048 | 31.7641 | 33.1608 |  | 31.7602
3565 | 12834000 | 5.3049 | 31.7668 | 33.1636 |  | 31.7629
3566 | 12837600 | 5.305 | 31.7695 | 33.1663 |  | 31.7657
3567 | 12841200 | 5.3052 | 31.7723 | 33.169 |  | 31.7684
3568 | 12844800 | 5.3053 | 31.775 | 33.1717 |  | 31.7711
3569 | 12848400 | 5.3054 | 31.7777 | 33.1745 |  | 31.7738
3570 | 12852000 | 5.3056 | 31.7804 | 33.1772 |  | 31.7765
3571 | 12855600 | 5.3057 | 31.7831 | 33.1799 |  | 31.7792
3572 | 12859200 | 5.3058 | 31.7859 | 33.1827 |  | 31.782
3573 | 12862800 | 5.3059 | 31.7886 | 33.1854 |  | 31.7847
3574 | 12866400 | 5.3061 | 31.7913 | 33.1881 |  | 31.7874
3575 | 12870000 | 5.3062 | 31.794 | 33.1908 |  | 31.7901
3576 | 12873600 | 5.3063 | 31.7967 | 33.1936 |  | 31.7928
3577 | 12877200 | 5.3065 | 31.7994 | 33.1963 |  | 31.7955
3578 | 12880800 | 5.3066 | 31.8021 | 33.199 |  | 31.7983
3579 | 12884400 | 5.3067 | 31.8049 | 33.2017 |  | 31.801
3580 | 12888000 | 5.3069 | 31.8076 | 33.2045 |  | 31.8037
3581 | 12891600 | 5.307 | 31.8103 | 33.2072 |  | 31.8064
3582 | 12895200 | 5.3071 | 31.813 | 33.2099 |  | 31.8091
3583 | 12898800 | 5.3073 | 31.8157 | 33.2126 |  | 31.8118
3584 | 12902400 | 5.3074 | 31.8184 | 33.2154 |  | 31.8145
3585 | 12906000 | 5.3075 | 31.8211 | 33.2181 |  | 31.8172
3586 | 12909600 | 5.3076 | 31.8239 | 33.2208 |  | 31.82
3587 | 12913200 | 5.3078 | 31.8266 | 33.2235 |  | 31.8227
3588 | 12916800 | 5.3079 | 31.8293 | 33.2263 |  | 31.8254
3589 | 12920400 | 5.308 | 31.832 | 33.229 |  | 31.8281
3590 | 12924000 | 5.3082 | 31.8347 | 33.2317 |  | 31.8308
3591 | 12927600 | 5.3083 | 31.8374 | 33.2344 |  | 31.8335
3592 | 12931200 | 5.3084 | 31.8401 | 33.2371 |  | 31.8362
3593 | 12934800 | 5.3086 | 31.8428 | 33.2399 |  | 31.8389
3594 | 12938400 | 5.3087 | 31.8455 | 33.2426 |  | 31.8416
3595 | 12942000 | 5.3088 | 31.8482 | 33.2453 |  | 31.8443
3596 | 12945600 | 5.3089 | 31.851 | 33.248 |  | 31.8471
3597 | 12949200 | 5.3091 | 31.8537 | 33.2507 |  | 31.8498
3598 | 12952800 | 5.3092 | 31.8564 | 33.2535 |  | 31.8525
3599 | 12956400 | 5.3093 | 31.8591 | 33.2562 |  | 31.8552
3600 | 12960000 | 5.3095 | 31.8618 | 33.2589 |  | 31.8579
3601 | 12963600 | 5.3096 | 31.8645 | 33.2616 |  | 31.8606
3602 | 12967200 | 5.3097 | 31.8672 | 33.2643 |  | 31.8633
3603 | 12970800 | 5.3098 | 31.8699 | 33.267 |  | 31.866
3604 | 12974400 | 5.31 | 31.8726 | 33.2698 |  | 31.8687
3605 | 12978000 | 5.3101 | 31.8753 | 33.2725 |  | 31.8714
3606 | 12981600 | 5.3102 | 31.878 | 33.2752 |  | 31.8741
3607 | 12985200 | 5.3104 | 31.8807 | 33.2779 |  | 31.8768
3608 | 12988800 | 5.3105 | 31.8834 | 33.2806 |  | 31.8795
3609 | 12992400 | 5.3106 | 31.8861 | 33.2833 |  | 31.8822
3610 | 12996000 | 5.3108 | 31.8888 | 33.2861 |  | 31.8849
3611 | 12999600 | 5.3109 | 31.8915 | 33.2888 |  | 31.8876
3612 | 13003200 | 5.311 | 31.8942 | 33.2915 |  | 31.8903
3613 | 13006800 | 5.3111 | 31.8969 | 33.2942 |  | 31.893
3614 | 13010400 | 5.3113 | 31.8996 | 33.2969 |  | 31.8957
3615 | 13014000 | 5.3114 | 31.9023 | 33.2996 |  | 31.8984
3616 | 13017600 | 5.3115 | 31.9051 | 33.3023 |  | 31.9011
3617 | 13021200 | 5.3117 | 31.9078 | 33.305 |  | 31.9038
3618 | 13024800 | 5.3118 | 31.9105 | 33.3078 |  | 31.9065
3619 | 13028400 | 5.3119 | 31.9132 | 33.3105 |  | 31.9093
3620 | 13032000 | 5.312 | 31.9159 | 33.3132 |  | 31.9119
3621 | 13035600 | 5.3122 | 31.9186 | 33.3159 |  | 31.9146
3622 | 13039200 | 5.3123 | 31.9213 | 33.3186 |  | 31.9173
3623 | 13042800 | 5.3124 | 31.924 | 33.3213 |  | 31.92
3624 | 13046400 | 5.3126 | 31.9266 | 33.324 |  | 31.9227
3625 | 13050000 | 5.3127 | 31.9293 | 33.3267 |  | 31.9254
3626 | 13053600 | 5.3128 | 31.932 | 33.3294 |  | 31.9281
3627 | 13057200 | 5.3129 | 31.9347 | 33.3321 |  | 31.9308
3628 | 13060800 | 5.3131 | 31.9374 | 33.3349 |  | 31.9335
3629 | 13064400 | 5.3132 | 31.9401 | 33.3376 |  | 31.9362
3630 | 13068000 | 5.3133 | 31.9428 | 33.3403 |  | 31.9389
3631 | 13071600 | 5.3134 | 31.9455 | 33.343 |  | 31.9416
3632 | 13075200 | 5.3136 | 31.9482 | 33.3457 |  | 31.9443
3633 | 13078800 | 5.3137 | 31.9509 | 33.3484 |  | 31.947
3634 | 13082400 | 5.3138 | 31.9536 | 33.3511 |  | 31.9497
3635 | 13086000 | 5.314 | 31.9563 | 33.3538 |  | 31.9524
3636 | 13089600 | 5.3141 | 31.959 | 33.3565 |  | 31.9551
3637 | 13093200 | 5.3142 | 31.9617 | 33.3592 |  | 31.9578
3638 | 13096800 | 5.3143 | 31.9644 | 33.3619 |  | 31.9605
3639 | 13100400 | 5.3145 | 31.9671 | 33.3646 |  | 31.9632
3640 | 13104000 | 5.3146 | 31.9698 | 33.3673 |  | 31.9659
3641 | 13107600 | 5.3147 | 31.9725 | 33.37 |  | 31.9686
3642 | 13111200 | 5.3149 | 31.9752 | 33.3727 |  | 31.9713
3643 | 13114800 | 5.315 | 31.9779 | 33.3754 |  | 31.974
3644 | 13118400 | 5.3151 | 31.9806 | 33.3781 |  | 31.9766
3645 | 13122000 | 5.3152 | 31.9832 | 33.3808 |  | 31.9793
3646 | 13125600 | 5.3154 | 31.9859 | 33.3835 |  | 31.982
3647 | 13129200 | 5.3155 | 31.9886 | 33.3862 |  | 31.9847
3648 | 13132800 | 5.3156 | 31.9913 | 33.3889 |  | 31.9874
3649 | 13136400 | 5.3157 | 31.994 | 33.3916 |  | 31.9901
3650 | 13140000 | 5.3159 | 31.9967 | 33.3943 |  | 31.9928
3651 | 13143600 | 5.316 | 31.9994 | 33.397 |  | 31.9955
3652 | 13147200 | 5.3161 | 32.0021 | 33.3997 |  | 31.9982
3653 | 13150800 | 5.3162 | 32.0048 | 33.4024 |  | 32.0009
3654 | 13154400 | 5.3164 | 32.0074 | 33.4051 |  | 32.0035
3655 | 13158000 | 5.3165 | 32.0101 | 33.4078 |  | 32.0062
3656 | 13161600 | 5.3166 | 32.0128 | 33.4105 |  | 32.0089
3657 | 13165200 | 5.3168 | 32.0155 | 33.4132 |  | 32.0116
3658 | 13168800 | 5.3169 | 32.0182 | 33.4159 |  | 32.0143
3659 | 13172400 | 5.317 | 32.0209 | 33.4186 |  | 32.017
3660 | 13176000 | 5.3171 | 32.0236 | 33.4213 |  | 32.0197
3661 | 13179600 | 5.3173 | 32.0263 | 33.424 |  | 32.0223
3662 | 13183200 | 5.3174 | 32.0289 | 33.4267 |  | 32.025
3663 | 13186800 | 5.3175 | 32.0316 | 33.4294 |  | 32.0277
3664 | 13190400 | 5.3176 | 32.0343 | 33.4321 |  | 32.0304
3665 | 13194000 | 5.3178 | 32.037 | 33.4348 |  | 32.0331
3666 | 13197600 | 5.3179 | 32.0397 | 33.4375 |  | 32.0358
3667 | 13201200 | 5.318 | 32.0424 | 33.4402 |  | 32.0385
3668 | 13204800 | 5.3181 | 32.0451 | 33.4429 |  | 32.0411
3669 | 13208400 | 5.3183 | 32.0477 | 33.4456 |  | 32.0438
3670 | 13212000 | 5.3184 | 32.0504 | 33.4483 |  | 32.0465
3671 | 13215600 | 5.3185 | 32.0531 | 33.451 |  | 32.0492
3672 | 13219200 | 5.3186 | 32.0558 | 33.4537 |  | 32.0519
3673 | 13222800 | 5.3188 | 32.0585 | 33.4564 |  | 32.0545
3674 | 13226400 | 5.3189 | 32.0611 | 33.459 |  | 32.0572
3675 | 13230000 | 5.319 | 32.0638 | 33.4617 |  | 32.0599
3676 | 13233600 | 5.3191 | 32.0665 | 33.4644 |  | 32.0626
3677 | 13237200 | 5.3193 | 32.0692 | 33.4671 |  | 32.0653
3678 | 13240800 | 5.3194 | 32.0719 | 33.4698 |  | 32.068
3679 | 13244400 | 5.3195 | 32.0745 | 33.4725 |  | 32.0706
3680 | 13248000 | 5.3197 | 32.0772 | 33.4752 |  | 32.0733
3681 | 13251600 | 5.3198 | 32.0799 | 33.4779 |  | 32.076
3682 | 13255200 | 5.3199 | 32.0826 | 33.4806 |  | 32.0787
3683 | 13258800 | 5.32 | 32.0853 | 33.4833 |  | 32.0813
3684 | 13262400 | 5.3202 | 32.0879 | 33.4859 |  | 32.084
3685 | 13266000 | 5.3203 | 32.0906 | 33.4886 |  | 32.0867
3686 | 13269600 | 5.3204 | 32.0933 | 33.4913 |  | 32.0894
3687 | 13273200 | 5.3205 | 32.096 | 33.494 |  | 32.0921
3688 | 13276800 | 5.3207 | 32.0986 | 33.4967 |  | 32.0947
3689 | 13280400 | 5.3208 | 32.1013 | 33.4994 |  | 32.0974
3690 | 13284000 | 5.3209 | 32.104 | 33.5021 |  | 32.1001
3691 | 13287600 | 5.321 | 32.1067 | 33.5048 |  | 32.1028
3692 | 13291200 | 5.3212 | 32.1094 | 33.5074 |  | 32.1054
3693 | 13294800 | 5.3213 | 32.112 | 33.5101 |  | 32.1081
3694 | 13298400 | 5.3214 | 32.1147 | 33.5128 |  | 32.1108
3695 | 13302000 | 5.3215 | 32.1174 | 33.5155 |  | 32.1135
3696 | 13305600 | 5.3216 | 32.1201 | 33.5182 |  | 32.1161
3697 | 13309200 | 5.3218 | 32.1227 | 33.5209 |  | 32.1188
3698 | 13312800 | 5.3219 | 32.1254 | 33.5236 |  | 32.1215
3699 | 13316400 | 5.322 | 32.1281 | 33.5262 |  | 32.1241
3700 | 13320000 | 5.3221 | 32.1307 | 33.5289 |  | 32.1268
3701 | 13323600 | 5.3223 | 32.1334 | 33.5316 |  | 32.1295
3702 | 13327200 | 5.3224 | 32.1361 | 33.5343 |  | 32.1322
3703 | 13330800 | 5.3225 | 32.1388 | 33.537 |  | 32.1348
3704 | 13334400 | 5.3226 | 32.1414 | 33.5396 |  | 32.1375
3705 | 13338000 | 5.3228 | 32.1441 | 33.5423 |  | 32.1402
3706 | 13341600 | 5.3229 | 32.1468 | 33.545 |  | 32.1428
3707 | 13345200 | 5.323 | 32.1494 | 33.5477 |  | 32.1455
3708 | 13348800 | 5.3231 | 32.1521 | 33.5504 |  | 32.1482
3709 | 13352400 | 5.3233 | 32.1548 | 33.553 |  | 32.1509
3710 | 13356000 | 5.3234 | 32.1575 | 33.5557 |  | 32.1535
3711 | 13359600 | 5.3235 | 32.1601 | 33.5584 |  | 32.1562
3712 | 13363200 | 5.3236 | 32.1628 | 33.5611 |  | 32.1589
3713 | 13366800 | 5.3238 | 32.1655 | 33.5638 |  | 32.1615
3714 | 13370400 | 5.3239 | 32.1681 | 33.5664 |  | 32.1642
3715 | 13374000 | 5.324 | 32.1708 | 33.5691 |  | 32.1669
3716 | 13377600 | 5.3241 | 32.1735 | 33.5718 |  | 32.1695
3717 | 13381200 | 5.3243 | 32.1761 | 33.5745 |  | 32.1722
3718 | 13384800 | 5.3244 | 32.1788 | 33.5772 |  | 32.1749
3719 | 13388400 | 5.3245 | 32.1815 | 33.5798 |  | 32.1775
3720 | 13392000 | 5.3246 | 32.1841 | 33.5825 |  | 32.1802
3721 | 13395600 | 5.3247 | 32.1868 | 33.5852 |  | 32.1829
3722 | 13399200 | 5.3249 | 32.1895 | 33.5879 |  | 32.1855
3723 | 13402800 | 5.325 | 32.1921 | 33.5905 |  | 32.1882
3724 | 13406400 | 5.3251 | 32.1948 | 33.5932 |  | 32.1909
3725 | 13410000 | 5.3252 | 32.1975 | 33.5959 |  | 32.1935
3726 | 13413600 | 5.3254 | 32.2001 | 33.5986 |  | 32.1962
3727 | 13417200 | 5.3255 | 32.2028 | 33.6012 |  | 32.1989
3728 | 13420800 | 5.3256 | 32.2054 | 33.6039 |  | 32.2015
3729 | 13424400 | 5.3257 | 32.2081 | 33.6066 |  | 32.2042
3730 | 13428000 | 5.3259 | 32.2108 | 33.6093 |  | 32.2068
3731 | 13431600 | 5.326 | 32.2134 | 33.6119 |  | 32.2095
3732 | 13435200 | 5.3261 | 32.2161 | 33.6146 |  | 32.2122
3733 | 13438800 | 5.3262 | 32.2188 | 33.6173 |  | 32.2148
3734 | 13442400 | 5.3263 | 32.2214 | 33.6199 |  | 32.2175
3735 | 13446000 | 5.3265 | 32.2241 | 33.6226 |  | 32.2201
3736 | 13449600 | 5.3266 | 32.2267 | 33.6253 |  | 32.2228
3737 | 13453200 | 5.3267 | 32.2294 | 33.628 |  | 32.2255
3738 | 13456800 | 5.3268 | 32.2321 | 33.6306 |  | 32.2281
3739 | 13460400 | 5.327 | 32.2347 | 33.6333 |  | 32.2308
3740 | 13464000 | 5.3271 | 32.2374 | 33.636 |  | 32.2334
3741 | 13467600 | 5.3272 | 32.24 | 33.6386 |  | 32.2361
3742 | 13471200 | 5.3273 | 32.2427 | 33.6413 |  | 32.2388
3743 | 13474800 | 5.3275 | 32.2454 | 33.644 |  | 32.2414
3744 | 13478400 | 5.3276 | 32.248 | 33.6466 |  | 32.2441
3745 | 13482000 | 5.3277 | 32.2507 | 33.6493 |  | 32.2467
3746 | 13485600 | 5.3278 | 32.2533 | 33.652 |  | 32.2494
3747 | 13489200 | 5.3279 | 32.256 | 33.6546 |  | 32.252
3748 | 13492800 | 5.3281 | 32.2586 | 33.6573 |  | 32.2547
3749 | 13496400 | 5.3282 | 32.2613 | 33.66 |  | 32.2574
3750 | 13500000 | 5.3283 | 32.264 | 33.6626 |  | 32.26
3751 | 13503600 | 5.3284 | 32.2666 | 33.6653 |  | 32.2627
3752 | 13507200 | 5.3286 | 32.2693 | 33.668 |  | 32.2653
3753 | 13510800 | 5.3287 | 32.2719 | 33.6706 |  | 32.268
3754 | 13514400 | 5.3288 | 32.2746 | 33.6733 |  | 32.2706
3755 | 13518000 | 5.3289 | 32.2772 | 33.676 |  | 32.2733
3756 | 13521600 | 5.329 | 32.2799 | 33.6786 |  | 32.2759
3757 | 13525200 | 5.3292 | 32.2825 | 33.6813 |  | 32.2786
3758 | 13528800 | 5.3293 | 32.2852 | 33.684 |  | 32.2813
3759 | 13532400 | 5.3294 | 32.2878 | 33.6866 |  | 32.2839
3760 | 13536000 | 5.3295 | 32.2905 | 33.6893 |  | 32.2866
3761 | 13539600 | 5.3296 | 32.2931 | 33.6919 |  | 32.2892
3762 | 13543200 | 5.3298 | 32.2958 | 33.6946 |  | 32.2919
3763 | 13546800 | 5.3299 | 32.2984 | 33.6973 |  | 32.2945
3764 | 13550400 | 5.33 | 32.3011 | 33.6999 |  | 32.2972
3765 | 13554000 | 5.3301 | 32.3038 | 33.7026 |  | 32.2998
3766 | 13557600 | 5.3303 | 32.3064 | 33.7053 |  | 32.3025
3767 | 13561200 | 5.3304 | 32.3091 | 33.7079 |  | 32.3051
3768 | 13564800 | 5.3305 | 32.3117 | 33.7106 |  | 32.3078
3769 | 13568400 | 5.3306 | 32.3144 | 33.7132 |  | 32.3104
3770 | 13572000 | 5.3307 | 32.317 | 33.7159 |  | 32.3131
3771 | 13575600 | 5.3309 | 32.3197 | 33.7186 |  | 32.3157
3772 | 13579200 | 5.331 | 32.3223 | 33.7212 |  | 32.3184
3773 | 13582800 | 5.3311 | 32.3249 | 33.7239 |  | 32.321
3774 | 13586400 | 5.3312 | 32.3276 | 33.7265 |  | 32.3237
3775 | 13590000 | 5.3313 | 32.3302 | 33.7292 |  | 32.3263
3776 | 13593600 | 5.3315 | 32.3329 | 33.7318 |  | 32.329
3777 | 13597200 | 5.3316 | 32.3355 | 33.7345 |  | 32.3316
3778 | 13600800 | 5.3317 | 32.3382 | 33.7372 |  | 32.3342
3779 | 13604400 | 5.3318 | 32.3408 | 33.7398 |  | 32.3369
3780 | 13608000 | 5.3319 | 32.3435 | 33.7425 |  | 32.3395
3781 | 13611600 | 5.3321 | 32.3461 | 33.7451 |  | 32.3422
3782 | 13615200 | 5.3322 | 32.3488 | 33.7478 |  | 32.3448
3783 | 13618800 | 5.3323 | 32.3514 | 33.7504 |  | 32.3475
3784 | 13622400 | 5.3324 | 32.3541 | 33.7531 |  | 32.3501
3785 | 13626000 | 5.3325 | 32.3567 | 33.7557 |  | 32.3528
3786 | 13629600 | 5.3327 | 32.3593 | 33.7584 |  | 32.3554
3787 | 13633200 | 5.3328 | 32.362 | 33.7611 |  | 32.358
3788 | 13636800 | 5.3329 | 32.3646 | 33.7637 |  | 32.3607
3789 | 13640400 | 5.333 | 32.3673 | 33.7664 |  | 32.3633
3790 | 13644000 | 5.3332 | 32.3699 | 33.769 |  | 32.366
3791 | 13647600 | 5.3333 | 32.3726 | 33.7717 |  | 32.3686
3792 | 13651200 | 5.3334 | 32.3752 | 33.7743 |  | 32.3713
3793 | 13654800 | 5.3335 | 32.3778 | 33.777 |  | 32.3739
3794 | 13658400 | 5.3336 | 32.3805 | 33.7796 |  | 32.3765
3795 | 13662000 | 5.3338 | 32.3831 | 33.7823 |  | 32.3792
3796 | 13665600 | 5.3339 | 32.3858 | 33.7849 |  | 32.3818
3797 | 13669200 | 5.334 | 32.3884 | 33.7876 |  | 32.3845
3798 | 13672800 | 5.3341 | 32.3911 | 33.7902 |  | 32.3871
3799 | 13676400 | 5.3342 | 32.3937 | 33.7929 |  | 32.3897
3800 | 13680000 | 5.3344 | 32.3963 | 33.7955 |  | 32.3924
3801 | 13683600 | 5.3345 | 32.399 | 33.7982 |  | 32.395
3802 | 13687200 | 5.3346 | 32.4016 | 33.8008 |  | 32.3977
3803 | 13690800 | 5.3347 | 32.4042 | 33.8035 |  | 32.4003
3804 | 13694400 | 5.3348 | 32.4069 | 33.8061 |  | 32.4029
3805 | 13698000 | 5.3349 | 32.4095 | 33.8088 |  | 32.4056
3806 | 13701600 | 5.3351 | 32.4122 | 33.8114 |  | 32.4082
3807 | 13705200 | 5.3352 | 32.4148 | 33.8141 |  | 32.4109
3808 | 13708800 | 5.3353 | 32.4174 | 33.8167 |  | 32.4135
3809 | 13712400 | 5.3354 | 32.4201 | 33.8194 |  | 32.4161
3810 | 13716000 | 5.3355 | 32.4227 | 33.822 |  | 32.4188
3811 | 13719600 | 5.3357 | 32.4253 | 33.8246 |  | 32.4214
3812 | 13723200 | 5.3358 | 32.428 | 33.8273 |  | 32.424
3813 | 13726800 | 5.3359 | 32.4306 | 33.8299 |  | 32.4267
3814 | 13730400 | 5.336 | 32.4333 | 33.8326 |  | 32.4293
3815 | 13734000 | 5.3361 | 32.4359 | 33.8352 |  | 32.4319
3816 | 13737600 | 5.3363 | 32.4385 | 33.8379 |  | 32.4346
3817 | 13741200 | 5.3364 | 32.4412 | 33.8405 |  | 32.4372
3818 | 13744800 | 5.3365 | 32.4438 | 33.8432 |  | 32.4398
3819 | 13748400 | 5.3366 | 32.4464 | 33.8458 |  | 32.4425
3820 | 13752000 | 5.3367 | 32.4491 | 33.8484 |  | 32.4451
3821 | 13755600 | 5.3369 | 32.4517 | 33.8511 |  | 32.4477
3822 | 13759200 | 5.337 | 32.4543 | 33.8537 |  | 32.4504
3823 | 13762800 | 5.3371 | 32.457 | 33.8564 |  | 32.453
3824 | 13766400 | 5.3372 | 32.4596 | 33.859 |  | 32.4556
3825 | 13770000 | 5.3373 | 32.4622 | 33.8617 |  | 32.4583
3826 | 13773600 | 5.3374 | 32.4648 | 33.8643 |  | 32.4609
3827 | 13777200 | 5.3376 | 32.4675 | 33.8669 |  | 32.4635
3828 | 13780800 | 5.3377 | 32.4701 | 33.8696 |  | 32.4662
3829 | 13784400 | 5.3378 | 32.4727 | 33.8722 |  | 32.4688
3830 | 13788000 | 5.3379 | 32.4754 | 33.8749 |  | 32.4714
3831 | 13791600 | 5.338 | 32.478 | 33.8775 |  | 32.474
3832 | 13795200 | 5.3382 | 32.4806 | 33.8801 |  | 32.4767
3833 | 13798800 | 5.3383 | 32.4833 | 33.8828 |  | 32.4793
3834 | 13802400 | 5.3384 | 32.4859 | 33.8854 |  | 32.4819
3835 | 13806000 | 5.3385 | 32.4885 | 33.8881 |  | 32.4846
3836 | 13809600 | 5.3386 | 32.4911 | 33.8907 |  | 32.4872
3837 | 13813200 | 5.3387 | 32.4938 | 33.8933 |  | 32.4898
3838 | 13816800 | 5.3389 | 32.4964 | 33.896 |  | 32.4924
3839 | 13820400 | 5.339 | 32.499 | 33.8986 |  | 32.4951
3840 | 13824000 | 5.3391 | 32.5017 | 33.9012 |  | 32.4977
3841 | 13827600 | 5.3392 | 32.5043 | 33.9039 |  | 32.5003
3842 | 13831200 | 5.3393 | 32.5069 | 33.9065 |  | 32.5029
3843 | 13834800 | 5.3395 | 32.5095 | 33.9091 |  | 32.5056
3844 | 13838400 | 5.3396 | 32.5122 | 33.9118 |  | 32.5082
3845 | 13842000 | 5.3397 | 32.5148 | 33.9144 |  | 32.5108
3846 | 13845600 | 5.3398 | 32.5174 | 33.9171 |  | 32.5134
3847 | 13849200 | 5.3399 | 32.52 | 33.9197 |  | 32.5161
3848 | 13852800 | 5.34 | 32.5227 | 33.9223 |  | 32.5187
3849 | 13856400 | 5.3402 | 32.5253 | 33.925 |  | 32.5213
3850 | 13860000 | 5.3403 | 32.5279 | 33.9276 |  | 32.5239
3851 | 13863600 | 5.3404 | 32.5305 | 33.9302 |  | 32.5266
3852 | 13867200 | 5.3405 | 32.5331 | 33.9329 |  | 32.5292
3853 | 13870800 | 5.3406 | 32.5358 | 33.9355 |  | 32.5318
3854 | 13874400 | 5.3408 | 32.5384 | 33.9381 |  | 32.5344
3855 | 13878000 | 5.3409 | 32.541 | 33.9407 |  | 32.5371
3856 | 13881600 | 5.341 | 32.5436 | 33.9434 |  | 32.5397
3857 | 13885200 | 5.3411 | 32.5463 | 33.946 |  | 32.5423
3858 | 13888800 | 5.3412 | 32.5489 | 33.9486 |  | 32.5449
3859 | 13892400 | 5.3413 | 32.5515 | 33.9513 |  | 32.5475
3860 | 13896000 | 5.3415 | 32.5541 | 33.9539 |  | 32.5502
3861 | 13899600 | 5.3416 | 32.5567 | 33.9565 |  | 32.5528
3862 | 13903200 | 5.3417 | 32.5594 | 33.9592 |  | 32.5554
3863 | 13906800 | 5.3418 | 32.562 | 33.9618 |  | 32.558
3864 | 13910400 | 5.3419 | 32.5646 | 33.9644 |  | 32.5606
3865 | 13914000 | 5.342 | 32.5672 | 33.967 |  | 32.5633
3866 | 13917600 | 5.3422 | 32.5698 | 33.9697 |  | 32.5659
3867 | 13921200 | 5.3423 | 32.5725 | 33.9723 |  | 32.5685
3868 | 13924800 | 5.3424 | 32.5751 | 33.9749 |  | 32.5711
3869 | 13928400 | 5.3425 | 32.5777 | 33.9776 |  | 32.5737
3870 | 13932000 | 5.3426 | 32.5803 | 33.9802 |  | 32.5763
3871 | 13935600 | 5.3427 | 32.5829 | 33.9828 |  | 32.579
3872 | 13939200 | 5.3429 | 32.5855 | 33.9854 |  | 32.5816
3873 | 13942800 | 5.343 | 32.5882 | 33.9881 |  | 32.5842
3874 | 13946400 | 5.3431 | 32.5908 | 33.9907 |  | 32.5868
3875 | 13950000 | 5.3432 | 32.5934 | 33.9933 |  | 32.5894
3876 | 13953600 | 5.3433 | 32.596 | 33.9959 |  | 32.592
3877 | 13957200 | 5.3434 | 32.5986 | 33.9986 |  | 32.5947
3878 | 13960800 | 5.3436 | 32.6012 | 34.0012 |  | 32.5973
3879 | 13964400 | 5.3437 | 32.6038 | 34.0038 |  | 32.5999
3880 | 13968000 | 5.3438 | 32.6065 | 34.0064 |  | 32.6025
3881 | 13971600 | 5.3439 | 32.6091 | 34.0091 |  | 32.6051
3882 | 13975200 | 5.344 | 32.6117 | 34.0117 |  | 32.6077
3883 | 13978800 | 5.3441 | 32.6143 | 34.0143 |  | 32.6103
3884 | 13982400 | 5.3443 | 32.6169 | 34.0169 |  | 32.6129
3885 | 13986000 | 5.3444 | 32.6195 | 34.0196 |  | 32.6156
3886 | 13989600 | 5.3445 | 32.6221 | 34.0222 |  | 32.6182
3887 | 13993200 | 5.3446 | 32.6247 | 34.0248 |  | 32.6208
3888 | 13996800 | 5.3447 | 32.6274 | 34.0274 |  | 32.6234
3889 | 14000400 | 5.3448 | 32.63 | 34.03 |  | 32.626
3890 | 14004000 | 5.3449 | 32.6326 | 34.0327 |  | 32.6286
3891 | 14007600 | 5.3451 | 32.6352 | 34.0353 |  | 32.6312
3892 | 14011200 | 5.3452 | 32.6378 | 34.0379 |  | 32.6338
3893 | 14014800 | 5.3453 | 32.6404 | 34.0405 |  | 32.6364
3894 | 14018400 | 5.3454 | 32.643 | 34.0431 |  | 32.6391
3895 | 14022000 | 5.3455 | 32.6456 | 34.0458 |  | 32.6417
3896 | 14025600 | 5.3456 | 32.6482 | 34.0484 |  | 32.6443
3897 | 14029200 | 5.3458 | 32.6508 | 34.051 |  | 32.6469
3898 | 14032800 | 5.3459 | 32.6535 | 34.0536 |  | 32.6495
3899 | 14036400 | 5.346 | 32.6561 | 34.0562 |  | 32.6521
3900 | 14040000 | 5.3461 | 32.6587 | 34.0588 |  | 32.6547
3901 | 14043600 | 5.3462 | 32.6613 | 34.0615 |  | 32.6573
3902 | 14047200 | 5.3463 | 32.6639 | 34.0641 |  | 32.6599
3903 | 14050800 | 5.3464 | 32.6665 | 34.0667 |  | 32.6625
3904 | 14054400 | 5.3466 | 32.6691 | 34.0693 |  | 32.6651
3905 | 14058000 | 5.3467 | 32.6717 | 34.0719 |  | 32.6677
3906 | 14061600 | 5.3468 | 32.6743 | 34.0745 |  | 32.6703
3907 | 14065200 | 5.3469 | 32.6769 | 34.0772 |  | 32.6729
3908 | 14068800 | 5.347 | 32.6795 | 34.0798 |  | 32.6756
3909 | 14072400 | 5.3471 | 32.6821 | 34.0824 |  | 32.6782
3910 | 14076000 | 5.3473 | 32.6847 | 34.085 |  | 32.6808
3911 | 14079600 | 5.3474 | 32.6873 | 34.0876 |  | 32.6834
3912 | 14083200 | 5.3475 | 32.6899 | 34.0902 |  | 32.686
3913 | 14086800 | 5.3476 | 32.6925 | 34.0928 |  | 32.6886
3914 | 14090400 | 5.3477 | 32.6951 | 34.0955 |  | 32.6912
3915 | 14094000 | 5.3478 | 32.6977 | 34.0981 |  | 32.6938
3916 | 14097600 | 5.3479 | 32.7004 | 34.1007 |  | 32.6964
3917 | 14101200 | 5.3481 | 32.703 | 34.1033 |  | 32.699
3918 | 14104800 | 5.3482 | 32.7056 | 34.1059 |  | 32.7016
3919 | 14108400 | 5.3483 | 32.7082 | 34.1085 |  | 32.7042
3920 | 14112000 | 5.3484 | 32.7108 | 34.1111 |  | 32.7068
3921 | 14115600 | 5.3485 | 32.7134 | 34.1137 |  | 32.7094
3922 | 14119200 | 5.3486 | 32.716 | 34.1163 |  | 32.712
3923 | 14122800 | 5.3487 | 32.7186 | 34.119 |  | 32.7146
3924 | 14126400 | 5.3489 | 32.7212 | 34.1216 |  | 32.7172
3925 | 14130000 | 5.349 | 32.7238 | 34.1242 |  | 32.7198
3926 | 14133600 | 5.3491 | 32.7264 | 34.1268 |  | 32.7224
3927 | 14137200 | 5.3492 | 32.729 | 34.1294 |  | 32.725
3928 | 14140800 | 5.3493 | 32.7316 | 34.132 |  | 32.7276
3929 | 14144400 | 5.3494 | 32.7342 | 34.1346 |  | 32.7302
3930 | 14148000 | 5.3495 | 32.7368 | 34.1372 |  | 32.7328
3931 | 14151600 | 5.3497 | 32.7394 | 34.1398 |  | 32.7354
3932 | 14155200 | 5.3498 | 32.742 | 34.1424 |  | 32.738
3933 | 14158800 | 5.3499 | 32.7445 | 34.145 |  | 32.7406
3934 | 14162400 | 5.35 | 32.7471 | 34.1476 |  | 32.7432
3935 | 14166000 | 5.3501 | 32.7497 | 34.1503 |  | 32.7458
3936 | 14169600 | 5.3502 | 32.7523 | 34.1529 |  | 32.7484
3937 | 14173200 | 5.3503 | 32.7549 | 34.1555 |  | 32.751
3938 | 14176800 | 5.3505 | 32.7575 | 34.1581 |  | 32.7536
3939 | 14180400 | 5.3506 | 32.7601 | 34.1607 |  | 32.7561
3940 | 14184000 | 5.3507 | 32.7627 | 34.1633 |  | 32.7587
3941 | 14187600 | 5.3508 | 32.7653 | 34.1659 |  | 32.7613
3942 | 14191200 | 5.3509 | 32.7679 | 34.1685 |  | 32.7639
3943 | 14194800 | 5.351 | 32.7705 | 34.1711 |  | 32.7665
3944 | 14198400 | 5.3511 | 32.7731 | 34.1737 |  | 32.7691
3945 | 14202000 | 5.3512 | 32.7757 | 34.1763 |  | 32.7717
3946 | 14205600 | 5.3514 | 32.7783 | 34.1789 |  | 32.7743
3947 | 14209200 | 5.3515 | 32.7809 | 34.1815 |  | 32.7769
3948 | 14212800 | 5.3516 | 32.7835 | 34.1841 |  | 32.7795
3949 | 14216400 | 5.3517 | 32.7861 | 34.1867 |  | 32.7821
3950 | 14220000 | 5.3518 | 32.7887 | 34.1893 |  | 32.7847
3951 | 14223600 | 5.3519 | 32.7913 | 34.1919 |  | 32.7873
3952 | 14227200 | 5.352 | 32.7938 | 34.1945 |  | 32.7899
3953 | 14230800 | 5.3522 | 32.7964 | 34.1971 |  | 32.7925
3954 | 14234400 | 5.3523 | 32.799 | 34.1997 |  | 32.795
3955 | 14238000 | 5.3524 | 32.8016 | 34.2023 |  | 32.7976
3956 | 14241600 | 5.3525 | 32.8042 | 34.2049 |  | 32.8002
3957 | 14245200 | 5.3526 | 32.8068 | 34.2075 |  | 32.8028
3958 | 14248800 | 5.3527 | 32.8094 | 34.2101 |  | 32.8054
3959 | 14252400 | 5.3528 | 32.812 | 34.2127 |  | 32.808
3960 | 14256000 | 5.3529 | 32.8146 | 34.2153 |  | 32.8106
3961 | 14259600 | 5.3531 | 32.8172 | 34.2179 |  | 32.8132
3962 | 14263200 | 5.3532 | 32.8197 | 34.2205 |  | 32.8158
3963 | 14266800 | 5.3533 | 32.8223 | 34.2231 |  | 32.8183
3964 | 14270400 | 5.3534 | 32.8249 | 34.2257 |  | 32.8209
3965 | 14274000 | 5.3535 | 32.8275 | 34.2283 |  | 32.8235
3966 | 14277600 | 5.3536 | 32.8301 | 34.2309 |  | 32.8261
3967 | 14281200 | 5.3537 | 32.8327 | 34.2335 |  | 32.8287
3968 | 14284800 | 5.3538 | 32.8353 | 34.2361 |  | 32.8313
3969 | 14288400 | 5.354 | 32.8379 | 34.2387 |  | 32.8339
3970 | 14292000 | 5.3541 | 32.8404 | 34.2413 |  | 32.8365
3971 | 14295600 | 5.3542 | 32.843 | 34.2439 |  | 32.839
3972 | 14299200 | 5.3543 | 32.8456 | 34.2465 |  | 32.8416
3973 | 14302800 | 5.3544 | 32.8482 | 34.2491 |  | 32.8442
3974 | 14306400 | 5.3545 | 32.8508 | 34.2517 |  | 32.8468
3975 | 14310000 | 5.3546 | 32.8534 | 34.2542 |  | 32.8494
3976 | 14313600 | 5.3547 | 32.8559 | 34.2568 |  | 32.852
3977 | 14317200 | 5.3549 | 32.8585 | 34.2594 |  | 32.8545
3978 | 14320800 | 5.355 | 32.8611 | 34.262 |  | 32.8571
3979 | 14324400 | 5.3551 | 32.8637 | 34.2646 |  | 32.8597
3980 | 14328000 | 5.3552 | 32.8663 | 34.2672 |  | 32.8623
3981 | 14331600 | 5.3553 | 32.8689 | 34.2698 |  | 32.8649
3982 | 14335200 | 5.3554 | 32.8714 | 34.2724 |  | 32.8675
3983 | 14338800 | 5.3555 | 32.874 | 34.275 |  | 32.87
3984 | 14342400 | 5.3556 | 32.8766 | 34.2776 |  | 32.8726
3985 | 14346000 | 5.3558 | 32.8792 | 34.2802 |  | 32.8752
3986 | 14349600 | 5.3559 | 32.8818 | 34.2828 |  | 32.8778
3987 | 14353200 | 5.356 | 32.8844 | 34.2854 |  | 32.8804
3988 | 14356800 | 5.3561 | 32.8869 | 34.2879 |  | 32.8829
3989 | 14360400 | 5.3562 | 32.8895 | 34.2905 |  | 32.8855
3990 | 14364000 | 5.3563 | 32.8921 | 34.2931 |  | 32.8881
3991 | 14367600 | 5.3564 | 32.8947 | 34.2957 |  | 32.8907
3992 | 14371200 | 5.3565 | 32.8973 | 34.2983 |  | 32.8933
3993 | 14374800 | 5.3566 | 32.8998 | 34.3009 |  | 32.8958
3994 | 14378400 | 5.3568 | 32.9024 | 34.3035 |  | 32.8984
3995 | 14382000 | 5.3569 | 32.905 | 34.3061 |  | 32.901
3996 | 14385600 | 5.357 | 32.9076 | 34.3086 |  | 32.9036
3997 | 14389200 | 5.3571 | 32.9101 | 34.3112 |  | 32.9062
3998 | 14392800 | 5.3572 | 32.9127 | 34.3138 |  | 32.9087
3999 | 14396400 | 5.3573 | 32.9153 | 34.3164 |  | 32.9113
4000 | 14400000 | 5.3574 | 32.9179 | 34.319 |  | 32.9139
4001 | 14403600 | 5.3575 | 32.9205 | 34.3216 |  | 32.9165
4002 | 14407200 | 5.3576 | 32.923 | 34.3242 |  | 32.919
4003 | 14410800 | 5.3578 | 32.9256 | 34.3268 |  | 32.9216
4004 | 14414400 | 5.3579 | 32.9282 | 34.3293 |  | 32.9242
4005 | 14418000 | 5.358 | 32.9308 | 34.3319 |  | 32.9268
4006 | 14421600 | 5.3581 | 32.9333 | 34.3345 |  | 32.9293
4007 | 14425200 | 5.3582 | 32.9359 | 34.3371 |  | 32.9319
4008 | 14428800 | 5.3583 | 32.9385 | 34.3397 |  | 32.9345
4009 | 14432400 | 5.3584 | 32.9411 | 34.3423 |  | 32.9371
4010 | 14436000 | 5.3585 | 32.9436 | 34.3448 |  | 32.9396
4011 | 14439600 | 5.3586 | 32.9462 | 34.3474 |  | 32.9422
4012 | 14443200 | 5.3588 | 32.9488 | 34.35 |  | 32.9448
4013 | 14446800 | 5.3589 | 32.9513 | 34.3526 |  | 32.9474
4014 | 14450400 | 5.359 | 32.9539 | 34.3552 |  | 32.9499
4015 | 14454000 | 5.3591 | 32.9565 | 34.3578 |  | 32.9525
4016 | 14457600 | 5.3592 | 32.9591 | 34.3603 |  | 32.9551
4017 | 14461200 | 5.3593 | 32.9616 | 34.3629 |  | 32.9576
4018 | 14464800 | 5.3594 | 32.9642 | 34.3655 |  | 32.9602
4019 | 14468400 | 5.3595 | 32.9668 | 34.3681 |  | 32.9628
4020 | 14472000 | 5.3596 | 32.9694 | 34.3707 |  | 32.9654
4021 | 14475600 | 5.3598 | 32.9719 | 34.3732 |  | 32.9679
4022 | 14479200 | 5.3599 | 32.9745 | 34.3758 |  | 32.9705
4023 | 14482800 | 5.36 | 32.9771 | 34.3784 |  | 32.9731
4024 | 14486400 | 5.3601 | 32.9796 | 34.381 |  | 32.9756
4025 | 14490000 | 5.3602 | 32.9822 | 34.3836 |  | 32.9782
4026 | 14493600 | 5.3603 | 32.9848 | 34.3861 |  | 32.9808
4027 | 14497200 | 5.3604 | 32.9873 | 34.3887 |  | 32.9833
4028 | 14500800 | 5.3605 | 32.9899 | 34.3913 |  | 32.9859
4029 | 14504400 | 5.3606 | 32.9925 | 34.3939 |  | 32.9885
4030 | 14508000 | 5.3607 | 32.995 | 34.3964 |  | 32.991
4031 | 14511600 | 5.3609 | 32.9976 | 34.399 |  | 32.9936
4032 | 14515200 | 5.361 | 33.0002 | 34.4016 |  | 32.9962
4033 | 14518800 | 5.3611 | 33.0027 | 34.4042 |  | 32.9987
4034 | 14522400 | 5.3612 | 33.0053 | 34.4067 |  | 33.0013
4035 | 14526000 | 5.3613 | 33.0079 | 34.4093 |  | 33.0039
4036 | 14529600 | 5.3614 | 33.0104 | 34.4119 |  | 33.0064
4037 | 14533200 | 5.3615 | 33.013 | 34.4145 |  | 33.009
4038 | 14536800 | 5.3616 | 33.0156 | 34.417 |  | 33.0116
4039 | 14540400 | 5.3617 | 33.0181 | 34.4196 |  | 33.0141
4040 | 14544000 | 5.3618 | 33.0207 | 34.4222 |  | 33.0167
4041 | 14547600 | 5.362 | 33.0233 | 34.4248 |  | 33.0193
4042 | 14551200 | 5.3621 | 33.0258 | 34.4273 |  | 33.0218
4043 | 14554800 | 5.3622 | 33.0284 | 34.4299 |  | 33.0244
4044 | 14558400 | 5.3623 | 33.031 | 34.4325 |  | 33.027
4045 | 14562000 | 5.3624 | 33.0335 | 34.4351 |  | 33.0295
4046 | 14565600 | 5.3625 | 33.0361 | 34.4376 |  | 33.0321
4047 | 14569200 | 5.3626 | 33.0387 | 34.4402 |  | 33.0347
4048 | 14572800 | 5.3627 | 33.0412 | 34.4428 |  | 33.0372
4049 | 14576400 | 5.3628 | 33.0438 | 34.4453 |  | 33.0398
4050 | 14580000 | 5.3629 | 33.0463 | 34.4479 |  | 33.0423
4051 | 14583600 | 5.363 | 33.0489 | 34.4505 |  | 33.0449
4052 | 14587200 | 5.3632 | 33.0515 | 34.4531 |  | 33.0475
4053 | 14590800 | 5.3633 | 33.054 | 34.4556 |  | 33.05
4054 | 14594400 | 5.3634 | 33.0566 | 34.4582 |  | 33.0526
4055 | 14598000 | 5.3635 | 33.0591 | 34.4608 |  | 33.0551
4056 | 14601600 | 5.3636 | 33.0617 | 34.4633 |  | 33.0577
4057 | 14605200 | 5.3637 | 33.0643 | 34.4659 |  | 33.0603
4058 | 14608800 | 5.3638 | 33.0668 | 34.4685 |  | 33.0628
4059 | 14612400 | 5.3639 | 33.0694 | 34.471 |  | 33.0654
4060 | 14616000 | 5.364 | 33.0719 | 34.4736 |  | 33.0679
4061 | 14619600 | 5.3641 | 33.0745 | 34.4762 |  | 33.0705
4062 | 14623200 | 5.3642 | 33.0771 | 34.4787 |  | 33.0731
4063 | 14626800 | 5.3644 | 33.0796 | 34.4813 |  | 33.0756
4064 | 14630400 | 5.3645 | 33.0822 | 34.4839 |  | 33.0782
4065 | 14634000 | 5.3646 | 33.0847 | 34.4864 |  | 33.0807
4066 | 14637600 | 5.3647 | 33.0873 | 34.489 |  | 33.0833
4067 | 14641200 | 5.3648 | 33.0898 | 34.4916 |  | 33.0858
4068 | 14644800 | 5.3649 | 33.0924 | 34.4941 |  | 33.0884
4069 | 14648400 | 5.365 | 33.095 | 34.4967 |  | 33.091
4070 | 14652000 | 5.3651 | 33.0975 | 34.4993 |  | 33.0935
4071 | 14655600 | 5.3652 | 33.1001 | 34.5018 |  | 33.0961
4072 | 14659200 | 5.3653 | 33.1026 | 34.5044 |  | 33.0986
4073 | 14662800 | 5.3654 | 33.1052 | 34.507 |  | 33.1012
4074 | 14666400 | 5.3655 | 33.1077 | 34.5095 |  | 33.1037
4075 | 14670000 | 5.3657 | 33.1103 | 34.5121 |  | 33.1063
4076 | 14673600 | 5.3658 | 33.1128 | 34.5147 |  | 33.1088
4077 | 14677200 | 5.3659 | 33.1154 | 34.5172 |  | 33.1114
4078 | 14680800 | 5.366 | 33.118 | 34.5198 |  | 33.1139
4079 | 14684400 | 5.3661 | 33.1205 | 34.5223 |  | 33.1165
4080 | 14688000 | 5.3662 | 33.1231 | 34.5249 |  | 33.1191
4081 | 14691600 | 5.3663 | 33.1256 | 34.5275 |  | 33.1216
4082 | 14695200 | 5.3664 | 33.1282 | 34.53 |  | 33.1242
4083 | 14698800 | 5.3665 | 33.1307 | 34.5326 |  | 33.1267
4084 | 14702400 | 5.3666 | 33.1333 | 34.5352 |  | 33.1293
4085 | 14706000 | 5.3667 | 33.1358 | 34.5377 |  | 33.1318
4086 | 14709600 | 5.3668 | 33.1384 | 34.5403 |  | 33.1344
4087 | 14713200 | 5.367 | 33.1409 | 34.5428 |  | 33.1369
4088 | 14716800 | 5.3671 | 33.1435 | 34.5454 |  | 33.1395
4089 | 14720400 | 5.3672 | 33.146 | 34.548 |  | 33.142
4090 | 14724000 | 5.3673 | 33.1486 | 34.5505 |  | 33.1446
4091 | 14727600 | 5.3674 | 33.1511 | 34.5531 |  | 33.1471
4092 | 14731200 | 5.3675 | 33.1537 | 34.5556 |  | 33.1497
4093 | 14734800 | 5.3676 | 33.1562 | 34.5582 |  | 33.1522
4094 | 14738400 | 5.3677 | 33.1588 | 34.5607 |  | 33.1548
4095 | 14742000 | 5.3678 | 33.1613 | 34.5633 |  | 33.1573
4096 | 14745600 | 5.3679 | 33.1639 | 34.5659 |  | 33.1599
4097 | 14749200 | 5.368 | 33.1664 | 34.5684 |  | 33.1624
4098 | 14752800 | 5.3681 | 33.169 | 34.571 |  | 33.165
4099 | 14756400 | 5.3682 | 33.1715 | 34.5735 |  | 33.1675
4100 | 14760000 | 5.3683 | 33.1741 | 34.5761 |  | 33.17
4101 | 14763600 | 5.3685 | 33.1766 | 34.5786 |  | 33.1726
4102 | 14767200 | 5.3686 | 33.1792 | 34.5812 |  | 33.1751
4103 | 14770800 | 5.3687 | 33.1817 | 34.5838 |  | 33.1777
4104 | 14774400 | 5.3688 | 33.1842 | 34.5863 |  | 33.1802
4105 | 14778000 | 5.3689 | 33.1868 | 34.5889 |  | 33.1828
4106 | 14781600 | 5.369 | 33.1893 | 34.5914 |  | 33.1853
4107 | 14785200 | 5.3691 | 33.1919 | 34.594 |  | 33.1879
4108 | 14788800 | 5.3692 | 33.1944 | 34.5965 |  | 33.1904
4109 | 14792400 | 5.3693 | 33.197 | 34.5991 |  | 33.193
4110 | 14796000 | 5.3694 | 33.1995 | 34.6016 |  | 33.1955
4111 | 14799600 | 5.3695 | 33.2021 | 34.6042 |  | 33.198
4112 | 14803200 | 5.3696 | 33.2046 | 34.6067 |  | 33.2006
4113 | 14806800 | 5.3697 | 33.2071 | 34.6093 |  | 33.2031
4114 | 14810400 | 5.3698 | 33.2097 | 34.6118 |  | 33.2057
4115 | 14814000 | 5.37 | 33.2122 | 34.6144 |  | 33.2082
4116 | 14817600 | 5.3701 | 33.2148 | 34.617 |  | 33.2108
4117 | 14821200 | 5.3702 | 33.2173 | 34.6195 |  | 33.2133
4118 | 14824800 | 5.3703 | 33.2199 | 34.6221 |  | 33.2158
4119 | 14828400 | 5.3704 | 33.2224 | 34.6246 |  | 33.2184
4120 | 14832000 | 5.3705 | 33.2249 | 34.6272 |  | 33.2209
4121 | 14835600 | 5.3706 | 33.2275 | 34.6297 |  | 33.2235
4122 | 14839200 | 5.3707 | 33.23 | 34.6323 |  | 33.226
4123 | 14842800 | 5.3708 | 33.2326 | 34.6348 |  | 33.2285
4124 | 14846400 | 5.3709 | 33.2351 | 34.6374 |  | 33.2311
4125 | 14850000 | 5.371 | 33.2376 | 34.6399 |  | 33.2336
4126 | 14853600 | 5.3711 | 33.2402 | 34.6424 |  | 33.2362
4127 | 14857200 | 5.3712 | 33.2427 | 34.645 |  | 33.2387
4128 | 14860800 | 5.3713 | 33.2453 | 34.6475 |  | 33.2412
4129 | 14864400 | 5.3714 | 33.2478 | 34.6501 |  | 33.2438
4130 | 14868000 | 5.3716 | 33.2503 | 34.6526 |  | 33.2463
4131 | 14871600 | 5.3717 | 33.2529 | 34.6552 |  | 33.2489
4132 | 14875200 | 5.3718 | 33.2554 | 34.6577 |  | 33.2514
4133 | 14878800 | 5.3719 | 33.258 | 34.6603 |  | 33.2539
4134 | 14882400 | 5.372 | 33.2605 | 34.6628 |  | 33.2565
4135 | 14886000 | 5.3721 | 33.263 | 34.6654 |  | 33.259
4136 | 14889600 | 5.3722 | 33.2656 | 34.6679 |  | 33.2615
4137 | 14893200 | 5.3723 | 33.2681 | 34.6705 |  | 33.2641
4138 | 14896800 | 5.3724 | 33.2706 | 34.673 |  | 33.2666
4139 | 14900400 | 5.3725 | 33.2732 | 34.6756 |  | 33.2692
4140 | 14904000 | 5.3726 | 33.2757 | 34.6781 |  | 33.2717
4141 | 14907600 | 5.3727 | 33.2782 | 34.6806 |  | 33.2742
4142 | 14911200 | 5.3728 | 33.2808 | 34.6832 |  | 33.2768
4143 | 14914800 | 5.3729 | 33.2833 | 34.6857 |  | 33.2793
4144 | 14918400 | 5.373 | 33.2859 | 34.6883 |  | 33.2818
4145 | 14922000 | 5.3731 | 33.2884 | 34.6908 |  | 33.2844
4146 | 14925600 | 5.3732 | 33.2909 | 34.6934 |  | 33.2869
4147 | 14929200 | 5.3734 | 33.2935 | 34.6959 |  | 33.2894
4148 | 14932800 | 5.3735 | 33.296 | 34.6984 |  | 33.292
4149 | 14936400 | 5.3736 | 33.2985 | 34.701 |  | 33.2945
4150 | 14940000 | 5.3737 | 33.3011 | 34.7035 |  | 33.297
4151 | 14943600 | 5.3738 | 33.3036 | 34.7061 |  | 33.2996
4152 | 14947200 | 5.3739 | 33.3061 | 34.7086 |  | 33.3021
4153 | 14950800 | 5.374 | 33.3086 | 34.7111 |  | 33.3046
4154 | 14954400 | 5.3741 | 33.3112 | 34.7137 |  | 33.3072
4155 | 14958000 | 5.3742 | 33.3137 | 34.7162 |  | 33.3097
4156 | 14961600 | 5.3743 | 33.3162 | 34.7188 |  | 33.3122
4157 | 14965200 | 5.3744 | 33.3188 | 34.7213 |  | 33.3147
4158 | 14968800 | 5.3745 | 33.3213 | 34.7238 |  | 33.3173
4159 | 14972400 | 5.3746 | 33.3238 | 34.7264 |  | 33.3198
4160 | 14976000 | 5.3747 | 33.3264 | 34.7289 |  | 33.3223
4161 | 14979600 | 5.3748 | 33.3289 | 34.7315 |  | 33.3249
4162 | 14983200 | 5.3749 | 33.3314 | 34.734 |  | 33.3274
4163 | 14986800 | 5.375 | 33.334 | 34.7365 |  | 33.3299
4164 | 14990400 | 5.3751 | 33.3365 | 34.7391 |  | 33.3325
4165 | 14994000 | 5.3752 | 33.339 | 34.7416 |  | 33.335
4166 | 14997600 | 5.3754 | 33.3415 | 34.7442 |  | 33.3375
4167 | 15001200 | 5.3755 | 33.3441 | 34.7467 |  | 33.34
4168 | 15004800 | 5.3756 | 33.3466 | 34.7492 |  | 33.3426
4169 | 15008400 | 5.3757 | 33.3491 | 34.7518 |  | 33.3451
4170 | 15012000 | 5.3758 | 33.3516 | 34.7543 |  | 33.3476
4171 | 15015600 | 5.3759 | 33.3542 | 34.7568 |  | 33.3501
4172 | 15019200 | 5.376 | 33.3567 | 34.7594 |  | 33.3527
4173 | 15022800 | 5.3761 | 33.3592 | 34.7619 |  | 33.3552
4174 | 15026400 | 5.3762 | 33.3618 | 34.7644 |  | 33.3577
4175 | 15030000 | 5.3763 | 33.3643 | 34.767 |  | 33.3602
4176 | 15033600 | 5.3764 | 33.3668 | 34.7695 |  | 33.3628
4177 | 15037200 | 5.3765 | 33.3693 | 34.772 |  | 33.3653
4178 | 15040800 | 5.3766 | 33.3719 | 34.7746 |  | 33.3678
4179 | 15044400 | 5.3767 | 33.3744 | 34.7771 |  | 33.3703
4180 | 15048000 | 5.3768 | 33.3769 | 34.7796 |  | 33.3729
4181 | 15051600 | 5.3769 | 33.3794 | 34.7822 |  | 33.3754
4182 | 15055200 | 5.377 | 33.3819 | 34.7847 |  | 33.3779
4183 | 15058800 | 5.3771 | 33.3845 | 34.7872 |  | 33.3804
4184 | 15062400 | 5.3772 | 33.387 | 34.7898 |  | 33.383
4185 | 15066000 | 5.3773 | 33.3895 | 34.7923 |  | 33.3855
4186 | 15069600 | 5.3774 | 33.392 | 34.7948 |  | 33.388
4187 | 15073200 | 5.3775 | 33.3946 | 34.7974 |  | 33.3905
4188 | 15076800 | 5.3776 | 33.3971 | 34.7999 |  | 33.3931
4189 | 15080400 | 5.3778 | 33.3996 | 34.8024 |  | 33.3956
4190 | 15084000 | 5.3779 | 33.4021 | 34.805 |  | 33.3981
4191 | 15087600 | 5.378 | 33.4046 | 34.8075 |  | 33.4006
4192 | 15091200 | 5.3781 | 33.4072 | 34.81 |  | 33.4031
4193 | 15094800 | 5.3782 | 33.4097 | 34.8125 |  | 33.4057
4194 | 15098400 | 5.3783 | 33.4122 | 34.8151 |  | 33.4082
4195 | 15102000 | 5.3784 | 33.4147 | 34.8176 |  | 33.4107
4196 | 15105600 | 5.3785 | 33.4172 | 34.8201 |  | 33.4132
4197 | 15109200 | 5.3786 | 33.4198 | 34.8227 |  | 33.4157
4198 | 15112800 | 5.3787 | 33.4223 | 34.8252 |  | 33.4183
4199 | 15116400 | 5.3788 | 33.4248 | 34.8277 |  | 33.4208
4200 | 15120000 | 5.3789 | 33.4273 | 34.8302 |  | 33.4233
4201 | 15123600 | 5.379 | 33.4298 | 34.8328 |  | 33.4258
4202 | 15127200 | 5.3791 | 33.4324 | 34.8353 |  | 33.4283
4203 | 15130800 | 5.3792 | 33.4349 | 34.8378 |  | 33.4308
4204 | 15134400 | 5.3793 | 33.4374 | 34.8403 |  | 33.4334
4205 | 15138000 | 5.3794 | 33.4399 | 34.8429 |  | 33.4359
4206 | 15141600 | 5.3795 | 33.4424 | 34.8454 |  | 33.4384
4207 | 15145200 | 5.3796 | 33.4449 | 34.8479 |  | 33.4409
4208 | 15148800 | 5.3797 | 33.4475 | 34.8504 |  | 33.4434
4209 | 15152400 | 5.3798 | 33.45 | 34.853 |  | 33.4459
4210 | 15156000 | 5.3799 | 33.4525 | 34.8555 |  | 33.4485
4211 | 15159600 | 5.38 | 33.455 | 34.858 |  | 33.451
4212 | 15163200 | 5.3801 | 33.4575 | 34.8605 |  | 33.4535
4213 | 15166800 | 5.3802 | 33.46 | 34.8631 |  | 33.456
4214 | 15170400 | 5.3803 | 33.4626 | 34.8656 |  | 33.4585
4215 | 15174000 | 5.3804 | 33.4651 | 34.8681 |  | 33.461
4216 | 15177600 | 5.3805 | 33.4676 | 34.8706 |  | 33.4635
4217 | 15181200 | 5.3807 | 33.4701 | 34.8732 |  | 33.4661
4218 | 15184800 | 5.3808 | 33.4726 | 34.8757 |  | 33.4686
4219 | 15188400 | 5.3809 | 33.4751 | 34.8782 |  | 33.4711
4220 | 15192000 | 5.381 | 33.4776 | 34.8807 |  | 33.4736
4221 | 15195600 | 5.3811 | 33.4801 | 34.8832 |  | 33.4761
4222 | 15199200 | 5.3812 | 33.4827 | 34.8858 |  | 33.4786
4223 | 15202800 | 5.3813 | 33.4852 | 34.8883 |  | 33.4811
4224 | 15206400 | 5.3814 | 33.4877 | 34.8908 |  | 33.4836
4225 | 15210000 | 5.3815 | 33.4902 | 34.8933 |  | 33.4862
4226 | 15213600 | 5.3816 | 33.4927 | 34.8958 |  | 33.4887
4227 | 15217200 | 5.3817 | 33.4952 | 34.8984 |  | 33.4912
4228 | 15220800 | 5.3818 | 33.4977 | 34.9009 |  | 33.4937
4229 | 15224400 | 5.3819 | 33.5002 | 34.9034 |  | 33.4962
4230 | 15228000 | 5.382 | 33.5027 | 34.9059 |  | 33.4987
4231 | 15231600 | 5.3821 | 33.5053 | 34.9084 |  | 33.5012
4232 | 15235200 | 5.3822 | 33.5078 | 34.911 |  | 33.5037
4233 | 15238800 | 5.3823 | 33.5103 | 34.9135 |  | 33.5062
4234 | 15242400 | 5.3824 | 33.5128 | 34.916 |  | 33.5087
4235 | 15246000 | 5.3825 | 33.5153 | 34.9185 |  | 33.5113
4236 | 15249600 | 5.3826 | 33.5178 | 34.921 |  | 33.5138
4237 | 15253200 | 5.3827 | 33.5203 | 34.9235 |  | 33.5163
4238 | 15256800 | 5.3828 | 33.5228 | 34.9261 |  | 33.5188
4239 | 15260400 | 5.3829 | 33.5253 | 34.9286 |  | 33.5213
4240 | 15264000 | 5.383 | 33.5278 | 34.9311 |  | 33.5238
4241 | 15267600 | 5.3831 | 33.5303 | 34.9336 |  | 33.5263
4242 | 15271200 | 5.3832 | 33.5328 | 34.9361 |  | 33.5288
4243 | 15274800 | 5.3833 | 33.5354 | 34.9386 |  | 33.5313
4244 | 15278400 | 5.3834 | 33.5379 | 34.9411 |  | 33.5338
4245 | 15282000 | 5.3835 | 33.5404 | 34.9437 |  | 33.5363
4246 | 15285600 | 5.3836 | 33.5429 | 34.9462 |  | 33.5388
4247 | 15289200 | 5.3837 | 33.5454 | 34.9487 |  | 33.5413
4248 | 15292800 | 5.3838 | 33.5479 | 34.9512 |  | 33.5438
4249 | 15296400 | 5.3839 | 33.5504 | 34.9537 |  | 33.5463
4250 | 15300000 | 5.384 | 33.5529 | 34.9562 |  | 33.5488
4251 | 15303600 | 5.3841 | 33.5554 | 34.9587 |  | 33.5514
4252 | 15307200 | 5.3842 | 33.5579 | 34.9613 |  | 33.5539
4253 | 15310800 | 5.3843 | 33.5604 | 34.9638 |  | 33.5564
4254 | 15314400 | 5.3844 | 33.5629 | 34.9663 |  | 33.5589
4255 | 15318000 | 5.3845 | 33.5654 | 34.9688 |  | 33.5614
4256 | 15321600 | 5.3846 | 33.5679 | 34.9713 |  | 33.5639
4257 | 15325200 | 5.3847 | 33.5704 | 34.9738 |  | 33.5664
4258 | 15328800 | 5.3848 | 33.5729 | 34.9763 |  | 33.5689
4259 | 15332400 | 5.3849 | 33.5754 | 34.9788 |  | 33.5714
4260 | 15336000 | 5.3851 | 33.5779 | 34.9813 |  | 33.5739
4261 | 15339600 | 5.3852 | 33.5804 | 34.9839 |  | 33.5764
4262 | 15343200 | 5.3853 | 33.5829 | 34.9864 |  | 33.5789
4263 | 15346800 | 5.3854 | 33.5854 | 34.9889 |  | 33.5814
4264 | 15350400 | 5.3855 | 33.5879 | 34.9914 |  | 33.5839
4265 | 15354000 | 5.3856 | 33.5904 | 34.9939 |  | 33.5864
4266 | 15357600 | 5.3857 | 33.5929 | 34.9964 |  | 33.5889
4267 | 15361200 | 5.3858 | 33.5954 | 34.9989 |  | 33.5914
4268 | 15364800 | 5.3859 | 33.5979 | 35.0014 |  | 33.5939
4269 | 15368400 | 5.386 | 33.6004 | 35.0039 |  | 33.5964
4270 | 15372000 | 5.3861 | 33.6029 | 35.0064 |  | 33.5989
4271 | 15375600 | 5.3862 | 33.6054 | 35.0089 |  | 33.6014
4272 | 15379200 | 5.3863 | 33.6079 | 35.0114 |  | 33.6039
4273 | 15382800 | 5.3864 | 33.6104 | 35.014 |  | 33.6064
4274 | 15386400 | 5.3865 | 33.6129 | 35.0165 |  | 33.6089
4275 | 15390000 | 5.3866 | 33.6154 | 35.019 |  | 33.6114
4276 | 15393600 | 5.3867 | 33.6179 | 35.0215 |  | 33.6139
4277 | 15397200 | 5.3868 | 33.6204 | 35.024 |  | 33.6164
4278 | 15400800 | 5.3869 | 33.6229 | 35.0265 |  | 33.6189
4279 | 15404400 | 5.387 | 33.6254 | 35.029 |  | 33.6214
4280 | 15408000 | 5.3871 | 33.6279 | 35.0315 |  | 33.6238
4281 | 15411600 | 5.3872 | 33.6304 | 35.034 |  | 33.6263
4282 | 15415200 | 5.3873 | 33.6329 | 35.0365 |  | 33.6288
4283 | 15418800 | 5.3874 | 33.6354 | 35.039 |  | 33.6313
4284 | 15422400 | 5.3875 | 33.6379 | 35.0415 |  | 33.6338
4285 | 15426000 | 5.3876 | 33.6404 | 35.044 |  | 33.6363
4286 | 15429600 | 5.3877 | 33.6429 | 35.0465 |  | 33.6388
4287 | 15433200 | 5.3878 | 33.6454 | 35.049 |  | 33.6413
4288 | 15436800 | 5.3879 | 33.6479 | 35.0515 |  | 33.6438
4289 | 15440400 | 5.388 | 33.6504 | 35.054 |  | 33.6463
4290 | 15444000 | 5.3881 | 33.6528 | 35.0565 |  | 33.6488
4291 | 15447600 | 5.3882 | 33.6553 | 35.059 |  | 33.6513
4292 | 15451200 | 5.3883 | 33.6578 | 35.0615 |  | 33.6538
4293 | 15454800 | 5.3884 | 33.6603 | 35.064 |  | 33.6563
4294 | 15458400 | 5.3885 | 33.6628 | 35.0665 |  | 33.6588
4295 | 15462000 | 5.3886 | 33.6653 | 35.069 |  | 33.6613
4296 | 15465600 | 5.3887 | 33.6678 | 35.0715 |  | 33.6637
4297 | 15469200 | 5.3888 | 33.6703 | 35.074 |  | 33.6662
4298 | 15472800 | 5.3889 | 33.6728 | 35.0765 |  | 33.6687
4299 | 15476400 | 5.389 | 33.6753 | 35.079 |  | 33.6712
4300 | 15480000 | 5.3891 | 33.6778 | 35.0815 |  | 33.6737
4301 | 15483600 | 5.3892 | 33.6803 | 35.084 |  | 33.6762
4302 | 15487200 | 5.3893 | 33.6827 | 35.0865 |  | 33.6787
4303 | 15490800 | 5.3894 | 33.6852 | 35.089 |  | 33.6812
4304 | 15494400 | 5.3895 | 33.6877 | 35.0915 |  | 33.6837
4305 | 15498000 | 5.3896 | 33.6902 | 35.094 |  | 33.6862
4306 | 15501600 | 5.3897 | 33.6927 | 35.0965 |  | 33.6886
4307 | 15505200 | 5.3898 | 33.6952 | 35.099 |  | 33.6911
4308 | 15508800 | 5.3899 | 33.6977 | 35.1015 |  | 33.6936
4309 | 15512400 | 5.39 | 33.7002 | 35.104 |  | 33.6961
4310 | 15516000 | 5.3901 | 33.7027 | 35.1065 |  | 33.6986
4311 | 15519600 | 5.3902 | 33.7051 | 35.109 |  | 33.7011
4312 | 15523200 | 5.3903 | 33.7076 | 35.1115 |  | 33.7036
4313 | 15526800 | 5.3904 | 33.7101 | 35.114 |  | 33.7061
4314 | 15530400 | 5.3905 | 33.7126 | 35.1165 |  | 33.7085
4315 | 15534000 | 5.3906 | 33.7151 | 35.119 |  | 33.711
4316 | 15537600 | 5.3907 | 33.7176 | 35.1215 |  | 33.7135
4317 | 15541200 | 5.3908 | 33.7201 | 35.124 |  | 33.716
4318 | 15544800 | 5.3909 | 33.7226 | 35.1265 |  | 33.7185
4319 | 15548400 | 5.391 | 33.725 | 35.129 |  | 33.721
4320 | 15552000 | 5.3911 | 33.7275 | 35.1315 |  | 33.7235
4321 | 15555600 | 5.3912 | 33.73 | 35.1339 |  | 33.7259
4322 | 15559200 | 5.3913 | 33.7325 | 35.1364 |  | 33.7284
4323 | 15562800 | 5.3914 | 33.735 | 35.1389 |  | 33.7309
4324 | 15566400 | 5.3915 | 33.7375 | 35.1414 |  | 33.7334
4325 | 15570000 | 5.3916 | 33.7399 | 35.1439 |  | 33.7359
4326 | 15573600 | 5.3917 | 33.7424 | 35.1464 |  | 33.7384
4327 | 15577200 | 5.3918 | 33.7449 | 35.1489 |  | 33.7409
4328 | 15580800 | 5.3919 | 33.7474 | 35.1514 |  | 33.7433
4329 | 15584400 | 5.392 | 33.7499 | 35.1539 |  | 33.7458
4330 | 15588000 | 5.3921 | 33.7524 | 35.1564 |  | 33.7483
4331 | 15591600 | 5.3922 | 33.7548 | 35.1589 |  | 33.7508
4332 | 15595200 | 5.3923 | 33.7573 | 35.1614 |  | 33.7533
4333 | 15598800 | 5.3924 | 33.7598 | 35.1638 |  | 33.7557
4334 | 15602400 | 5.3925 | 33.7623 | 35.1663 |  | 33.7582
4335 | 15606000 | 5.3926 | 33.7648 | 35.1688 |  | 33.7607
4336 | 15609600 | 5.3927 | 33.7673 | 35.1713 |  | 33.7632
4337 | 15613200 | 5.3928 | 33.7697 | 35.1738 |  | 33.7657
4338 | 15616800 | 5.3929 | 33.7722 | 35.1763 |  | 33.7682
4339 | 15620400 | 5.393 | 33.7747 | 35.1788 |  | 33.7706
4340 | 15624000 | 5.3931 | 33.7772 | 35.1813 |  | 33.7731
4341 | 15627600 | 5.3932 | 33.7797 | 35.1838 |  | 33.7756
4342 | 15631200 | 5.3933 | 33.7821 | 35.1862 |  | 33.7781
4343 | 15634800 | 5.3934 | 33.7846 | 35.1887 |  | 33.7805
4344 | 15638400 | 5.3935 | 33.7871 | 35.1912 |  | 33.783
4345 | 15642000 | 5.3936 | 33.7896 | 35.1937 |  | 33.7855
4346 | 15645600 | 5.3937 | 33.792 | 35.1962 |  | 33.788
4347 | 15649200 | 5.3938 | 33.7945 | 35.1987 |  | 33.7905
4348 | 15652800 | 5.3939 | 33.797 | 35.2012 |  | 33.7929
4349 | 15656400 | 5.394 | 33.7995 | 35.2036 |  | 33.7954
4350 | 15660000 | 5.3941 | 33.802 | 35.2061 |  | 33.7979
4351 | 15663600 | 5.3942 | 33.8044 | 35.2086 |  | 33.8004
4352 | 15667200 | 5.3942 | 33.8069 | 35.2111 |  | 33.8028
4353 | 15670800 | 5.3943 | 33.8094 | 35.2136 |  | 33.8053
4354 | 15674400 | 5.3944 | 33.8119 | 35.2161 |  | 33.8078
4355 | 15678000 | 5.3945 | 33.8143 | 35.2186 |  | 33.8103
4356 | 15681600 | 5.3946 | 33.8168 | 35.221 |  | 33.8127
4357 | 15685200 | 5.3947 | 33.8193 | 35.2235 |  | 33.8152
4358 | 15688800 | 5.3948 | 33.8218 | 35.226 |  | 33.8177
4359 | 15692400 | 5.3949 | 33.8242 | 35.2285 |  | 33.8202
4360 | 15696000 | 5.395 | 33.8267 | 35.231 |  | 33.8226
4361 | 15699600 | 5.3951 | 33.8292 | 35.2335 |  | 33.8251
4362 | 15703200 | 5.3952 | 33.8317 | 35.2359 |  | 33.8276
4363 | 15706800 | 5.3953 | 33.8341 | 35.2384 |  | 33.8301
4364 | 15710400 | 5.3954 | 33.8366 | 35.2409 |  | 33.8325
4365 | 15714000 | 5.3955 | 33.8391 | 35.2434 |  | 33.835
4366 | 15717600 | 5.3956 | 33.8416 | 35.2459 |  | 33.8375
4367 | 15721200 | 5.3957 | 33.844 | 35.2483 |  | 33.84
4368 | 15724800 | 5.3958 | 33.8465 | 35.2508 |  | 33.8424
4369 | 15728400 | 5.3959 | 33.849 | 35.2533 |  | 33.8449
4370 | 15732000 | 5.396 | 33.8514 | 35.2558 |  | 33.8474
4371 | 15735600 | 5.3961 | 33.8539 | 35.2583 |  | 33.8498
4372 | 15739200 | 5.3962 | 33.8564 | 35.2607 |  | 33.8523
4373 | 15742800 | 5.3963 | 33.8589 | 35.2632 |  | 33.8548
4374 | 15746400 | 5.3964 | 33.8613 | 35.2657 |  | 33.8573
4375 | 15750000 | 5.3965 | 33.8638 | 35.2682 |  | 33.8597
4376 | 15753600 | 5.3966 | 33.8663 | 35.2707 |  | 33.8622
4377 | 15757200 | 5.3967 | 33.8687 | 35.2731 |  | 33.8647
4378 | 15760800 | 5.3968 | 33.8712 | 35.2756 |  | 33.8671
4379 | 15764400 | 5.3969 | 33.8737 | 35.2781 |  | 33.8696
4380 | 15768000 | 5.397 | 33.8761 | 35.2806 |  | 33.8721
4381 | 15771600 | 5.3971 | 33.8786 | 35.283 |  | 33.8745
4382 | 15775200 | 5.3972 | 33.8811 | 35.2855 |  | 33.877
4383 | 15778800 | 5.3973 | 33.8836 | 35.288 |  | 33.8795
4384 | 15782400 | 5.3974 | 33.886 | 35.2905 |  | 33.882
4385 | 15786000 | 5.3975 | 33.8885 | 35.293 |  | 33.8844
4386 | 15789600 | 5.3976 | 33.891 | 35.2954 |  | 33.8869
4387 | 15793200 | 5.3977 | 33.8934 | 35.2979 |  | 33.8894
4388 | 15796800 | 5.3978 | 33.8959 | 35.3004 |  | 33.8918
4389 | 15800400 | 5.3979 | 33.8984 | 35.3029 |  | 33.8943
4390 | 15804000 | 5.398 | 33.9008 | 35.3053 |  | 33.8968
4391 | 15807600 | 5.3981 | 33.9033 | 35.3078 |  | 33.8992
4392 | 15811200 | 5.3982 | 33.9058 | 35.3103 |  | 33.9017
4393 | 15814800 | 5.3983 | 33.9082 | 35.3128 |  | 33.9042
4394 | 15818400 | 5.3984 | 33.9107 | 35.3152 |  | 33.9066
4395 | 15822000 | 5.3985 | 33.9132 | 35.3177 |  | 33.9091
4396 | 15825600 | 5.3985 | 33.9156 | 35.3202 |  | 33.9115
4397 | 15829200 | 5.3986 | 33.9181 | 35.3226 |  | 33.914
4398 | 15832800 | 5.3987 | 33.9205 | 35.3251 |  | 33.9165
4399 | 15836400 | 5.3988 | 33.923 | 35.3276 |  | 33.9189
4400 | 15840000 | 5.3989 | 33.9255 | 35.3301 |  | 33.9214
4401 | 15843600 | 5.399 | 33.9279 | 35.3325 |  | 33.9239
4402 | 15847200 | 5.3991 | 33.9304 | 35.335 |  | 33.9263
4403 | 15850800 | 5.3992 | 33.9329 | 35.3375 |  | 33.9288
4404 | 15854400 | 5.3993 | 33.9353 | 35.3399 |  | 33.9313
4405 | 15858000 | 5.3994 | 33.9378 | 35.3424 |  | 33.9337
4406 | 15861600 | 5.3995 | 33.9403 | 35.3449 |  | 33.9362
4407 | 15865200 | 5.3996 | 33.9427 | 35.3474 |  | 33.9386
4408 | 15868800 | 5.3997 | 33.9452 | 35.3498 |  | 33.9411
4409 | 15872400 | 5.3998 | 33.9476 | 35.3523 |  | 33.9436
4410 | 15876000 | 5.3999 | 33.9501 | 35.3548 |  | 33.946
4411 | 15879600 | 5.4 | 33.9526 | 35.3572 |  | 33.9485
4412 | 15883200 | 5.4001 | 33.955 | 35.3597 |  | 33.9509
4413 | 15886800 | 5.4002 | 33.9575 | 35.3622 |  | 33.9534
4414 | 15890400 | 5.4003 | 33.9599 | 35.3646 |  | 33.9559
4415 | 15894000 | 5.4004 | 33.9624 | 35.3671 |  | 33.9583
4416 | 15897600 | 5.4005 | 33.9649 | 35.3696 |  | 33.9608
4417 | 15901200 | 5.4006 | 33.9673 | 35.372 |  | 33.9632
4418 | 15904800 | 5.4007 | 33.9698 | 35.3745 |  | 33.9657
4419 | 15908400 | 5.4008 | 33.9722 | 35.377 |  | 33.9682
4420 | 15912000 | 5.4009 | 33.9747 | 35.3794 |  | 33.9706
4421 | 15915600 | 5.401 | 33.9772 | 35.3819 |  | 33.9731
4422 | 15919200 | 5.4011 | 33.9796 | 35.3844 |  | 33.9755
4423 | 15922800 | 5.4012 | 33.9821 | 35.3868 |  | 33.978
4424 | 15926400 | 5.4013 | 33.9845 | 35.3893 |  | 33.9805
4425 | 15930000 | 5.4014 | 33.987 | 35.3918 |  | 33.9829
4426 | 15933600 | 5.4014 | 33.9894 | 35.3942 |  | 33.9854
4427 | 15937200 | 5.4015 | 33.9919 | 35.3967 |  | 33.9878
4428 | 15940800 | 5.4016 | 33.9944 | 35.3992 |  | 33.9903
4429 | 15944400 | 5.4017 | 33.9968 | 35.4016 |  | 33.9927
4430 | 15948000 | 5.4018 | 33.9993 | 35.4041 |  | 33.9952
4431 | 15951600 | 5.4019 | 34.0017 | 35.4066 |  | 33.9976
4432 | 15955200 | 5.402 | 34.0042 | 35.409 |  | 34.0001
4433 | 15958800 | 5.4021 | 34.0066 | 35.4115 |  | 34.0026
4434 | 15962400 | 5.4022 | 34.0091 | 35.414 |  | 34.005
4435 | 15966000 | 5.4023 | 34.0115 | 35.4164 |  | 34.0075
4436 | 15969600 | 5.4024 | 34.014 | 35.4189 |  | 34.0099
4437 | 15973200 | 5.4025 | 34.0165 | 35.4213 |  | 34.0124
4438 | 15976800 | 5.4026 | 34.0189 | 35.4238 |  | 34.0148
4439 | 15980400 | 5.4027 | 34.0214 | 35.4263 |  | 34.0173
4440 | 15984000 | 5.4028 | 34.0238 | 35.4287 |  | 34.0197
4441 | 15987600 | 5.4029 | 34.0263 | 35.4312 |  | 34.0222
4442 | 15991200 | 5.403 | 34.0287 | 35.4336 |  | 34.0246
4443 | 15994800 | 5.4031 | 34.0312 | 35.4361 |  | 34.0271
4444 | 15998400 | 5.4032 | 34.0336 | 35.4386 |  | 34.0295
4445 | 16002000 | 5.4033 | 34.0361 | 35.441 |  | 34.032
4446 | 16005600 | 5.4034 | 34.0385 | 35.4435 |  | 34.0344
4447 | 16009200 | 5.4035 | 34.041 | 35.4459 |  | 34.0369
4448 | 16012800 | 5.4036 | 34.0434 | 35.4484 |  | 34.0394
4449 | 16016400 | 5.4036 | 34.0459 | 35.4509 |  | 34.0418
4450 | 16020000 | 5.4037 | 34.0483 | 35.4533 |  | 34.0443
4451 | 16023600 | 5.4038 | 34.0508 | 35.4558 |  | 34.0467
4452 | 16027200 | 5.4039 | 34.0532 | 35.4582 |  | 34.0492
4453 | 16030800 | 5.404 | 34.0557 | 35.4607 |  | 34.0516
4454 | 16034400 | 5.4041 | 34.0581 | 35.4632 |  | 34.0541
4455 | 16038000 | 5.4042 | 34.0606 | 35.4656 |  | 34.0565
4456 | 16041600 | 5.4043 | 34.063 | 35.4681 |  | 34.0589
4457 | 16045200 | 5.4044 | 34.0655 | 35.4705 |  | 34.0614
4458 | 16048800 | 5.4045 | 34.0679 | 35.473 |  | 34.0638
4459 | 16052400 | 5.4046 | 34.0704 | 35.4754 |  | 34.0663
4460 | 16056000 | 5.4047 | 34.0728 | 35.4779 |  | 34.0687
4461 | 16059600 | 5.4048 | 34.0753 | 35.4804 |  | 34.0712
4462 | 16063200 | 5.4049 | 34.0777 | 35.4828 |  | 34.0736
4463 | 16066800 | 5.405 | 34.0802 | 35.4853 |  | 34.0761
4464 | 16070400 | 5.4051 | 34.0826 | 35.4877 |  | 34.0785
4465 | 16074000 | 5.4052 | 34.0851 | 35.4902 |  | 34.081
4466 | 16077600 | 5.4053 | 34.0875 | 35.4926 |  | 34.0834
4467 | 16081200 | 5.4054 | 34.09 | 35.4951 |  | 34.0859
4468 | 16084800 | 5.4055 | 34.0924 | 35.4975 |  | 34.0883
4469 | 16088400 | 5.4055 | 34.0949 | 35.5 |  | 34.0908
4470 | 16092000 | 5.4056 | 34.0973 | 35.5024 |  | 34.0932
4471 | 16095600 | 5.4057 | 34.0997 | 35.5049 |  | 34.0957
4472 | 16099200 | 5.4058 | 34.1022 | 35.5073 |  | 34.0981
4473 | 16102800 | 5.4059 | 34.1046 | 35.5098 |  | 34.1005
4474 | 16106400 | 5.406 | 34.1071 | 35.5123 |  | 34.103
4475 | 16110000 | 5.4061 | 34.1095 | 35.5147 |  | 34.1054
4476 | 16113600 | 5.4062 | 34.112 | 35.5172 |  | 34.1079
4477 | 16117200 | 5.4063 | 34.1144 | 35.5196 |  | 34.1103
4478 | 16120800 | 5.4064 | 34.1169 | 35.5221 |  | 34.1128
4479 | 16124400 | 5.4065 | 34.1193 | 35.5245 |  | 34.1152
4480 | 16128000 | 5.4066 | 34.1217 | 35.527 |  | 34.1176
4481 | 16131600 | 5.4067 | 34.1242 | 35.5294 |  | 34.1201
4482 | 16135200 | 5.4068 | 34.1266 | 35.5319 |  | 34.1225
4483 | 16138800 | 5.4069 | 34.1291 | 35.5343 |  | 34.125
4484 | 16142400 | 5.407 | 34.1315 | 35.5368 |  | 34.1274
4485 | 16146000 | 5.4071 | 34.1339 | 35.5392 |  | 34.1299
4486 | 16149600 | 5.4072 | 34.1364 | 35.5417 |  | 34.1323
4487 | 16153200 | 5.4073 | 34.1388 | 35.5441 |  | 34.1347
4488 | 16156800 | 5.4073 | 34.1413 | 35.5466 |  | 34.1372
4489 | 16160400 | 5.4074 | 34.1437 | 35.549 |  | 34.1396
4490 | 16164000 | 5.4075 | 34.1462 | 35.5515 |  | 34.1421
4491 | 16167600 | 5.4076 | 34.1486 | 35.5539 |  | 34.1445
4492 | 16171200 | 5.4077 | 34.151 | 35.5564 |  | 34.1469
4493 | 16174800 | 5.4078 | 34.1535 | 35.5588 |  | 34.1494
4494 | 16178400 | 5.4079 | 34.1559 | 35.5612 |  | 34.1518
4495 | 16182000 | 5.408 | 34.1584 | 35.5637 |  | 34.1543
4496 | 16185600 | 5.4081 | 34.1608 | 35.5661 |  | 34.1567
4497 | 16189200 | 5.4082 | 34.1632 | 35.5686 |  | 34.1591
4498 | 16192800 | 5.4083 | 34.1657 | 35.571 |  | 34.1616
4499 | 16196400 | 5.4084 | 34.1681 | 35.5735 |  | 34.164
4500 | 16200000 | 5.4085 | 34.1705 | 35.5759 |  | 34.1665
4501 | 16203600 | 5.4086 | 34.173 | 35.5784 |  | 34.1689
4502 | 16207200 | 5.4087 | 34.1754 | 35.5808 |  | 34.1713
4503 | 16210800 | 5.4088 | 34.1779 | 35.5833 |  | 34.1738
4504 | 16214400 | 5.4088 | 34.1803 | 35.5857 |  | 34.1762
4505 | 16218000 | 5.4089 | 34.1827 | 35.5882 |  | 34.1786
4506 | 16221600 | 5.409 | 34.1852 | 35.5906 |  | 34.1811
4507 | 16225200 | 5.4091 | 34.1876 | 35.593 |  | 34.1835
4508 | 16228800 | 5.4092 | 34.19 | 35.5955 |  | 34.1859
4509 | 16232400 | 5.4093 | 34.1925 | 35.5979 |  | 34.1884
4510 | 16236000 | 5.4094 | 34.1949 | 35.6004 |  | 34.1908
4511 | 16239600 | 5.4095 | 34.1973 | 35.6028 |  | 34.1932
4512 | 16243200 | 5.4096 | 34.1998 | 35.6053 |  | 34.1957
4513 | 16246800 | 5.4097 | 34.2022 | 35.6077 |  | 34.1981
4514 | 16250400 | 5.4098 | 34.2046 | 35.6101 |  | 34.2006
4515 | 16254000 | 5.4099 | 34.2071 | 35.6126 |  | 34.203
4516 | 16257600 | 5.41 | 34.2095 | 35.615 |  | 34.2054
4517 | 16261200 | 5.4101 | 34.2119 | 35.6175 |  | 34.2079
4518 | 16264800 | 5.4102 | 34.2144 | 35.6199 |  | 34.2103
4519 | 16268400 | 5.4102 | 34.2168 | 35.6223 |  | 34.2127
4520 | 16272000 | 5.4103 | 34.2192 | 35.6248 |  | 34.2152
4521 | 16275600 | 5.4104 | 34.2217 | 35.6272 |  | 34.2176
4522 | 16279200 | 5.4105 | 34.2241 | 35.6297 |  | 34.22
4523 | 16282800 | 5.4106 | 34.2265 | 35.6321 |  | 34.2224
4524 | 16286400 | 5.4107 | 34.229 | 35.6345 |  | 34.2249
4525 | 16290000 | 5.4108 | 34.2314 | 35.637 |  | 34.2273
4526 | 16293600 | 5.4109 | 34.2338 | 35.6394 |  | 34.2297
4527 | 16297200 | 5.411 | 34.2363 | 35.6419 |  | 34.2322
4528 | 16300800 | 5.4111 | 34.2387 | 35.6443 |  | 34.2346
4529 | 16304400 | 5.4112 | 34.2411 | 35.6467 |  | 34.237
4530 | 16308000 | 5.4113 | 34.2436 | 35.6492 |  | 34.2395
4531 | 16311600 | 5.4114 | 34.246 | 35.6516 |  | 34.2419
4532 | 16315200 | 5.4115 | 34.2484 | 35.6541 |  | 34.2443
4533 | 16318800 | 5.4116 | 34.2509 | 35.6565 |  | 34.2468
4534 | 16322400 | 5.4116 | 34.2533 | 35.6589 |  | 34.2492
4535 | 16326000 | 5.4117 | 34.2557 | 35.6614 |  | 34.2516
4536 | 16329600 | 5.4118 | 34.2581 | 35.6638 |  | 34.254
4537 | 16333200 | 5.4119 | 34.2606 | 35.6662 |  | 34.2565
4538 | 16336800 | 5.412 | 34.263 | 35.6687 |  | 34.2589
4539 | 16340400 | 5.4121 | 34.2654 | 35.6711 |  | 34.2613
4540 | 16344000 | 5.4122 | 34.2679 | 35.6735 |  | 34.2637
4541 | 16347600 | 5.4123 | 34.2703 | 35.676 |  | 34.2662
4542 | 16351200 | 5.4124 | 34.2727 | 35.6784 |  | 34.2686
4543 | 16354800 | 5.4125 | 34.2751 | 35.6808 |  | 34.271
4544 | 16358400 | 5.4126 | 34.2776 | 35.6833 |  | 34.2735
4545 | 16362000 | 5.4127 | 34.28 | 35.6857 |  | 34.2759
4546 | 16365600 | 5.4128 | 34.2824 | 35.6882 |  | 34.2783
4547 | 16369200 | 5.4128 | 34.2848 | 35.6906 |  | 34.2807
4548 | 16372800 | 5.4129 | 34.2873 | 35.693 |  | 34.2832
4549 | 16376400 | 5.413 | 34.2897 | 35.6955 |  | 34.2856
4550 | 16380000 | 5.4131 | 34.2921 | 35.6979 |  | 34.288
4551 | 16383600 | 5.4132 | 34.2945 | 35.7003 |  | 34.2904
4552 | 16387200 | 5.4133 | 34.297 | 35.7027 |  | 34.2929
4553 | 16390800 | 5.4134 | 34.2994 | 35.7052 |  | 34.2953
4554 | 16394400 | 5.4135 | 34.3018 | 35.7076 |  | 34.2977
4555 | 16398000 | 5.4136 | 34.3042 | 35.71 |  | 34.3001
4556 | 16401600 | 5.4137 | 34.3067 | 35.7125 |  | 34.3026
4557 | 16405200 | 5.4138 | 34.3091 | 35.7149 |  | 34.305
4558 | 16408800 | 5.4139 | 34.3115 | 35.7173 |  | 34.3074
4559 | 16412400 | 5.414 | 34.3139 | 35.7198 |  | 34.3098
4560 | 16416000 | 5.414 | 34.3164 | 35.7222 |  | 34.3122
4561 | 16419600 | 5.4141 | 34.3188 | 35.7246 |  | 34.3147
4562 | 16423200 | 5.4142 | 34.3212 | 35.7271 |  | 34.3171
4563 | 16426800 | 5.4143 | 34.3236 | 35.7295 |  | 34.3195
4564 | 16430400 | 5.4144 | 34.326 | 35.7319 |  | 34.3219
4565 | 16434000 | 5.4145 | 34.3285 | 35.7343 |  | 34.3244
4566 | 16437600 | 5.4146 | 34.3309 | 35.7368 |  | 34.3268
4567 | 16441200 | 5.4147 | 34.3333 | 35.7392 |  | 34.3292
4568 | 16444800 | 5.4148 | 34.3357 | 35.7416 |  | 34.3316
4569 | 16448400 | 5.4149 | 34.3381 | 35.7441 |  | 34.334
4570 | 16452000 | 5.415 | 34.3406 | 35.7465 |  | 34.3365
4571 | 16455600 | 5.4151 | 34.343 | 35.7489 |  | 34.3389
4572 | 16459200 | 5.4151 | 34.3454 | 35.7513 |  | 34.3413
4573 | 16462800 | 5.4152 | 34.3478 | 35.7538 |  | 34.3437
4574 | 16466400 | 5.4153 | 34.3502 | 35.7562 |  | 34.3461
4575 | 16470000 | 5.4154 | 34.3527 | 35.7586 |  | 34.3486
4576 | 16473600 | 5.4155 | 34.3551 | 35.761 |  | 34.351
4577 | 16477200 | 5.4156 | 34.3575 | 35.7635 |  | 34.3534
4578 | 16480800 | 5.4157 | 34.3599 | 35.7659 |  | 34.3558
4579 | 16484400 | 5.4158 | 34.3623 | 35.7683 |  | 34.3582
4580 | 16488000 | 5.4159 | 34.3648 | 35.7708 |  | 34.3606
4581 | 16491600 | 5.416 | 34.3672 | 35.7732 |  | 34.3631
4582 | 16495200 | 5.4161 | 34.3696 | 35.7756 |  | 34.3655
4583 | 16498800 | 5.4162 | 34.372 | 35.778 |  | 34.3679
4584 | 16502400 | 5.4162 | 34.3744 | 35.7805 |  | 34.3703
4585 | 16506000 | 5.4163 | 34.3768 | 35.7829 |  | 34.3727
4586 | 16509600 | 5.4164 | 34.3793 | 35.7853 |  | 34.3751
4587 | 16513200 | 5.4165 | 34.3817 | 35.7877 |  | 34.3776
4588 | 16516800 | 5.4166 | 34.3841 | 35.7901 |  | 34.38
4589 | 16520400 | 5.4167 | 34.3865 | 35.7926 |  | 34.3824
4590 | 16524000 | 5.4168 | 34.3889 | 35.795 |  | 34.3848
4591 | 16527600 | 5.4169 | 34.3913 | 35.7974 |  | 34.3872
4592 | 16531200 | 5.417 | 34.3937 | 35.7998 |  | 34.3896
4593 | 16534800 | 5.4171 | 34.3962 | 35.8023 |  | 34.392
4594 | 16538400 | 5.4172 | 34.3986 | 35.8047 |  | 34.3945
4595 | 16542000 | 5.4173 | 34.401 | 35.8071 |  | 34.3969
4596 | 16545600 | 5.4173 | 34.4034 | 35.8095 |  | 34.3993
4597 | 16549200 | 5.4174 | 34.4058 | 35.8119 |  | 34.4017
4598 | 16552800 | 5.4175 | 34.4082 | 35.8144 |  | 34.4041
4599 | 16556400 | 5.4176 | 34.4106 | 35.8168 |  | 34.4065
4600 | 16560000 | 5.4177 | 34.4131 | 35.8192 |  | 34.4089
4601 | 16563600 | 5.4178 | 34.4155 | 35.8216 |  | 34.4114
4602 | 16567200 | 5.4179 | 34.4179 | 35.824 |  | 34.4138
4603 | 16570800 | 5.418 | 34.4203 | 35.8265 |  | 34.4162
4604 | 16574400 | 5.4181 | 34.4227 | 35.8289 |  | 34.4186
4605 | 16578000 | 5.4182 | 34.4251 | 35.8313 |  | 34.421
4606 | 16581600 | 5.4182 | 34.4275 | 35.8337 |  | 34.4234
4607 | 16585200 | 5.4183 | 34.4299 | 35.8361 |  | 34.4258
4608 | 16588800 | 5.4184 | 34.4323 | 35.8386 |  | 34.4282
4609 | 16592400 | 5.4185 | 34.4348 | 35.841 |  | 34.4306
4610 | 16596000 | 5.4186 | 34.4372 | 35.8434 |  | 34.4331
4611 | 16599600 | 5.4187 | 34.4396 | 35.8458 |  | 34.4355
4612 | 16603200 | 5.4188 | 34.442 | 35.8482 |  | 34.4379
4613 | 16606800 | 5.4189 | 34.4444 | 35.8506 |  | 34.4403
4614 | 16610400 | 5.419 | 34.4468 | 35.8531 |  | 34.4427
4615 | 16614000 | 5.4191 | 34.4492 | 35.8555 |  | 34.4451
4616 | 16617600 | 5.4192 | 34.4516 | 35.8579 |  | 34.4475
4617 | 16621200 | 5.4192 | 34.454 | 35.8603 |  | 34.4499
4618 | 16624800 | 5.4193 | 34.4564 | 35.8627 |  | 34.4523
4619 | 16628400 | 5.4194 | 34.4588 | 35.8651 |  | 34.4547
4620 | 16632000 | 5.4195 | 34.4613 | 35.8676 |  | 34.4571
4621 | 16635600 | 5.4196 | 34.4637 | 35.87 |  | 34.4595
4622 | 16639200 | 5.4197 | 34.4661 | 35.8724 |  | 34.462
4623 | 16642800 | 5.4198 | 34.4685 | 35.8748 |  | 34.4644
4624 | 16646400 | 5.4199 | 34.4709 | 35.8772 |  | 34.4668
4625 | 16650000 | 5.42 | 34.4733 | 35.8796 |  | 34.4692
4626 | 16653600 | 5.4201 | 34.4757 | 35.882 |  | 34.4716
4627 | 16657200 | 5.4201 | 34.4781 | 35.8845 |  | 34.474
4628 | 16660800 | 5.4202 | 34.4805 | 35.8869 |  | 34.4764
4629 | 16664400 | 5.4203 | 34.4829 | 35.8893 |  | 34.4788
4630 | 16668000 | 5.4204 | 34.4853 | 35.8917 |  | 34.4812
4631 | 16671600 | 5.4205 | 34.4877 | 35.8941 |  | 34.4836
4632 | 16675200 | 5.4206 | 34.4901 | 35.8965 |  | 34.486
4633 | 16678800 | 5.4207 | 34.4925 | 35.8989 |  | 34.4884
4634 | 16682400 | 5.4208 | 34.4949 | 35.9013 |  | 34.4908
4635 | 16686000 | 5.4209 | 34.4973 | 35.9038 |  | 34.4932
4636 | 16689600 | 5.421 | 34.4997 | 35.9062 |  | 34.4956
4637 | 16693200 | 5.421 | 34.5021 | 35.9086 |  | 34.498
4638 | 16696800 | 5.4211 | 34.5046 | 35.911 |  | 34.5004
4639 | 16700400 | 5.4212 | 34.507 | 35.9134 |  | 34.5028
4640 | 16704000 | 5.4213 | 34.5094 | 35.9158 |  | 34.5052
4641 | 16707600 | 5.4214 | 34.5118 | 35.9182 |  | 34.5076
4642 | 16711200 | 5.4215 | 34.5142 | 35.9206 |  | 34.51
4643 | 16714800 | 5.4216 | 34.5166 | 35.923 |  | 34.5124
4644 | 16718400 | 5.4217 | 34.519 | 35.9254 |  | 34.5148
4645 | 16722000 | 5.4218 | 34.5214 | 35.9279 |  | 34.5172
4646 | 16725600 | 5.4219 | 34.5238 | 35.9303 |  | 34.5196
4647 | 16729200 | 5.4219 | 34.5262 | 35.9327 |  | 34.522
4648 | 16732800 | 5.422 | 34.5286 | 35.9351 |  | 34.5245
4649 | 16736400 | 5.4221 | 34.531 | 35.9375 |  | 34.5269
4650 | 16740000 | 5.4222 | 34.5334 | 35.9399 |  | 34.5293
4651 | 16743600 | 5.4223 | 34.5358 | 35.9423 |  | 34.5317
4652 | 16747200 | 5.4224 | 34.5382 | 35.9447 |  | 34.5341
4653 | 16750800 | 5.4225 | 34.5406 | 35.9471 |  | 34.5364
4654 | 16754400 | 5.4226 | 34.543 | 35.9495 |  | 34.5388
4655 | 16758000 | 5.4227 | 34.5454 | 35.9519 |  | 34.5412
4656 | 16761600 | 5.4227 | 34.5478 | 35.9543 |  | 34.5436
4657 | 16765200 | 5.4228 | 34.5502 | 35.9567 |  | 34.546
4658 | 16768800 | 5.4229 | 34.5526 | 35.9592 |  | 34.5484
4659 | 16772400 | 5.423 | 34.555 | 35.9616 |  | 34.5508
4660 | 16776000 | 5.4231 | 34.5574 | 35.964 |  | 34.5532
4661 | 16779600 | 5.4232 | 34.5598 | 35.9664 |  | 34.5556
4662 | 16783200 | 5.4233 | 34.5622 | 35.9688 |  | 34.558
4663 | 16786800 | 5.4234 | 34.5646 | 35.9712 |  | 34.5604
4664 | 16790400 | 5.4235 | 34.567 | 35.9736 |  | 34.5628
4665 | 16794000 | 5.4236 | 34.5693 | 35.976 |  | 34.5652
4666 | 16797600 | 5.4236 | 34.5717 | 35.9784 |  | 34.5676
4667 | 16801200 | 5.4237 | 34.5741 | 35.9808 |  | 34.57
4668 | 16804800 | 5.4238 | 34.5765 | 35.9832 |  | 34.5724
4669 | 16808400 | 5.4239 | 34.5789 | 35.9856 |  | 34.5748
4670 | 16812000 | 5.424 | 34.5813 | 35.988 |  | 34.5772
4671 | 16815600 | 5.4241 | 34.5837 | 35.9904 |  | 34.5796
4672 | 16819200 | 5.4242 | 34.5861 | 35.9928 |  | 34.582
4673 | 16822800 | 5.4243 | 34.5885 | 35.9952 |  | 34.5844
4674 | 16826400 | 5.4244 | 34.5909 | 35.9976 |  | 34.5868
4675 | 16830000 | 5.4244 | 34.5933 | 36 |  | 34.5892
4676 | 16833600 | 5.4245 | 34.5957 | 36.0024 |  | 34.5916
4677 | 16837200 | 5.4246 | 34.5981 | 36.0048 |  | 34.594
4678 | 16840800 | 5.4247 | 34.6005 | 36.0072 |  | 34.5964
4679 | 16844400 | 5.4248 | 34.6029 | 36.0096 |  | 34.5987
4680 | 16848000 | 5.4249 | 34.6053 | 36.012 |  | 34.6011
4681 | 16851600 | 5.425 | 34.6077 | 36.0144 |  | 34.6035
4682 | 16855200 | 5.4251 | 34.6101 | 36.0168 |  | 34.6059
4683 | 16858800 | 5.4252 | 34.6124 | 36.0192 |  | 34.6083
4684 | 16862400 | 5.4252 | 34.6148 | 36.0216 |  | 34.6107
4685 | 16866000 | 5.4253 | 34.6172 | 36.024 |  | 34.6131
4686 | 16869600 | 5.4254 | 34.6196 | 36.0264 |  | 34.6155
4687 | 16873200 | 5.4255 | 34.622 | 36.0288 |  | 34.6179
4688 | 16876800 | 5.4256 | 34.6244 | 36.0312 |  | 34.6203
4689 | 16880400 | 5.4257 | 34.6268 | 36.0336 |  | 34.6227
4690 | 16884000 | 5.4258 | 34.6292 | 36.036 |  | 34.6251
4691 | 16887600 | 5.4259 | 34.6316 | 36.0384 |  | 34.6274
4692 | 16891200 | 5.4259 | 34.634 | 36.0408 |  | 34.6298
4693 | 16894800 | 5.426 | 34.6364 | 36.0432 |  | 34.6322
4694 | 16898400 | 5.4261 | 34.6387 | 36.0456 |  | 34.6346
4695 | 16902000 | 5.4262 | 34.6411 | 36.048 |  | 34.637
4696 | 16905600 | 5.4263 | 34.6435 | 36.0504 |  | 34.6394
4697 | 16909200 | 5.4264 | 34.6459 | 36.0528 |  | 34.6418
4698 | 16912800 | 5.4265 | 34.6483 | 36.0552 |  | 34.6442
4699 | 16916400 | 5.4266 | 34.6507 | 36.0576 |  | 34.6466
4700 | 16920000 | 5.4267 | 34.6531 | 36.06 |  | 34.6489
4701 | 16923600 | 5.4267 | 34.6555 | 36.0624 |  | 34.6513
4702 | 16927200 | 5.4268 | 34.6579 | 36.0648 |  | 34.6537
4703 | 16930800 | 5.4269 | 34.6602 | 36.0672 |  | 34.6561
4704 | 16934400 | 5.427 | 34.6626 | 36.0696 |  | 34.6585
4705 | 16938000 | 5.4271 | 34.665 | 36.072 |  | 34.6609
4706 | 16941600 | 5.4272 | 34.6674 | 36.0743 |  | 34.6633
4707 | 16945200 | 5.4273 | 34.6698 | 36.0767 |  | 34.6657
4708 | 16948800 | 5.4274 | 34.6722 | 36.0791 |  | 34.668
4709 | 16952400 | 5.4274 | 34.6746 | 36.0815 |  | 34.6704
4710 | 16956000 | 5.4275 | 34.6769 | 36.0839 |  | 34.6728
4711 | 16959600 | 5.4276 | 34.6793 | 36.0863 |  | 34.6752
4712 | 16963200 | 5.4277 | 34.6817 | 36.0887 |  | 34.6776
4713 | 16966800 | 5.4278 | 34.6841 | 36.0911 |  | 34.68
4714 | 16970400 | 5.4279 | 34.6865 | 36.0935 |  | 34.6824
4715 | 16974000 | 5.428 | 34.6889 | 36.0959 |  | 34.6847
4716 | 16977600 | 5.4281 | 34.6913 | 36.0983 |  | 34.6871
4717 | 16981200 | 5.4281 | 34.6936 | 36.1007 |  | 34.6895
4718 | 16984800 | 5.4282 | 34.696 | 36.1031 |  | 34.6919
4719 | 16988400 | 5.4283 | 34.6984 | 36.1054 |  | 34.6943
4720 | 16992000 | 5.4284 | 34.7008 | 36.1078 |  | 34.6967
4721 | 16995600 | 5.4285 | 34.7032 | 36.1102 |  | 34.699
4722 | 16999200 | 5.4286 | 34.7056 | 36.1126 |  | 34.7014
4723 | 17002800 | 5.4287 | 34.7079 | 36.115 |  | 34.7038
4724 | 17006400 | 5.4288 | 34.7103 | 36.1174 |  | 34.7062
4725 | 17010000 | 5.4288 | 34.7127 | 36.1198 |  | 34.7086
4726 | 17013600 | 5.4289 | 34.7151 | 36.1222 |  | 34.711
4727 | 17017200 | 5.429 | 34.7175 | 36.1246 |  | 34.7133
4728 | 17020800 | 5.4291 | 34.7199 | 36.127 |  | 34.7157
4729 | 17024400 | 5.4292 | 34.7222 | 36.1293 |  | 34.7181
4730 | 17028000 | 5.4293 | 34.7246 | 36.1317 |  | 34.7205
4731 | 17031600 | 5.4294 | 34.727 | 36.1341 |  | 34.7229
4732 | 17035200 | 5.4295 | 34.7294 | 36.1365 |  | 34.7252
4733 | 17038800 | 5.4295 | 34.7318 | 36.1389 |  | 34.7276
4734 | 17042400 | 5.4296 | 34.7341 | 36.1413 |  | 34.73
4735 | 17046000 | 5.4297 | 34.7365 | 36.1437 |  | 34.7324
4736 | 17049600 | 5.4298 | 34.7389 | 36.1461 |  | 34.7348
4737 | 17053200 | 5.4299 | 34.7413 | 36.1484 |  | 34.7371
4738 | 17056800 | 5.43 | 34.7437 | 36.1508 |  | 34.7395
4739 | 17060400 | 5.4301 | 34.746 | 36.1532 |  | 34.7419
4740 | 17064000 | 5.4302 | 34.7484 | 36.1556 |  | 34.7443
4741 | 17067600 | 5.4302 | 34.7508 | 36.158 |  | 34.7467
4742 | 17071200 | 5.4303 | 34.7532 | 36.1604 |  | 34.749
4743 | 17074800 | 5.4304 | 34.7555 | 36.1628 |  | 34.7514
4744 | 17078400 | 5.4305 | 34.7579 | 36.1651 |  | 34.7538
4745 | 17082000 | 5.4306 | 34.7603 | 36.1675 |  | 34.7562
4746 | 17085600 | 5.4307 | 34.7627 | 36.1699 |  | 34.7585
4747 | 17089200 | 5.4308 | 34.7651 | 36.1723 |  | 34.7609
4748 | 17092800 | 5.4308 | 34.7674 | 36.1747 |  | 34.7633
4749 | 17096400 | 5.4309 | 34.7698 | 36.1771 |  | 34.7657
4750 | 17100000 | 5.431 | 34.7722 | 36.1794 |  | 34.768
4751 | 17103600 | 5.4311 | 34.7746 | 36.1818 |  | 34.7704
4752 | 17107200 | 5.4312 | 34.7769 | 36.1842 |  | 34.7728
4753 | 17110800 | 5.4313 | 34.7793 | 36.1866 |  | 34.7752
4754 | 17114400 | 5.4314 | 34.7817 | 36.189 |  | 34.7775
4755 | 17118000 | 5.4315 | 34.7841 | 36.1914 |  | 34.7799
4756 | 17121600 | 5.4315 | 34.7864 | 36.1937 |  | 34.7823
4757 | 17125200 | 5.4316 | 34.7888 | 36.1961 |  | 34.7847
4758 | 17128800 | 5.4317 | 34.7912 | 36.1985 |  | 34.787
4759 | 17132400 | 5.4318 | 34.7936 | 36.2009 |  | 34.7894
4760 | 17136000 | 5.4319 | 34.7959 | 36.2033 |  | 34.7918
4761 | 17139600 | 5.432 | 34.7983 | 36.2057 |  | 34.7942
4762 | 17143200 | 5.4321 | 34.8007 | 36.208 |  | 34.7965
4763 | 17146800 | 5.4321 | 34.8031 | 36.2104 |  | 34.7989
4764 | 17150400 | 5.4322 | 34.8054 | 36.2128 |  | 34.8013
4765 | 17154000 | 5.4323 | 34.8078 | 36.2152 |  | 34.8037
4766 | 17157600 | 5.4324 | 34.8102 | 36.2176 |  | 34.806
4767 | 17161200 | 5.4325 | 34.8125 | 36.2199 |  | 34.8084
4768 | 17164800 | 5.4326 | 34.8149 | 36.2223 |  | 34.8108
4769 | 17168400 | 5.4327 | 34.8173 | 36.2247 |  | 34.8131
4770 | 17172000 | 5.4328 | 34.8197 | 36.2271 |  | 34.8155
4771 | 17175600 | 5.4328 | 34.822 | 36.2294 |  | 34.8179
4772 | 17179200 | 5.4329 | 34.8244 | 36.2318 |  | 34.8203
4773 | 17182800 | 5.433 | 34.8268 | 36.2342 |  | 34.8226
4774 | 17186400 | 5.4331 | 34.8291 | 36.2366 |  | 34.825
4775 | 17190000 | 5.4332 | 34.8315 | 36.239 |  | 34.8274
4776 | 17193600 | 5.4333 | 34.8339 | 36.2413 |  | 34.8297
4777 | 17197200 | 5.4334 | 34.8363 | 36.2437 |  | 34.8321
4778 | 17200800 | 5.4334 | 34.8386 | 36.2461 |  | 34.8345
4779 | 17204400 | 5.4335 | 34.841 | 36.2485 |  | 34.8369
4780 | 17208000 | 5.4336 | 34.8434 | 36.2508 |  | 34.8392
4781 | 17211600 | 5.4337 | 34.8457 | 36.2532 |  | 34.8416
4782 | 17215200 | 5.4338 | 34.8481 | 36.2556 |  | 34.844
4783 | 17218800 | 5.4339 | 34.8505 | 36.258 |  | 34.8463
4784 | 17222400 | 5.434 | 34.8528 | 36.2603 |  | 34.8487
4785 | 17226000 | 5.434 | 34.8552 | 36.2627 |  | 34.8511
4786 | 17229600 | 5.4341 | 34.8576 | 36.2651 |  | 34.8534
4787 | 17233200 | 5.4342 | 34.8599 | 36.2675 |  | 34.8558
4788 | 17236800 | 5.4343 | 34.8623 | 36.2698 |  | 34.8582
4789 | 17240400 | 5.4344 | 34.8647 | 36.2722 |  | 34.8605
4790 | 17244000 | 5.4345 | 34.867 | 36.2746 |  | 34.8629
4791 | 17247600 | 5.4346 | 34.8694 | 36.277 |  | 34.8653
4792 | 17251200 | 5.4346 | 34.8718 | 36.2793 |  | 34.8676
4793 | 17254800 | 5.4347 | 34.8741 | 36.2817 |  | 34.87
4794 | 17258400 | 5.4348 | 34.8765 | 36.2841 |  | 34.8724
4795 | 17262000 | 5.4349 | 34.8789 | 36.2865 |  | 34.8747
4796 | 17265600 | 5.435 | 34.8812 | 36.2888 |  | 34.8771
4797 | 17269200 | 5.4351 | 34.8836 | 36.2912 |  | 34.8795
4798 | 17272800 | 5.4352 | 34.886 | 36.2936 |  | 34.8818
4799 | 17276400 | 5.4352 | 34.8883 | 36.296 |  | 34.8842
4800 | 17280000 | 5.4353 | 34.8907 | 36.2983 |  | 34.8866
4801 | 17283600 | 5.4354 | 34.8931 | 36.3007 |  | 34.8889
4802 | 17287200 | 5.4355 | 34.8954 | 36.3031 |  | 34.8913
4803 | 17290800 | 5.4356 | 34.8978 | 36.3054 |  | 34.8936
4804 | 17294400 | 5.4357 | 34.9002 | 36.3078 |  | 34.896
4805 | 17298000 | 5.4358 | 34.9025 | 36.3102 |  | 34.8984
4806 | 17301600 | 5.4358 | 34.9049 | 36.3125 |  | 34.9007
4807 | 17305200 | 5.4359 | 34.9072 | 36.3149 |  | 34.9031
4808 | 17308800 | 5.436 | 34.9096 | 36.3173 |  | 34.9055
4809 | 17312400 | 5.4361 | 34.912 | 36.3197 |  | 34.9078
4810 | 17316000 | 5.4362 | 34.9143 | 36.322 |  | 34.9102
4811 | 17319600 | 5.4363 | 34.9167 | 36.3244 |  | 34.9125
4812 | 17323200 | 5.4363 | 34.9191 | 36.3268 |  | 34.9149
4813 | 17326800 | 5.4364 | 34.9214 | 36.3291 |  | 34.9173
4814 | 17330400 | 5.4365 | 34.9238 | 36.3315 |  | 34.9196
4815 | 17334000 | 5.4366 | 34.9261 | 36.3339 |  | 34.922
4816 | 17337600 | 5.4367 | 34.9285 | 36.3362 |  | 34.9243
4817 | 17341200 | 5.4368 | 34.9309 | 36.3386 |  | 34.9267
4818 | 17344800 | 5.4369 | 34.9332 | 36.341 |  | 34.9291
4819 | 17348400 | 5.4369 | 34.9356 | 36.3433 |  | 34.9314
4820 | 17352000 | 5.437 | 34.9379 | 36.3457 |  | 34.9338
4821 | 17355600 | 5.4371 | 34.9403 | 36.3481 |  | 34.9361
4822 | 17359200 | 5.4372 | 34.9427 | 36.3504 |  | 34.9385
4823 | 17362800 | 5.4373 | 34.945 | 36.3528 |  | 34.9409
4824 | 17366400 | 5.4374 | 34.9474 | 36.3552 |  | 34.9432
4825 | 17370000 | 5.4375 | 34.9497 | 36.3575 |  | 34.9456
4826 | 17373600 | 5.4375 | 34.9521 | 36.3599 |  | 34.9479
4827 | 17377200 | 5.4376 | 34.9545 | 36.3623 |  | 34.9503
4828 | 17380800 | 5.4377 | 34.9568 | 36.3646 |  | 34.9527
4829 | 17384400 | 5.4378 | 34.9592 | 36.367 |  | 34.955
4830 | 17388000 | 5.4379 | 34.9615 | 36.3694 |  | 34.9574
4831 | 17391600 | 5.438 | 34.9639 | 36.3717 |  | 34.9597
4832 | 17395200 | 5.438 | 34.9662 | 36.3741 |  | 34.9621
4833 | 17398800 | 5.4381 | 34.9686 | 36.3765 |  | 34.9644
4834 | 17402400 | 5.4382 | 34.971 | 36.3788 |  | 34.9668
4835 | 17406000 | 5.4383 | 34.9733 | 36.3812 |  | 34.9692
4836 | 17409600 | 5.4384 | 34.9757 | 36.3835 |  | 34.9715
4837 | 17413200 | 5.4385 | 34.978 | 36.3859 |  | 34.9739
4838 | 17416800 | 5.4386 | 34.9804 | 36.3883 |  | 34.9762
4839 | 17420400 | 5.4386 | 34.9827 | 36.3906 |  | 34.9786
4840 | 17424000 | 5.4387 | 34.9851 | 36.393 |  | 34.9809
4841 | 17427600 | 5.4388 | 34.9874 | 36.3954 |  | 34.9833
4842 | 17431200 | 5.4389 | 34.9898 | 36.3977 |  | 34.9856
4843 | 17434800 | 5.439 | 34.9922 | 36.4001 |  | 34.988
4844 | 17438400 | 5.4391 | 34.9945 | 36.4024 |  | 34.9904
4845 | 17442000 | 5.4391 | 34.9969 | 36.4048 |  | 34.9927
4846 | 17445600 | 5.4392 | 34.9992 | 36.4072 |  | 34.9951
4847 | 17449200 | 5.4393 | 35.0016 | 36.4095 |  | 34.9974
4848 | 17452800 | 5.4394 | 35.0039 | 36.4119 |  | 34.9998
4849 | 17456400 | 5.4395 | 35.0063 | 36.4142 |  | 35.0021
4850 | 17460000 | 5.4396 | 35.0086 | 36.4166 |  | 35.0045
4851 | 17463600 | 5.4397 | 35.011 | 36.419 |  | 35.0068
4852 | 17467200 | 5.4397 | 35.0133 | 36.4213 |  | 35.0092
4853 | 17470800 | 5.4398 | 35.0157 | 36.4237 |  | 35.0115
4854 | 17474400 | 5.4399 | 35.018 | 36.426 |  | 35.0139
4855 | 17478000 | 5.44 | 35.0204 | 36.4284 |  | 35.0162
4856 | 17481600 | 5.4401 | 35.0227 | 36.4308 |  | 35.0186
4857 | 17485200 | 5.4402 | 35.0251 | 36.4331 |  | 35.0209
4858 | 17488800 | 5.4402 | 35.0274 | 36.4355 |  | 35.0233
4859 | 17492400 | 5.4403 | 35.0298 | 36.4378 |  | 35.0256
4860 | 17496000 | 5.4404 | 35.0321 | 36.4402 |  | 35.028
4861 | 17499600 | 5.4405 | 35.0345 | 36.4426 |  | 35.0303
4862 | 17503200 | 5.4406 | 35.0368 | 36.4449 |  | 35.0327
4863 | 17506800 | 5.4407 | 35.0392 | 36.4473 |  | 35.035
4864 | 17510400 | 5.4407 | 35.0415 | 36.4496 |  | 35.0374
4865 | 17514000 | 5.4408 | 35.0439 | 36.452 |  | 35.0397
4866 | 17517600 | 5.4409 | 35.0462 | 36.4543 |  | 35.0421
4867 | 17521200 | 5.441 | 35.0486 | 36.4567 |  | 35.0444
4868 | 17524800 | 5.4411 | 35.0509 | 36.459 |  | 35.0468
4869 | 17528400 | 5.4412 | 35.0533 | 36.4614 |  | 35.0491
4870 | 17532000 | 5.4412 | 35.0556 | 36.4638 |  | 35.0515
4871 | 17535600 | 5.4413 | 35.058 | 36.4661 |  | 35.0538
4872 | 17539200 | 5.4414 | 35.0603 | 36.4685 |  | 35.0562
4873 | 17542800 | 5.4415 | 35.0627 | 36.4708 |  | 35.0585
4874 | 17546400 | 5.4416 | 35.065 | 36.4732 |  | 35.0609
4875 | 17550000 | 5.4417 | 35.0674 | 36.4755 |  | 35.0632
4876 | 17553600 | 5.4417 | 35.0697 | 36.4779 |  | 35.0656
4877 | 17557200 | 5.4418 | 35.0721 | 36.4802 |  | 35.0679
4878 | 17560800 | 5.4419 | 35.0744 | 36.4826 |  | 35.0703
4879 | 17564400 | 5.442 | 35.0768 | 36.4849 |  | 35.0726
4880 | 17568000 | 5.4421 | 35.0791 | 36.4873 |  | 35.0749
4881 | 17571600 | 5.4422 | 35.0815 | 36.4896 |  | 35.0773
4882 | 17575200 | 5.4422 | 35.0838 | 36.492 |  | 35.0796
4883 | 17578800 | 5.4423 | 35.0861 | 36.4944 |  | 35.082
4884 | 17582400 | 5.4424 | 35.0885 | 36.4967 |  | 35.0843
4885 | 17586000 | 5.4425 | 35.0908 | 36.4991 |  | 35.0867
4886 | 17589600 | 5.4426 | 35.0932 | 36.5014 |  | 35.089
4887 | 17593200 | 5.4427 | 35.0955 | 36.5038 |  | 35.0914
4888 | 17596800 | 5.4427 | 35.0979 | 36.5061 |  | 35.0937
4889 | 17600400 | 5.4428 | 35.1002 | 36.5085 |  | 35.0961
4890 | 17604000 | 5.4429 | 35.1026 | 36.5108 |  | 35.0984
4891 | 17607600 | 5.443 | 35.1049 | 36.5132 |  | 35.1007
4892 | 17611200 | 5.4431 | 35.1072 | 36.5155 |  | 35.1031
4893 | 17614800 | 5.4432 | 35.1096 | 36.5179 |  | 35.1054
4894 | 17618400 | 5.4432 | 35.1119 | 36.5202 |  | 35.1078
4895 | 17622000 | 5.4433 | 35.1143 | 36.5226 |  | 35.1101
4896 | 17625600 | 5.4434 | 35.1166 | 36.5249 |  | 35.1125
4897 | 17629200 | 5.4435 | 35.119 | 36.5273 |  | 35.1148
4898 | 17632800 | 5.4436 | 35.1213 | 36.5296 |  | 35.1171
4899 | 17636400 | 5.4437 | 35.1236 | 36.532 |  | 35.1195
4900 | 17640000 | 5.4437 | 35.126 | 36.5343 |  | 35.1218
4901 | 17643600 | 5.4438 | 35.1283 | 36.5367 |  | 35.1242
4902 | 17647200 | 5.4439 | 35.1307 | 36.539 |  | 35.1265
4903 | 17650800 | 5.444 | 35.133 | 36.5414 |  | 35.1288
4904 | 17654400 | 5.4441 | 35.1353 | 36.5437 |  | 35.1312
4905 | 17658000 | 5.4442 | 35.1377 | 36.546 |  | 35.1335
4906 | 17661600 | 5.4442 | 35.14 | 36.5484 |  | 35.1359
4907 | 17665200 | 5.4443 | 35.1424 | 36.5507 |  | 35.1382
4908 | 17668800 | 5.4444 | 35.1447 | 36.5531 |  | 35.1405
4909 | 17672400 | 5.4445 | 35.147 | 36.5554 |  | 35.1429
4910 | 17676000 | 5.4446 | 35.1494 | 36.5578 |  | 35.1452
4911 | 17679600 | 5.4447 | 35.1517 | 36.5601 |  | 35.1476
4912 | 17683200 | 5.4447 | 35.1541 | 36.5625 |  | 35.1499
4913 | 17686800 | 5.4448 | 35.1564 | 36.5648 |  | 35.1522
4914 | 17690400 | 5.4449 | 35.1587 | 36.5672 |  | 35.1546
4915 | 17694000 | 5.445 | 35.1611 | 36.5695 |  | 35.1569
4916 | 17697600 | 5.4451 | 35.1634 | 36.5719 |  | 35.1592
4917 | 17701200 | 5.4451 | 35.1658 | 36.5742 |  | 35.1616
4918 | 17704800 | 5.4452 | 35.1681 | 36.5765 |  | 35.1639
4919 | 17708400 | 5.4453 | 35.1704 | 36.5789 |  | 35.1663
4920 | 17712000 | 5.4454 | 35.1728 | 36.5812 |  | 35.1686
4921 | 17715600 | 5.4455 | 35.1751 | 36.5836 |  | 35.1709
4922 | 17719200 | 5.4456 | 35.1774 | 36.5859 |  | 35.1733
4923 | 17722800 | 5.4456 | 35.1798 | 36.5883 |  | 35.1756
4924 | 17726400 | 5.4457 | 35.1821 | 36.5906 |  | 35.1779
4925 | 17730000 | 5.4458 | 35.1844 | 36.5929 |  | 35.1803
4926 | 17733600 | 5.4459 | 35.1868 | 36.5953 |  | 35.1826
4927 | 17737200 | 5.446 | 35.1891 | 36.5976 |  | 35.1849
4928 | 17740800 | 5.4461 | 35.1915 | 36.6 |  | 35.1873
4929 | 17744400 | 5.4461 | 35.1938 | 36.6023 |  | 35.1896
4930 | 17748000 | 5.4462 | 35.1961 | 36.6047 |  | 35.192
4931 | 17751600 | 5.4463 | 35.1985 | 36.607 |  | 35.1943
4932 | 17755200 | 5.4464 | 35.2008 | 36.6093 |  | 35.1966
4933 | 17758800 | 5.4465 | 35.2031 | 36.6117 |  | 35.199
4934 | 17762400 | 5.4465 | 35.2055 | 36.614 |  | 35.2013
4935 | 17766000 | 5.4466 | 35.2078 | 36.6164 |  | 35.2036
4936 | 17769600 | 5.4467 | 35.2101 | 36.6187 |  | 35.206
4937 | 17773200 | 5.4468 | 35.2125 | 36.621 |  | 35.2083
4938 | 17776800 | 5.4469 | 35.2148 | 36.6234 |  | 35.2106
4939 | 17780400 | 5.447 | 35.2171 | 36.6257 |  | 35.213
4940 | 17784000 | 5.447 | 35.2195 | 36.6281 |  | 35.2153
4941 | 17787600 | 5.4471 | 35.2218 | 36.6304 |  | 35.2176
4942 | 17791200 | 5.4472 | 35.2241 | 36.6327 |  | 35.2199
4943 | 17794800 | 5.4473 | 35.2265 | 36.6351 |  | 35.2223
4944 | 17798400 | 5.4474 | 35.2288 | 36.6374 |  | 35.2246
4945 | 17802000 | 5.4474 | 35.2311 | 36.6398 |  | 35.2269
4946 | 17805600 | 5.4475 | 35.2334 | 36.6421 |  | 35.2293
4947 | 17809200 | 5.4476 | 35.2358 | 36.6444 |  | 35.2316
4948 | 17812800 | 5.4477 | 35.2381 | 36.6468 |  | 35.2339
4949 | 17816400 | 5.4478 | 35.2404 | 36.6491 |  | 35.2363
4950 | 17820000 | 5.4479 | 35.2428 | 36.6514 |  | 35.2386
4951 | 17823600 | 5.4479 | 35.2451 | 36.6538 |  | 35.2409
4952 | 17827200 | 5.448 | 35.2474 | 36.6561 |  | 35.2433
4953 | 17830800 | 5.4481 | 35.2498 | 36.6584 |  | 35.2456
4954 | 17834400 | 5.4482 | 35.2521 | 36.6608 |  | 35.2479
4955 | 17838000 | 5.4483 | 35.2544 | 36.6631 |  | 35.2502
4956 | 17841600 | 5.4483 | 35.2567 | 36.6655 |  | 35.2526
4957 | 17845200 | 5.4484 | 35.2591 | 36.6678 |  | 35.2549
4958 | 17848800 | 5.4485 | 35.2614 | 36.6701 |  | 35.2572
4959 | 17852400 | 5.4486 | 35.2637 | 36.6725 |  | 35.2596
4960 | 17856000 | 5.4487 | 35.2661 | 36.6748 |  | 35.2619
4961 | 17859600 | 5.4488 | 35.2684 | 36.6771 |  | 35.2642
4962 | 17863200 | 5.4488 | 35.2707 | 36.6795 |  | 35.2665
4963 | 17866800 | 5.4489 | 35.273 | 36.6818 |  | 35.2689
4964 | 17870400 | 5.449 | 35.2754 | 36.6841 |  | 35.2712
4965 | 17874000 | 5.4491 | 35.2777 | 36.6865 |  | 35.2735
4966 | 17877600 | 5.4492 | 35.28 | 36.6888 |  | 35.2758
4967 | 17881200 | 5.4492 | 35.2823 | 36.6911 |  | 35.2782
4968 | 17884800 | 5.4493 | 35.2847 | 36.6935 |  | 35.2805
4969 | 17888400 | 5.4494 | 35.287 | 36.6958 |  | 35.2828
4970 | 17892000 | 5.4495 | 35.2893 | 36.6981 |  | 35.2852
4971 | 17895600 | 5.4496 | 35.2917 | 36.7005 |  | 35.2875
4972 | 17899200 | 5.4497 | 35.294 | 36.7028 |  | 35.2898
4973 | 17902800 | 5.4497 | 35.2963 | 36.7051 |  | 35.2921
4974 | 17906400 | 5.4498 | 35.2986 | 36.7075 |  | 35.2945
4975 | 17910000 | 5.4499 | 35.301 | 36.7098 |  | 35.2968
4976 | 17913600 | 5.45 | 35.3033 | 36.7121 |  | 35.2991
4977 | 17917200 | 5.4501 | 35.3056 | 36.7145 |  | 35.3014
4978 | 17920800 | 5.4501 | 35.3079 | 36.7168 |  | 35.3037
4979 | 17924400 | 5.4502 | 35.3102 | 36.7191 |  | 35.3061
4980 | 17928000 | 5.4503 | 35.3126 | 36.7214 |  | 35.3084
4981 | 17931600 | 5.4504 | 35.3149 | 36.7238 |  | 35.3107
4982 | 17935200 | 5.4505 | 35.3172 | 36.7261 |  | 35.313
4983 | 17938800 | 5.4505 | 35.3195 | 36.7284 |  | 35.3154
4984 | 17942400 | 5.4506 | 35.3219 | 36.7308 |  | 35.3177
4985 | 17946000 | 5.4507 | 35.3242 | 36.7331 |  | 35.32
4986 | 17949600 | 5.4508 | 35.3265 | 36.7354 |  | 35.3223
4987 | 17953200 | 5.4509 | 35.3288 | 36.7378 |  | 35.3247
4988 | 17956800 | 5.4509 | 35.3312 | 36.7401 |  | 35.327
4989 | 17960400 | 5.451 | 35.3335 | 36.7424 |  | 35.3293
4990 | 17964000 | 5.4511 | 35.3358 | 36.7447 |  | 35.3316
4991 | 17967600 | 5.4512 | 35.3381 | 36.7471 |  | 35.3339
4992 | 17971200 | 5.4513 | 35.3404 | 36.7494 |  | 35.3363
4993 | 17974800 | 5.4513 | 35.3428 | 36.7517 |  | 35.3386
4994 | 17978400 | 5.4514 | 35.3451 | 36.754 |  | 35.3409
4995 | 17982000 | 5.4515 | 35.3474 | 36.7564 |  | 35.3432
4996 | 17985600 | 5.4516 | 35.3497 | 36.7587 |  | 35.3455
4997 | 17989200 | 5.4517 | 35.352 | 36.761 |  | 35.3479
4998 | 17992800 | 5.4518 | 35.3544 | 36.7634 |  | 35.3502
4999 | 17996400 | 5.4518 | 35.3567 | 36.7657 |  | 35.3525
5000 | 18000000 | 5.4519 | 35.359 | 36.768 |  | 35.3548
5001 | 18003600 | 5.452 | 35.3613 | 36.7703 |  | 35.3571
5002 | 18007200 | 5.4521 | 35.3636 | 36.7727 |  | 35.3595
5003 | 18010800 | 5.4522 | 35.366 | 36.775 |  | 35.3618
5004 | 18014400 | 5.4522 | 35.3683 | 36.7773 |  | 35.3641
5005 | 18018000 | 5.4523 | 35.3706 | 36.7796 |  | 35.3664
5006 | 18021600 | 5.4524 | 35.3729 | 36.782 |  | 35.3687
5007 | 18025200 | 5.4525 | 35.3752 | 36.7843 |  | 35.371
5008 | 18028800 | 5.4526 | 35.3775 | 36.7866 |  | 35.3734
5009 | 18032400 | 5.4526 | 35.3799 | 36.7889 |  | 35.3757
5010 | 18036000 | 5.4527 | 35.3822 | 36.7913 |  | 35.378
5011 | 18039600 | 5.4528 | 35.3845 | 36.7936 |  | 35.3803
5012 | 18043200 | 5.4529 | 35.3868 | 36.7959 |  | 35.3826
5013 | 18046800 | 5.453 | 35.3891 | 36.7982 |  | 35.3849
5014 | 18050400 | 5.453 | 35.3914 | 36.8005 |  | 35.3873
5015 | 18054000 | 5.4531 | 35.3938 | 36.8029 |  | 35.3896
5016 | 18057600 | 5.4532 | 35.3961 | 36.8052 |  | 35.3919
5017 | 18061200 | 5.4533 | 35.3984 | 36.8075 |  | 35.3942
5018 | 18064800 | 5.4534 | 35.4007 | 36.8098 |  | 35.3965
5019 | 18068400 | 5.4534 | 35.403 | 36.8122 |  | 35.3988
5020 | 18072000 | 5.4535 | 35.4053 | 36.8145 |  | 35.4011
5021 | 18075600 | 5.4536 | 35.4076 | 36.8168 |  | 35.4035
5022 | 18079200 | 5.4537 | 35.41 | 36.8191 |  | 35.4058
5023 | 18082800 | 5.4538 | 35.4123 | 36.8214 |  | 35.4081
5024 | 18086400 | 5.4538 | 35.4146 | 36.8238 |  | 35.4104
5025 | 18090000 | 5.4539 | 35.4169 | 36.8261 |  | 35.4127
5026 | 18093600 | 5.454 | 35.4192 | 36.8284 |  | 35.415
5027 | 18097200 | 5.4541 | 35.4215 | 36.8307 |  | 35.4173
5028 | 18100800 | 5.4542 | 35.4238 | 36.833 |  | 35.4197
5029 | 18104400 | 5.4542 | 35.4262 | 36.8354 |  | 35.422
5030 | 18108000 | 5.4543 | 35.4285 | 36.8377 |  | 35.4243
5031 | 18111600 | 5.4544 | 35.4308 | 36.84 |  | 35.4266
5032 | 18115200 | 5.4545 | 35.4331 | 36.8423 |  | 35.4289
5033 | 18118800 | 5.4546 | 35.4354 | 36.8446 |  | 35.4312
5034 | 18122400 | 5.4546 | 35.4377 | 36.847 |  | 35.4335
5035 | 18126000 | 5.4547 | 35.44 | 36.8493 |  | 35.4358
5036 | 18129600 | 5.4548 | 35.4423 | 36.8516 |  | 35.4382
5037 | 18133200 | 5.4549 | 35.4447 | 36.8539 |  | 35.4405
5038 | 18136800 | 5.455 | 35.447 | 36.8562 |  | 35.4428
5039 | 18140400 | 5.455 | 35.4493 | 36.8585 |  | 35.4451
5040 | 18144000 | 5.4551 | 35.4516 | 36.8609 |  | 35.4474
5041 | 18147600 | 5.4552 | 35.4539 | 36.8632 |  | 35.4497
5042 | 18151200 | 5.4553 | 35.4562 | 36.8655 |  | 35.452
5043 | 18154800 | 5.4554 | 35.4585 | 36.8678 |  | 35.4543
5044 | 18158400 | 5.4554 | 35.4608 | 36.8701 |  | 35.4566
5045 | 18162000 | 5.4555 | 35.4631 | 36.8724 |  | 35.4589
5046 | 18165600 | 5.4556 | 35.4654 | 36.8748 |  | 35.4613
5047 | 18169200 | 5.4557 | 35.4677 | 36.8771 |  | 35.4636
5048 | 18172800 | 5.4558 | 35.4701 | 36.8794 |  | 35.4659
5049 | 18176400 | 5.4558 | 35.4724 | 36.8817 |  | 35.4682
5050 | 18180000 | 5.4559 | 35.4747 | 36.884 |  | 35.4705
5051 | 18183600 | 5.456 | 35.477 | 36.8863 |  | 35.4728
5052 | 18187200 | 5.4561 | 35.4793 | 36.8886 |  | 35.4751
5053 | 18190800 | 5.4561 | 35.4816 | 36.891 |  | 35.4774
5054 | 18194400 | 5.4562 | 35.4839 | 36.8933 |  | 35.4797
5055 | 18198000 | 5.4563 | 35.4862 | 36.8956 |  | 35.482
5056 | 18201600 | 5.4564 | 35.4885 | 36.8979 |  | 35.4843
5057 | 18205200 | 5.4565 | 35.4908 | 36.9002 |  | 35.4866
5058 | 18208800 | 5.4565 | 35.4931 | 36.9025 |  | 35.4889
5059 | 18212400 | 5.4566 | 35.4954 | 36.9048 |  | 35.4912
5060 | 18216000 | 5.4567 | 35.4977 | 36.9072 |  | 35.4936
5061 | 18219600 | 5.4568 | 35.5001 | 36.9095 |  | 35.4959
5062 | 18223200 | 5.4569 | 35.5024 | 36.9118 |  | 35.4982
5063 | 18226800 | 5.4569 | 35.5047 | 36.9141 |  | 35.5005
5064 | 18230400 | 5.457 | 35.507 | 36.9164 |  | 35.5028
5065 | 18234000 | 5.4571 | 35.5093 | 36.9187 |  | 35.5051
5066 | 18237600 | 5.4572 | 35.5116 | 36.921 |  | 35.5074
5067 | 18241200 | 5.4573 | 35.5139 | 36.9233 |  | 35.5097
5068 | 18244800 | 5.4573 | 35.5162 | 36.9256 |  | 35.512
5069 | 18248400 | 5.4574 | 35.5185 | 36.928 |  | 35.5143
5070 | 18252000 | 5.4575 | 35.5208 | 36.9303 |  | 35.5166
5071 | 18255600 | 5.4576 | 35.5231 | 36.9326 |  | 35.5189
5072 | 18259200 | 5.4577 | 35.5254 | 36.9349 |  | 35.5212
5073 | 18262800 | 5.4577 | 35.5277 | 36.9372 |  | 35.5235
5074 | 18266400 | 5.4578 | 35.53 | 36.9395 |  | 35.5258
5075 | 18270000 | 5.4579 | 35.5323 | 36.9418 |  | 35.5281
5076 | 18273600 | 5.458 | 35.5346 | 36.9441 |  | 35.5304
5077 | 18277200 | 5.458 | 35.5369 | 36.9464 |  | 35.5327
5078 | 18280800 | 5.4581 | 35.5392 | 36.9487 |  | 35.535
5079 | 18284400 | 5.4582 | 35.5415 | 36.9511 |  | 35.5373
5080 | 18288000 | 5.4583 | 35.5438 | 36.9534 |  | 35.5396
5081 | 18291600 | 5.4584 | 35.5461 | 36.9557 |  | 35.5419
5082 | 18295200 | 5.4584 | 35.5484 | 36.958 |  | 35.5442
5083 | 18298800 | 5.4585 | 35.5507 | 36.9603 |  | 35.5465
5084 | 18302400 | 5.4586 | 35.553 | 36.9626 |  | 35.5488
5085 | 18306000 | 5.4587 | 35.5553 | 36.9649 |  | 35.5511
5086 | 18309600 | 5.4588 | 35.5576 | 36.9672 |  | 35.5534
5087 | 18313200 | 5.4588 | 35.5599 | 36.9695 |  | 35.5557
5088 | 18316800 | 5.4589 | 35.5622 | 36.9718 |  | 35.558
5089 | 18320400 | 5.459 | 35.5645 | 36.9741 |  | 35.5603
5090 | 18324000 | 5.4591 | 35.5668 | 36.9764 |  | 35.5626
5091 | 18327600 | 5.4591 | 35.5691 | 36.9787 |  | 35.5649
5092 | 18331200 | 5.4592 | 35.5714 | 36.981 |  | 35.5672
5093 | 18334800 | 5.4593 | 35.5737 | 36.9833 |  | 35.5695
5094 | 18338400 | 5.4594 | 35.576 | 36.9857 |  | 35.5718
5095 | 18342000 | 5.4595 | 35.5783 | 36.988 |  | 35.5741
5096 | 18345600 | 5.4595 | 35.5806 | 36.9903 |  | 35.5764
5097 | 18349200 | 5.4596 | 35.5829 | 36.9926 |  | 35.5787
5098 | 18352800 | 5.4597 | 35.5852 | 36.9949 |  | 35.581
5099 | 18356400 | 5.4598 | 35.5875 | 36.9972 |  | 35.5833
5100 | 18360000 | 5.4599 | 35.5898 | 36.9995 |  | 35.5856
5101 | 18363600 | 5.4599 | 35.5921 | 37.0018 |  | 35.5879
5102 | 18367200 | 5.46 | 35.5944 | 37.0041 |  | 35.5902
5103 | 18370800 | 5.4601 | 35.5967 | 37.0064 |  | 35.5925
5104 | 18374400 | 5.4602 | 35.599 | 37.0087 |  | 35.5948
5105 | 18378000 | 5.4602 | 35.6013 | 37.011 |  | 35.5971
5106 | 18381600 | 5.4603 | 35.6036 | 37.0133 |  | 35.5994
5107 | 18385200 | 5.4604 | 35.6059 | 37.0156 |  | 35.6017
5108 | 18388800 | 5.4605 | 35.6082 | 37.0179 |  | 35.604
5109 | 18392400 | 5.4606 | 35.6105 | 37.0202 |  | 35.6063
5110 | 18396000 | 5.4606 | 35.6128 | 37.0225 |  | 35.6086
5111 | 18399600 | 5.4607 | 35.6151 | 37.0248 |  | 35.6109
5112 | 18403200 | 5.4608 | 35.6174 | 37.0271 |  | 35.6132
5113 | 18406800 | 5.4609 | 35.6197 | 37.0294 |  | 35.6155
5114 | 18410400 | 5.4609 | 35.6219 | 37.0317 |  | 35.6177
5115 | 18414000 | 5.461 | 35.6242 | 37.034 |  | 35.62
5116 | 18417600 | 5.4611 | 35.6265 | 37.0363 |  | 35.6223
5117 | 18421200 | 5.4612 | 35.6288 | 37.0386 |  | 35.6246
5118 | 18424800 | 5.4613 | 35.6311 | 37.0409 |  | 35.6269
5119 | 18428400 | 5.4613 | 35.6334 | 37.0432 |  | 35.6292
5120 | 18432000 | 5.4614 | 35.6357 | 37.0455 |  | 35.6315
5121 | 18435600 | 5.4615 | 35.638 | 37.0478 |  | 35.6338
5122 | 18439200 | 5.4616 | 35.6403 | 37.0501 |  | 35.6361
5123 | 18442800 | 5.4616 | 35.6426 | 37.0524 |  | 35.6384
5124 | 18446400 | 5.4617 | 35.6449 | 37.0547 |  | 35.6407
5125 | 18450000 | 5.4618 | 35.6472 | 37.057 |  | 35.643
5126 | 18453600 | 5.4619 | 35.6495 | 37.0593 |  | 35.6453
5127 | 18457200 | 5.462 | 35.6518 | 37.0616 |  | 35.6476
5128 | 18460800 | 5.462 | 35.654 | 37.0639 |  | 35.6498
5129 | 18464400 | 5.4621 | 35.6563 | 37.0662 |  | 35.6521
5130 | 18468000 | 5.4622 | 35.6586 | 37.0685 |  | 35.6544
5131 | 18471600 | 5.4623 | 35.6609 | 37.0708 |  | 35.6567
5132 | 18475200 | 5.4623 | 35.6632 | 37.0731 |  | 35.659
5133 | 18478800 | 5.4624 | 35.6655 | 37.0754 |  | 35.6613
5134 | 18482400 | 5.4625 | 35.6678 | 37.0777 |  | 35.6636
5135 | 18486000 | 5.4626 | 35.6701 | 37.08 |  | 35.6659
5136 | 18489600 | 5.4627 | 35.6724 | 37.0823 |  | 35.6682
5137 | 18493200 | 5.4627 | 35.6747 | 37.0846 |  | 35.6705
5138 | 18496800 | 5.4628 | 35.677 | 37.0869 |  | 35.6727
5139 | 18500400 | 5.4629 | 35.6792 | 37.0892 |  | 35.675
5140 | 18504000 | 5.463 | 35.6815 | 37.0915 |  | 35.6773
5141 | 18507600 | 5.463 | 35.6838 | 37.0938 |  | 35.6796
5142 | 18511200 | 5.4631 | 35.6861 | 37.096 |  | 35.6819
5143 | 18514800 | 5.4632 | 35.6884 | 37.0983 |  | 35.6842
5144 | 18518400 | 5.4633 | 35.6907 | 37.1006 |  | 35.6865
5145 | 18522000 | 5.4633 | 35.693 | 37.1029 |  | 35.6888
5146 | 18525600 | 5.4634 | 35.6953 | 37.1052 |  | 35.6911
5147 | 18529200 | 5.4635 | 35.6975 | 37.1075 |  | 35.6933
5148 | 18532800 | 5.4636 | 35.6998 | 37.1098 |  | 35.6956
5149 | 18536400 | 5.4637 | 35.7021 | 37.1121 |  | 35.6979
5150 | 18540000 | 5.4637 | 35.7044 | 37.1144 |  | 35.7002
5151 | 18543600 | 5.4638 | 35.7067 | 37.1167 |  | 35.7025
5152 | 18547200 | 5.4639 | 35.709 | 37.119 |  | 35.7048
5153 | 18550800 | 5.464 | 35.7113 | 37.1213 |  | 35.7071
5154 | 18554400 | 5.464 | 35.7136 | 37.1236 |  | 35.7093
5155 | 18558000 | 5.4641 | 35.7158 | 37.1259 |  | 35.7116
5156 | 18561600 | 5.4642 | 35.7181 | 37.1282 |  | 35.7139
5157 | 18565200 | 5.4643 | 35.7204 | 37.1304 |  | 35.7162
5158 | 18568800 | 5.4644 | 35.7227 | 37.1327 |  | 35.7185
5159 | 18572400 | 5.4644 | 35.725 | 37.135 |  | 35.7208
5160 | 18576000 | 5.4645 | 35.7273 | 37.1373 |  | 35.7231
5161 | 18579600 | 5.4646 | 35.7295 | 37.1396 |  | 35.7253
5162 | 18583200 | 5.4647 | 35.7318 | 37.1419 |  | 35.7276
5163 | 18586800 | 5.4647 | 35.7341 | 37.1442 |  | 35.7299
5164 | 18590400 | 5.4648 | 35.7364 | 37.1465 |  | 35.7322
5165 | 18594000 | 5.4649 | 35.7387 | 37.1488 |  | 35.7345
5166 | 18597600 | 5.465 | 35.741 | 37.1511 |  | 35.7368
5167 | 18601200 | 5.465 | 35.7432 | 37.1534 |  | 35.739
5168 | 18604800 | 5.4651 | 35.7455 | 37.1556 |  | 35.7413
5169 | 18608400 | 5.4652 | 35.7478 | 37.1579 |  | 35.7436
5170 | 18612000 | 5.4653 | 35.7501 | 37.1602 |  | 35.7459
5171 | 18615600 | 5.4654 | 35.7524 | 37.1625 |  | 35.7482
5172 | 18619200 | 5.4654 | 35.7547 | 37.1648 |  | 35.7505
5173 | 18622800 | 5.4655 | 35.7569 | 37.1671 |  | 35.7527
5174 | 18626400 | 5.4656 | 35.7592 | 37.1694 |  | 35.755
5175 | 18630000 | 5.4657 | 35.7615 | 37.1717 |  | 35.7573
5176 | 18633600 | 5.4657 | 35.7638 | 37.174 |  | 35.7596
5177 | 18637200 | 5.4658 | 35.7661 | 37.1762 |  | 35.7619
5178 | 18640800 | 5.4659 | 35.7683 | 37.1785 |  | 35.7641
5179 | 18644400 | 5.466 | 35.7706 | 37.1808 |  | 35.7664
5180 | 18648000 | 5.466 | 35.7729 | 37.1831 |  | 35.7687
5181 | 18651600 | 5.4661 | 35.7752 | 37.1854 |  | 35.771
5182 | 18655200 | 5.4662 | 35.7775 | 37.1877 |  | 35.7733
5183 | 18658800 | 5.4663 | 35.7798 | 37.19 |  | 35.7755
5184 | 18662400 | 5.4663 | 35.782 | 37.1922 |  | 35.7778
5185 | 18666000 | 5.4664 | 35.7843 | 37.1945 |  | 35.7801
5186 | 18669600 | 5.4665 | 35.7866 | 37.1968 |  | 35.7824
5187 | 18673200 | 5.4666 | 35.7889 | 37.1991 |  | 35.7847
5188 | 18676800 | 5.4667 | 35.7911 | 37.2014 |  | 35.7869
5189 | 18680400 | 5.4667 | 35.7934 | 37.2037 |  | 35.7892
5190 | 18684000 | 5.4668 | 35.7957 | 37.206 |  | 35.7915
5191 | 18687600 | 5.4669 | 35.798 | 37.2082 |  | 35.7938
5192 | 18691200 | 5.467 | 35.8003 | 37.2105 |  | 35.796
5193 | 18694800 | 5.467 | 35.8025 | 37.2128 |  | 35.7983
5194 | 18698400 | 5.4671 | 35.8048 | 37.2151 |  | 35.8006
5195 | 18702000 | 5.4672 | 35.8071 | 37.2174 |  | 35.8029
5196 | 18705600 | 5.4673 | 35.8094 | 37.2197 |  | 35.8052
5197 | 18709200 | 5.4673 | 35.8116 | 37.2219 |  | 35.8074
5198 | 18712800 | 5.4674 | 35.8139 | 37.2242 |  | 35.8097
5199 | 18716400 | 5.4675 | 35.8162 | 37.2265 |  | 35.812
5200 | 18720000 | 5.4676 | 35.8185 | 37.2288 |  | 35.8143
5201 | 18723600 | 5.4676 | 35.8208 | 37.2311 |  | 35.8165
5202 | 18727200 | 5.4677 | 35.823 | 37.2334 |  | 35.8188
5203 | 18730800 | 5.4678 | 35.8253 | 37.2356 |  | 35.8211
5204 | 18734400 | 5.4679 | 35.8276 | 37.2379 |  | 35.8234
5205 | 18738000 | 5.4679 | 35.8299 | 37.2402 |  | 35.8256
5206 | 18741600 | 5.468 | 35.8321 | 37.2425 |  | 35.8279
5207 | 18745200 | 5.4681 | 35.8344 | 37.2448 |  | 35.8302
5208 | 18748800 | 5.4682 | 35.8367 | 37.247 |  | 35.8325
5209 | 18752400 | 5.4682 | 35.839 | 37.2493 |  | 35.8347
5210 | 18756000 | 5.4683 | 35.8412 | 37.2516 |  | 35.837
5211 | 18759600 | 5.4684 | 35.8435 | 37.2539 |  | 35.8393
5212 | 18763200 | 5.4685 | 35.8458 | 37.2562 |  | 35.8416
5213 | 18766800 | 5.4686 | 35.848 | 37.2584 |  | 35.8438
5214 | 18770400 | 5.4686 | 35.8503 | 37.2607 |  | 35.8461
5215 | 18774000 | 5.4687 | 35.8526 | 37.263 |  | 35.8484
5216 | 18777600 | 5.4688 | 35.8549 | 37.2653 |  | 35.8507
5217 | 18781200 | 5.4689 | 35.8571 | 37.2676 |  | 35.8529
5218 | 18784800 | 5.4689 | 35.8594 | 37.2698 |  | 35.8552
5219 | 18788400 | 5.469 | 35.8617 | 37.2721 |  | 35.8575
5220 | 18792000 | 5.4691 | 35.864 | 37.2744 |  | 35.8597
5221 | 18795600 | 5.4692 | 35.8662 | 37.2767 |  | 35.862
5222 | 18799200 | 5.4692 | 35.8685 | 37.279 |  | 35.8643
5223 | 18802800 | 5.4693 | 35.8708 | 37.2812 |  | 35.8666
5224 | 18806400 | 5.4694 | 35.873 | 37.2835 |  | 35.8688
5225 | 18810000 | 5.4695 | 35.8753 | 37.2858 |  | 35.8711
5226 | 18813600 | 5.4695 | 35.8776 | 37.2881 |  | 35.8734
5227 | 18817200 | 5.4696 | 35.8799 | 37.2903 |  | 35.8756
5228 | 18820800 | 5.4697 | 35.8821 | 37.2926 |  | 35.8779
5229 | 18824400 | 5.4698 | 35.8844 | 37.2949 |  | 35.8802
5230 | 18828000 | 5.4698 | 35.8867 | 37.2972 |  | 35.8824
5231 | 18831600 | 5.4699 | 35.8889 | 37.2994 |  | 35.8847
5232 | 18835200 | 5.47 | 35.8912 | 37.3017 |  | 35.887
5233 | 18838800 | 5.4701 | 35.8935 | 37.304 |  | 35.8893
5234 | 18842400 | 5.4701 | 35.8957 | 37.3063 |  | 35.8915
5235 | 18846000 | 5.4702 | 35.898 | 37.3086 |  | 35.8938
5236 | 18849600 | 5.4703 | 35.9003 | 37.3108 |  | 35.8961
5237 | 18853200 | 5.4704 | 35.9026 | 37.3131 |  | 35.8983
5238 | 18856800 | 5.4704 | 35.9048 | 37.3154 |  | 35.9006
5239 | 18860400 | 5.4705 | 35.9071 | 37.3176 |  | 35.9029
5240 | 18864000 | 5.4706 | 35.9094 | 37.3199 |  | 35.9051
5241 | 18867600 | 5.4707 | 35.9116 | 37.3222 |  | 35.9074
5242 | 18871200 | 5.4707 | 35.9139 | 37.3245 |  | 35.9097
5243 | 18874800 | 5.4708 | 35.9162 | 37.3267 |  | 35.9119
5244 | 18878400 | 5.4709 | 35.9184 | 37.329 |  | 35.9142
5245 | 18882000 | 5.471 | 35.9207 | 37.3313 |  | 35.9165
5246 | 18885600 | 5.471 | 35.923 | 37.3336 |  | 35.9187
5247 | 18889200 | 5.4711 | 35.9252 | 37.3358 |  | 35.921
5248 | 18892800 | 5.4712 | 35.9275 | 37.3381 |  | 35.9233
5249 | 18896400 | 5.4713 | 35.9298 | 37.3404 |  | 35.9255
5250 | 18900000 | 5.4713 | 35.932 | 37.3427 |  | 35.9278
5251 | 18903600 | 5.4714 | 35.9343 | 37.3449 |  | 35.9301
5252 | 18907200 | 5.4715 | 35.9366 | 37.3472 |  | 35.9323
5253 | 18910800 | 5.4716 | 35.9388 | 37.3495 |  | 35.9346
5254 | 18914400 | 5.4716 | 35.9411 | 37.3517 |  | 35.9369
5255 | 18918000 | 5.4717 | 35.9434 | 37.354 |  | 35.9391
5256 | 18921600 | 5.4718 | 35.9456 | 37.3563 |  | 35.9414
5257 | 18925200 | 5.4719 | 35.9479 | 37.3586 |  | 35.9437
5258 | 18928800 | 5.4719 | 35.9501 | 37.3608 |  | 35.9459
5259 | 18932400 | 5.472 | 35.9524 | 37.3631 |  | 35.9482
5260 | 18936000 | 5.4721 | 35.9547 | 37.3654 |  | 35.9505
5261 | 18939600 | 5.4722 | 35.9569 | 37.3676 |  | 35.9527
5262 | 18943200 | 5.4722 | 35.9592 | 37.3699 |  | 35.955
5263 | 18946800 | 5.4723 | 35.9615 | 37.3722 |  | 35.9572
5264 | 18950400 | 5.4724 | 35.9637 | 37.3744 |  | 35.9595
5265 | 18954000 | 5.4725 | 35.966 | 37.3767 |  | 35.9618
5266 | 18957600 | 5.4725 | 35.9683 | 37.379 |  | 35.964
5267 | 18961200 | 5.4726 | 35.9705 | 37.3813 |  | 35.9663
5268 | 18964800 | 5.4727 | 35.9728 | 37.3835 |  | 35.9686
5269 | 18968400 | 5.4728 | 35.975 | 37.3858 |  | 35.9708
5270 | 18972000 | 5.4728 | 35.9773 | 37.3881 |  | 35.9731
5271 | 18975600 | 5.4729 | 35.9796 | 37.3903 |  | 35.9753
5272 | 18979200 | 5.473 | 35.9818 | 37.3926 |  | 35.9776
5273 | 18982800 | 5.4731 | 35.9841 | 37.3949 |  | 35.9799
5274 | 18986400 | 5.4731 | 35.9863 | 37.3971 |  | 35.9821
5275 | 18990000 | 5.4732 | 35.9886 | 37.3994 |  | 35.9844
5276 | 18993600 | 5.4733 | 35.9909 | 37.4017 |  | 35.9866
5277 | 18997200 | 5.4734 | 35.9931 | 37.4039 |  | 35.9889
5278 | 19000800 | 5.4734 | 35.9954 | 37.4062 |  | 35.9912
5279 | 19004400 | 5.4735 | 35.9976 | 37.4085 |  | 35.9934
5280 | 19008000 | 5.4736 | 35.9999 | 37.4107 |  | 35.9957
5281 | 19011600 | 5.4737 | 36.0022 | 37.413 |  | 35.9979
5282 | 19015200 | 5.4737 | 36.0044 | 37.4153 |  | 36.0002
5283 | 19018800 | 5.4738 | 36.0067 | 37.4175 |  | 36.0025
5284 | 19022400 | 5.4739 | 36.0089 | 37.4198 |  | 36.0047
5285 | 19026000 | 5.474 | 36.0112 | 37.4221 |  | 36.007
5286 | 19029600 | 5.474 | 36.0135 | 37.4243 |  | 36.0092
5287 | 19033200 | 5.4741 | 36.0157 | 37.4266 |  | 36.0115
5288 | 19036800 | 5.4742 | 36.018 | 37.4288 |  | 36.0138
5289 | 19040400 | 5.4743 | 36.0202 | 37.4311 |  | 36.016
5290 | 19044000 | 5.4743 | 36.0225 | 37.4334 |  | 36.0183
5291 | 19047600 | 5.4744 | 36.0248 | 37.4356 |  | 36.0205
5292 | 19051200 | 5.4745 | 36.027 | 37.4379 |  | 36.0228
5293 | 19054800 | 5.4745 | 36.0293 | 37.4402 |  | 36.025
5294 | 19058400 | 5.4746 | 36.0315 | 37.4424 |  | 36.0273
5295 | 19062000 | 5.4747 | 36.0338 | 37.4447 |  | 36.0296
5296 | 19065600 | 5.4748 | 36.036 | 37.447 |  | 36.0318
5297 | 19069200 | 5.4748 | 36.0383 | 37.4492 |  | 36.0341
5298 | 19072800 | 5.4749 | 36.0405 | 37.4515 |  | 36.0363
5299 | 19076400 | 5.475 | 36.0428 | 37.4537 |  | 36.0386
5300 | 19080000 | 5.4751 | 36.0451 | 37.456 |  | 36.0408
5301 | 19083600 | 5.4751 | 36.0473 | 37.4583 |  | 36.0431
5302 | 19087200 | 5.4752 | 36.0496 | 37.4605 |  | 36.0453
5303 | 19090800 | 5.4753 | 36.0518 | 37.4628 |  | 36.0476
5304 | 19094400 | 5.4754 | 36.0541 | 37.465 |  | 36.0499
5305 | 19098000 | 5.4754 | 36.0563 | 37.4673 |  | 36.0521
5306 | 19101600 | 5.4755 | 36.0586 | 37.4696 |  | 36.0544
5307 | 19105200 | 5.4756 | 36.0608 | 37.4718 |  | 36.0566
5308 | 19108800 | 5.4757 | 36.0631 | 37.4741 |  | 36.0589
5309 | 19112400 | 5.4757 | 36.0654 | 37.4763 |  | 36.0611
5310 | 19116000 | 5.4758 | 36.0676 | 37.4786 |  | 36.0634
5311 | 19119600 | 5.4759 | 36.0699 | 37.4809 |  | 36.0656
5312 | 19123200 | 5.476 | 36.0721 | 37.4831 |  | 36.0679
5313 | 19126800 | 5.476 | 36.0744 | 37.4854 |  | 36.0701
5314 | 19130400 | 5.4761 | 36.0766 | 37.4876 |  | 36.0724
5315 | 19134000 | 5.4762 | 36.0789 | 37.4899 |  | 36.0746
5316 | 19137600 | 5.4762 | 36.0811 | 37.4922 |  | 36.0769
5317 | 19141200 | 5.4763 | 36.0834 | 37.4944 |  | 36.0791
5318 | 19144800 | 5.4764 | 36.0856 | 37.4967 |  | 36.0814
5319 | 19148400 | 5.4765 | 36.0879 | 37.4989 |  | 36.0836
5320 | 19152000 | 5.4765 | 36.0901 | 37.5012 |  | 36.0859
5321 | 19155600 | 5.4766 | 36.0924 | 37.5035 |  | 36.0882
5322 | 19159200 | 5.4767 | 36.0946 | 37.5057 |  | 36.0904
5323 | 19162800 | 5.4768 | 36.0969 | 37.508 |  | 36.0927
5324 | 19166400 | 5.4768 | 36.0991 | 37.5102 |  | 36.0949
5325 | 19170000 | 5.4769 | 36.1014 | 37.5125 |  | 36.0972
5326 | 19173600 | 5.477 | 36.1036 | 37.5147 |  | 36.0994
5327 | 19177200 | 5.4771 | 36.1059 | 37.517 |  | 36.1017
5328 | 19180800 | 5.4771 | 36.1081 | 37.5193 |  | 36.1039
5329 | 19184400 | 5.4772 | 36.1104 | 37.5215 |  | 36.1062
5330 | 19188000 | 5.4773 | 36.1126 | 37.5238 |  | 36.1084
5331 | 19191600 | 5.4773 | 36.1149 | 37.526 |  | 36.1107
5332 | 19195200 | 5.4774 | 36.1171 | 37.5283 |  | 36.1129
5333 | 19198800 | 5.4775 | 36.1194 | 37.5305 |  | 36.1152
5334 | 19202400 | 5.4776 | 36.1216 | 37.5328 |  | 36.1174
5335 | 19206000 | 5.4776 | 36.1239 | 37.535 |  | 36.1196
5336 | 19209600 | 5.4777 | 36.1261 | 37.5373 |  | 36.1219
5337 | 19213200 | 5.4778 | 36.1284 | 37.5395 |  | 36.1241
5338 | 19216800 | 5.4779 | 36.1306 | 37.5418 |  | 36.1264
5339 | 19220400 | 5.4779 | 36.1329 | 37.5441 |  | 36.1286
5340 | 19224000 | 5.478 | 36.1351 | 37.5463 |  | 36.1309
5341 | 19227600 | 5.4781 | 36.1374 | 37.5486 |  | 36.1331
5342 | 19231200 | 5.4782 | 36.1396 | 37.5508 |  | 36.1354
5343 | 19234800 | 5.4782 | 36.1419 | 37.5531 |  | 36.1376
5344 | 19238400 | 5.4783 | 36.1441 | 37.5553 |  | 36.1399
5345 | 19242000 | 5.4784 | 36.1464 | 37.5576 |  | 36.1421
5346 | 19245600 | 5.4784 | 36.1486 | 37.5598 |  | 36.1444
5347 | 19249200 | 5.4785 | 36.1508 | 37.5621 |  | 36.1466
5348 | 19252800 | 5.4786 | 36.1531 | 37.5643 |  | 36.1489
5349 | 19256400 | 5.4787 | 36.1553 | 37.5666 |  | 36.1511
5350 | 19260000 | 5.4787 | 36.1576 | 37.5688 |  | 36.1534
5351 | 19263600 | 5.4788 | 36.1598 | 37.5711 |  | 36.1556
5352 | 19267200 | 5.4789 | 36.1621 | 37.5733 |  | 36.1578
5353 | 19270800 | 5.479 | 36.1643 | 37.5756 |  | 36.1601
5354 | 19274400 | 5.479 | 36.1666 | 37.5778 |  | 36.1623
5355 | 19278000 | 5.4791 | 36.1688 | 37.5801 |  | 36.1646
5356 | 19281600 | 5.4792 | 36.1711 | 37.5823 |  | 36.1668
5357 | 19285200 | 5.4793 | 36.1733 | 37.5846 |  | 36.1691
5358 | 19288800 | 5.4793 | 36.1755 | 37.5868 |  | 36.1713
5359 | 19292400 | 5.4794 | 36.1778 | 37.5891 |  | 36.1736
5360 | 19296000 | 5.4795 | 36.18 | 37.5913 |  | 36.1758
5361 | 19299600 | 5.4795 | 36.1823 | 37.5936 |  | 36.178
5362 | 19303200 | 5.4796 | 36.1845 | 37.5958 |  | 36.1803
5363 | 19306800 | 5.4797 | 36.1868 | 37.5981 |  | 36.1825
5364 | 19310400 | 5.4798 | 36.189 | 37.6003 |  | 36.1848
5365 | 19314000 | 5.4798 | 36.1912 | 37.6026 |  | 36.187
5366 | 19317600 | 5.4799 | 36.1935 | 37.6048 |  | 36.1893
5367 | 19321200 | 5.48 | 36.1957 | 37.6071 |  | 36.1915
5368 | 19324800 | 5.4801 | 36.198 | 37.6093 |  | 36.1937
5369 | 19328400 | 5.4801 | 36.2002 | 37.6116 |  | 36.196
5370 | 19332000 | 5.4802 | 36.2025 | 37.6138 |  | 36.1982
5371 | 19335600 | 5.4803 | 36.2047 | 37.6161 |  | 36.2005
5372 | 19339200 | 5.4803 | 36.2069 | 37.6183 |  | 36.2027
5373 | 19342800 | 5.4804 | 36.2092 | 37.6206 |  | 36.2049
5374 | 19346400 | 5.4805 | 36.2114 | 37.6228 |  | 36.2072
5375 | 19350000 | 5.4806 | 36.2137 | 37.6251 |  | 36.2094
5376 | 19353600 | 5.4806 | 36.2159 | 37.6273 |  | 36.2117
5377 | 19357200 | 5.4807 | 36.2181 | 37.6296 |  | 36.2139
5378 | 19360800 | 5.4808 | 36.2204 | 37.6318 |  | 36.2161
5379 | 19364400 | 5.4808 | 36.2226 | 37.634 |  | 36.2184
5380 | 19368000 | 5.4809 | 36.2249 | 37.6363 |  | 36.2206
5381 | 19371600 | 5.481 | 36.2271 | 37.6385 |  | 36.2229
5382 | 19375200 | 5.4811 | 36.2293 | 37.6408 |  | 36.2251
5383 | 19378800 | 5.4811 | 36.2316 | 37.643 |  | 36.2273
5384 | 19382400 | 5.4812 | 36.2338 | 37.6453 |  | 36.2296
5385 | 19386000 | 5.4813 | 36.2361 | 37.6475 |  | 36.2318
5386 | 19389600 | 5.4814 | 36.2383 | 37.6498 |  | 36.2341
5387 | 19393200 | 5.4814 | 36.2405 | 37.652 |  | 36.2363
5388 | 19396800 | 5.4815 | 36.2428 | 37.6543 |  | 36.2385
5389 | 19400400 | 5.4816 | 36.245 | 37.6565 |  | 36.2408
5390 | 19404000 | 5.4816 | 36.2472 | 37.6587 |  | 36.243
5391 | 19407600 | 5.4817 | 36.2495 | 37.661 |  | 36.2452
5392 | 19411200 | 5.4818 | 36.2517 | 37.6632 |  | 36.2475
5393 | 19414800 | 5.4819 | 36.254 | 37.6655 |  | 36.2497
5394 | 19418400 | 5.4819 | 36.2562 | 37.6677 |  | 36.252
5395 | 19422000 | 5.482 | 36.2584 | 37.67 |  | 36.2542
5396 | 19425600 | 5.4821 | 36.2607 | 37.6722 |  | 36.2564
5397 | 19429200 | 5.4821 | 36.2629 | 37.6744 |  | 36.2587
5398 | 19432800 | 5.4822 | 36.2651 | 37.6767 |  | 36.2609
5399 | 19436400 | 5.4823 | 36.2674 | 37.6789 |  | 36.2631
5400 | 19440000 | 5.4824 | 36.2696 | 37.6812 |  | 36.2654
5401 | 19443600 | 5.4824 | 36.2718 | 37.6834 |  | 36.2676
5402 | 19447200 | 5.4825 | 36.2741 | 37.6856 |  | 36.2698
5403 | 19450800 | 5.4826 | 36.2763 | 37.6879 |  | 36.2721
5404 | 19454400 | 5.4827 | 36.2786 | 37.6901 |  | 36.2743
5405 | 19458000 | 5.4827 | 36.2808 | 37.6924 |  | 36.2765
5406 | 19461600 | 5.4828 | 36.283 | 37.6946 |  | 36.2788
5407 | 19465200 | 5.4829 | 36.2853 | 37.6969 |  | 36.281
5408 | 19468800 | 5.4829 | 36.2875 | 37.6991 |  | 36.2832
5409 | 19472400 | 5.483 | 36.2897 | 37.7013 |  | 36.2855
5410 | 19476000 | 5.4831 | 36.292 | 37.7036 |  | 36.2877
5411 | 19479600 | 5.4832 | 36.2942 | 37.7058 |  | 36.2899
5412 | 19483200 | 5.4832 | 36.2964 | 37.708 |  | 36.2922
5413 | 19486800 | 5.4833 | 36.2987 | 37.7103 |  | 36.2944
5414 | 19490400 | 5.4834 | 36.3009 | 37.7125 |  | 36.2966
5415 | 19494000 | 5.4834 | 36.3031 | 37.7148 |  | 36.2989
5416 | 19497600 | 5.4835 | 36.3054 | 37.717 |  | 36.3011
5417 | 19501200 | 5.4836 | 36.3076 | 37.7192 |  | 36.3033
5418 | 19504800 | 5.4837 | 36.3098 | 37.7215 |  | 36.3056
5419 | 19508400 | 5.4837 | 36.3121 | 37.7237 |  | 36.3078
5420 | 19512000 | 5.4838 | 36.3143 | 37.726 |  | 36.31
5421 | 19515600 | 5.4839 | 36.3165 | 37.7282 |  | 36.3123
5422 | 19519200 | 5.4839 | 36.3187 | 37.7304 |  | 36.3145
5423 | 19522800 | 5.484 | 36.321 | 37.7327 |  | 36.3167
5424 | 19526400 | 5.4841 | 36.3232 | 37.7349 |  | 36.319
5425 | 19530000 | 5.4842 | 36.3254 | 37.7371 |  | 36.3212
5426 | 19533600 | 5.4842 | 36.3277 | 37.7394 |  | 36.3234
5427 | 19537200 | 5.4843 | 36.3299 | 37.7416 |  | 36.3257
5428 | 19540800 | 5.4844 | 36.3321 | 37.7439 |  | 36.3279
5429 | 19544400 | 5.4844 | 36.3344 | 37.7461 |  | 36.3301
5430 | 19548000 | 5.4845 | 36.3366 | 37.7483 |  | 36.3323
5431 | 19551600 | 5.4846 | 36.3388 | 37.7506 |  | 36.3346
5432 | 19555200 | 5.4847 | 36.3411 | 37.7528 |  | 36.3368
5433 | 19558800 | 5.4847 | 36.3433 | 37.755 |  | 36.339
5434 | 19562400 | 5.4848 | 36.3455 | 37.7573 |  | 36.3413
5435 | 19566000 | 5.4849 | 36.3477 | 37.7595 |  | 36.3435
5436 | 19569600 | 5.4849 | 36.35 | 37.7617 |  | 36.3457
5437 | 19573200 | 5.485 | 36.3522 | 37.764 |  | 36.3479
5438 | 19576800 | 5.4851 | 36.3544 | 37.7662 |  | 36.3502
5439 | 19580400 | 5.4852 | 36.3567 | 37.7684 |  | 36.3524
5440 | 19584000 | 5.4852 | 36.3589 | 37.7707 |  | 36.3546
5441 | 19587600 | 5.4853 | 36.3611 | 37.7729 |  | 36.3569
5442 | 19591200 | 5.4854 | 36.3633 | 37.7751 |  | 36.3591
5443 | 19594800 | 5.4854 | 36.3656 | 37.7774 |  | 36.3613
5444 | 19598400 | 5.4855 | 36.3678 | 37.7796 |  | 36.3635
5445 | 19602000 | 5.4856 | 36.37 | 37.7818 |  | 36.3658
5446 | 19605600 | 5.4857 | 36.3722 | 37.7841 |  | 36.368
5447 | 19609200 | 5.4857 | 36.3745 | 37.7863 |  | 36.3702
5448 | 19612800 | 5.4858 | 36.3767 | 37.7885 |  | 36.3724
5449 | 19616400 | 5.4859 | 36.3789 | 37.7908 |  | 36.3747
5450 | 19620000 | 5.4859 | 36.3811 | 37.793 |  | 36.3769
5451 | 19623600 | 5.486 | 36.3834 | 37.7952 |  | 36.3791
5452 | 19627200 | 5.4861 | 36.3856 | 37.7975 |  | 36.3813
5453 | 19630800 | 5.4862 | 36.3878 | 37.7997 |  | 36.3836
5454 | 19634400 | 5.4862 | 36.39 | 37.8019 |  | 36.3858
5455 | 19638000 | 5.4863 | 36.3923 | 37.8042 |  | 36.388
5456 | 19641600 | 5.4864 | 36.3945 | 37.8064 |  | 36.3902
5457 | 19645200 | 5.4864 | 36.3967 | 37.8086 |  | 36.3925
5458 | 19648800 | 5.4865 | 36.3989 | 37.8108 |  | 36.3947
5459 | 19652400 | 5.4866 | 36.4012 | 37.8131 |  | 36.3969
5460 | 19656000 | 5.4866 | 36.4034 | 37.8153 |  | 36.3991
5461 | 19659600 | 5.4867 | 36.4056 | 37.8175 |  | 36.4014
5462 | 19663200 | 5.4868 | 36.4078 | 37.8198 |  | 36.4036
5463 | 19666800 | 5.4869 | 36.4101 | 37.822 |  | 36.4058
5464 | 19670400 | 5.4869 | 36.4123 | 37.8242 |  | 36.408
5465 | 19674000 | 5.487 | 36.4145 | 37.8265 |  | 36.4103
5466 | 19677600 | 5.4871 | 36.4167 | 37.8287 |  | 36.4125
5467 | 19681200 | 5.4871 | 36.419 | 37.8309 |  | 36.4147
5468 | 19684800 | 5.4872 | 36.4212 | 37.8331 |  | 36.4169
5469 | 19688400 | 5.4873 | 36.4234 | 37.8354 |  | 36.4191
5470 | 19692000 | 5.4874 | 36.4256 | 37.8376 |  | 36.4214
5471 | 19695600 | 5.4874 | 36.4278 | 37.8398 |  | 36.4236
5472 | 19699200 | 5.4875 | 36.4301 | 37.842 |  | 36.4258
5473 | 19702800 | 5.4876 | 36.4323 | 37.8443 |  | 36.428
5474 | 19706400 | 5.4876 | 36.4345 | 37.8465 |  | 36.4303
5475 | 19710000 | 5.4877 | 36.4367 | 37.8487 |  | 36.4325
5476 | 19713600 | 5.4878 | 36.439 | 37.851 |  | 36.4347
5477 | 19717200 | 5.4879 | 36.4412 | 37.8532 |  | 36.4369
5478 | 19720800 | 5.4879 | 36.4434 | 37.8554 |  | 36.4391
5479 | 19724400 | 5.488 | 36.4456 | 37.8576 |  | 36.4414
5480 | 19728000 | 5.4881 | 36.4478 | 37.8599 |  | 36.4436
5481 | 19731600 | 5.4881 | 36.4501 | 37.8621 |  | 36.4458
5482 | 19735200 | 5.4882 | 36.4523 | 37.8643 |  | 36.448
5483 | 19738800 | 5.4883 | 36.4545 | 37.8665 |  | 36.4502
5484 | 19742400 | 5.4883 | 36.4567 | 37.8688 |  | 36.4525
5485 | 19746000 | 5.4884 | 36.4589 | 37.871 |  | 36.4547
5486 | 19749600 | 5.4885 | 36.4612 | 37.8732 |  | 36.4569
5487 | 19753200 | 5.4886 | 36.4634 | 37.8754 |  | 36.4591
5488 | 19756800 | 5.4886 | 36.4656 | 37.8777 |  | 36.4613
5489 | 19760400 | 5.4887 | 36.4678 | 37.8799 |  | 36.4635
5490 | 19764000 | 5.4888 | 36.47 | 37.8821 |  | 36.4658
5491 | 19767600 | 5.4888 | 36.4722 | 37.8843 |  | 36.468
5492 | 19771200 | 5.4889 | 36.4745 | 37.8866 |  | 36.4702
5493 | 19774800 | 5.489 | 36.4767 | 37.8888 |  | 36.4724
5494 | 19778400 | 5.489 | 36.4789 | 37.891 |  | 36.4746
5495 | 19782000 | 5.4891 | 36.4811 | 37.8932 |  | 36.4769
5496 | 19785600 | 5.4892 | 36.4833 | 37.8954 |  | 36.4791
5497 | 19789200 | 5.4893 | 36.4855 | 37.8977 |  | 36.4813
5498 | 19792800 | 5.4893 | 36.4878 | 37.8999 |  | 36.4835
5499 | 19796400 | 5.4894 | 36.49 | 37.9021 |  | 36.4857
5500 | 19800000 | 5.4895 | 36.4922 | 37.9043 |  | 36.4879
5501 | 19803600 | 5.4895 | 36.4944 | 37.9066 |  | 36.4902
5502 | 19807200 | 5.4896 | 36.4966 | 37.9088 |  | 36.4924
5503 | 19810800 | 5.4897 | 36.4988 | 37.911 |  | 36.4946
5504 | 19814400 | 5.4897 | 36.5011 | 37.9132 |  | 36.4968
5505 | 19818000 | 5.4898 | 36.5033 | 37.9154 |  | 36.499
5506 | 19821600 | 5.4899 | 36.5055 | 37.9177 |  | 36.5012
5507 | 19825200 | 5.49 | 36.5077 | 37.9199 |  | 36.5034
5508 | 19828800 | 5.49 | 36.5099 | 37.9221 |  | 36.5057
5509 | 19832400 | 5.4901 | 36.5121 | 37.9243 |  | 36.5079
5510 | 19836000 | 5.4902 | 36.5143 | 37.9265 |  | 36.5101
5511 | 19839600 | 5.4902 | 36.5166 | 37.9288 |  | 36.5123
5512 | 19843200 | 5.4903 | 36.5188 | 37.931 |  | 36.5145
5513 | 19846800 | 5.4904 | 36.521 | 37.9332 |  | 36.5167
5514 | 19850400 | 5.4904 | 36.5232 | 37.9354 |  | 36.5189
5515 | 19854000 | 5.4905 | 36.5254 | 37.9376 |  | 36.5212
5516 | 19857600 | 5.4906 | 36.5276 | 37.9399 |  | 36.5234
5517 | 19861200 | 5.4907 | 36.5298 | 37.9421 |  | 36.5256
5518 | 19864800 | 5.4907 | 36.5321 | 37.9443 |  | 36.5278
5519 | 19868400 | 5.4908 | 36.5343 | 37.9465 |  | 36.53
5520 | 19872000 | 5.4909 | 36.5365 | 37.9487 |  | 36.5322
5521 | 19875600 | 5.4909 | 36.5387 | 37.951 |  | 36.5344
5522 | 19879200 | 5.491 | 36.5409 | 37.9532 |  | 36.5366
5523 | 19882800 | 5.4911 | 36.5431 | 37.9554 |  | 36.5389
5524 | 19886400 | 5.4911 | 36.5453 | 37.9576 |  | 36.5411
5525 | 19890000 | 5.4912 | 36.5475 | 37.9598 |  | 36.5433
5526 | 19893600 | 5.4913 | 36.5497 | 37.962 |  | 36.5455
5527 | 19897200 | 5.4914 | 36.552 | 37.9643 |  | 36.5477
5528 | 19900800 | 5.4914 | 36.5542 | 37.9665 |  | 36.5499
5529 | 19904400 | 5.4915 | 36.5564 | 37.9687 |  | 36.5521
5530 | 19908000 | 5.4916 | 36.5586 | 37.9709 |  | 36.5543
5531 | 19911600 | 5.4916 | 36.5608 | 37.9731 |  | 36.5565
5532 | 19915200 | 5.4917 | 36.563 | 37.9753 |  | 36.5587
5533 | 19918800 | 5.4918 | 36.5652 | 37.9776 |  | 36.561
5534 | 19922400 | 5.4918 | 36.5674 | 37.9798 |  | 36.5632
5535 | 19926000 | 5.4919 | 36.5696 | 37.982 |  | 36.5654
5536 | 19929600 | 5.492 | 36.5718 | 37.9842 |  | 36.5676
5537 | 19933200 | 5.492 | 36.5741 | 37.9864 |  | 36.5698
5538 | 19936800 | 5.4921 | 36.5763 | 37.9886 |  | 36.572
5539 | 19940400 | 5.4922 | 36.5785 | 37.9908 |  | 36.5742
5540 | 19944000 | 5.4923 | 36.5807 | 37.9931 |  | 36.5764
5541 | 19947600 | 5.4923 | 36.5829 | 37.9953 |  | 36.5786
5542 | 19951200 | 5.4924 | 36.5851 | 37.9975 |  | 36.5808
5543 | 19954800 | 5.4925 | 36.5873 | 37.9997 |  | 36.583
5544 | 19958400 | 5.4925 | 36.5895 | 38.0019 |  | 36.5853
5545 | 19962000 | 5.4926 | 36.5917 | 38.0041 |  | 36.5875
5546 | 19965600 | 5.4927 | 36.5939 | 38.0063 |  | 36.5897
5547 | 19969200 | 5.4927 | 36.5961 | 38.0086 |  | 36.5919
5548 | 19972800 | 5.4928 | 36.5983 | 38.0108 |  | 36.5941
5549 | 19976400 | 5.4929 | 36.6006 | 38.013 |  | 36.5963
5550 | 19980000 | 5.4929 | 36.6028 | 38.0152 |  | 36.5985
5551 | 19983600 | 5.493 | 36.605 | 38.0174 |  | 36.6007
5552 | 19987200 | 5.4931 | 36.6072 | 38.0196 |  | 36.6029
5553 | 19990800 | 5.4932 | 36.6094 | 38.0218 |  | 36.6051
5554 | 19994400 | 5.4932 | 36.6116 | 38.024 |  | 36.6073
5555 | 19998000 | 5.4933 | 36.6138 | 38.0263 |  | 36.6095
5556 | 20001600 | 5.4934 | 36.616 | 38.0285 |  | 36.6117
5557 | 20005200 | 5.4934 | 36.6182 | 38.0307 |  | 36.6139
5558 | 20008800 | 5.4935 | 36.6204 | 38.0329 |  | 36.6161
5559 | 20012400 | 5.4936 | 36.6226 | 38.0351 |  | 36.6183
5560 | 20016000 | 5.4936 | 36.6248 | 38.0373 |  | 36.6205
5561 | 20019600 | 5.4937 | 36.627 | 38.0395 |  | 36.6228
5562 | 20023200 | 5.4938 | 36.6292 | 38.0417 |  | 36.625
5563 | 20026800 | 5.4938 | 36.6314 | 38.0439 |  | 36.6272
5564 | 20030400 | 5.4939 | 36.6336 | 38.0461 |  | 36.6294
5565 | 20034000 | 5.494 | 36.6358 | 38.0484 |  | 36.6316
5566 | 20037600 | 5.4941 | 36.638 | 38.0506 |  | 36.6338
5567 | 20041200 | 5.4941 | 36.6402 | 38.0528 |  | 36.636
5568 | 20044800 | 5.4942 | 36.6424 | 38.055 |  | 36.6382
5569 | 20048400 | 5.4943 | 36.6447 | 38.0572 |  | 36.6404
5570 | 20052000 | 5.4943 | 36.6469 | 38.0594 |  | 36.6426
5571 | 20055600 | 5.4944 | 36.6491 | 38.0616 |  | 36.6448
5572 | 20059200 | 5.4945 | 36.6513 | 38.0638 |  | 36.647
5573 | 20062800 | 5.4945 | 36.6535 | 38.066 |  | 36.6492
5574 | 20066400 | 5.4946 | 36.6557 | 38.0682 |  | 36.6514
5575 | 20070000 | 5.4947 | 36.6579 | 38.0704 |  | 36.6536
5576 | 20073600 | 5.4947 | 36.6601 | 38.0726 |  | 36.6558
5577 | 20077200 | 5.4948 | 36.6623 | 38.0749 |  | 36.658
5578 | 20080800 | 5.4949 | 36.6645 | 38.0771 |  | 36.6602
5579 | 20084400 | 5.4949 | 36.6667 | 38.0793 |  | 36.6624
5580 | 20088000 | 5.495 | 36.6689 | 38.0815 |  | 36.6646
5581 | 20091600 | 5.4951 | 36.6711 | 38.0837 |  | 36.6668
5582 | 20095200 | 5.4952 | 36.6733 | 38.0859 |  | 36.669
5583 | 20098800 | 5.4952 | 36.6755 | 38.0881 |  | 36.6712
5584 | 20102400 | 5.4953 | 36.6777 | 38.0903 |  | 36.6734
5585 | 20106000 | 5.4954 | 36.6799 | 38.0925 |  | 36.6756
5586 | 20109600 | 5.4954 | 36.6821 | 38.0947 |  | 36.6778
5587 | 20113200 | 5.4955 | 36.6843 | 38.0969 |  | 36.68
5588 | 20116800 | 5.4956 | 36.6865 | 38.0991 |  | 36.6822
5589 | 20120400 | 5.4956 | 36.6887 | 38.1013 |  | 36.6844
5590 | 20124000 | 5.4957 | 36.6909 | 38.1035 |  | 36.6866
5591 | 20127600 | 5.4958 | 36.6931 | 38.1057 |  | 36.6888
5592 | 20131200 | 5.4958 | 36.6953 | 38.1079 |  | 36.691
5593 | 20134800 | 5.4959 | 36.6975 | 38.1101 |  | 36.6932
5594 | 20138400 | 5.496 | 36.6997 | 38.1124 |  | 36.6954
5595 | 20142000 | 5.496 | 36.7019 | 38.1146 |  | 36.6976
5596 | 20145600 | 5.4961 | 36.7041 | 38.1168 |  | 36.6998
5597 | 20149200 | 5.4962 | 36.7063 | 38.119 |  | 36.702
5598 | 20152800 | 5.4962 | 36.7085 | 38.1212 |  | 36.7042
5599 | 20156400 | 5.4963 | 36.7107 | 38.1234 |  | 36.7064
5600 | 20160000 | 5.4964 | 36.7129 | 38.1256 |  | 36.7086
5601 | 20163600 | 5.4965 | 36.715 | 38.1278 |  | 36.7108
5602 | 20167200 | 5.4965 | 36.7172 | 38.13 |  | 36.713
5603 | 20170800 | 5.4966 | 36.7194 | 38.1322 |  | 36.7152
5604 | 20174400 | 5.4967 | 36.7216 | 38.1344 |  | 36.7174
5605 | 20178000 | 5.4967 | 36.7238 | 38.1366 |  | 36.7196
5606 | 20181600 | 5.4968 | 36.726 | 38.1388 |  | 36.7218
5607 | 20185200 | 5.4969 | 36.7282 | 38.141 |  | 36.724
5608 | 20188800 | 5.4969 | 36.7304 | 38.1432 |  | 36.7261
5609 | 20192400 | 5.497 | 36.7326 | 38.1454 |  | 36.7283
5610 | 20196000 | 5.4971 | 36.7348 | 38.1476 |  | 36.7305
5611 | 20199600 | 5.4971 | 36.737 | 38.1498 |  | 36.7327
5612 | 20203200 | 5.4972 | 36.7392 | 38.152 |  | 36.7349
5613 | 20206800 | 5.4973 | 36.7414 | 38.1542 |  | 36.7371
5614 | 20210400 | 5.4973 | 36.7436 | 38.1564 |  | 36.7393
5615 | 20214000 | 5.4974 | 36.7458 | 38.1586 |  | 36.7415
5616 | 20217600 | 5.4975 | 36.748 | 38.1608 |  | 36.7437
5617 | 20221200 | 5.4975 | 36.7502 | 38.163 |  | 36.7459
5618 | 20224800 | 5.4976 | 36.7524 | 38.1652 |  | 36.7481
5619 | 20228400 | 5.4977 | 36.7546 | 38.1674 |  | 36.7503
5620 | 20232000 | 5.4977 | 36.7568 | 38.1696 |  | 36.7525
5621 | 20235600 | 5.4978 | 36.7589 | 38.1718 |  | 36.7547
5622 | 20239200 | 5.4979 | 36.7611 | 38.174 |  | 36.7569
5623 | 20242800 | 5.498 | 36.7633 | 38.1762 |  | 36.7591
5624 | 20246400 | 5.498 | 36.7655 | 38.1784 |  | 36.7613
5625 | 20250000 | 5.4981 | 36.7677 | 38.1806 |  | 36.7634
5626 | 20253600 | 5.4982 | 36.7699 | 38.1828 |  | 36.7656
5627 | 20257200 | 5.4982 | 36.7721 | 38.185 |  | 36.7678
5628 | 20260800 | 5.4983 | 36.7743 | 38.1872 |  | 36.77
5629 | 20264400 | 5.4984 | 36.7765 | 38.1894 |  | 36.7722
5630 | 20268000 | 5.4984 | 36.7787 | 38.1916 |  | 36.7744
5631 | 20271600 | 5.4985 | 36.7809 | 38.1938 |  | 36.7766
5632 | 20275200 | 5.4986 | 36.7831 | 38.196 |  | 36.7788
5633 | 20278800 | 5.4986 | 36.7853 | 38.1982 |  | 36.781
5634 | 20282400 | 5.4987 | 36.7874 | 38.2004 |  | 36.7832
5635 | 20286000 | 5.4988 | 36.7896 | 38.2026 |  | 36.7854
5636 | 20289600 | 5.4988 | 36.7918 | 38.2048 |  | 36.7875
5637 | 20293200 | 5.4989 | 36.794 | 38.2069 |  | 36.7897
5638 | 20296800 | 5.499 | 36.7962 | 38.2091 |  | 36.7919
5639 | 20300400 | 5.499 | 36.7984 | 38.2113 |  | 36.7941
5640 | 20304000 | 5.4991 | 36.8006 | 38.2135 |  | 36.7963
5641 | 20307600 | 5.4992 | 36.8028 | 38.2157 |  | 36.7985
5642 | 20311200 | 5.4992 | 36.805 | 38.2179 |  | 36.8007
5643 | 20314800 | 5.4993 | 36.8072 | 38.2201 |  | 36.8029
5644 | 20318400 | 5.4994 | 36.8093 | 38.2223 |  | 36.8051
5645 | 20322000 | 5.4994 | 36.8115 | 38.2245 |  | 36.8073
5646 | 20325600 | 5.4995 | 36.8137 | 38.2267 |  | 36.8094
5647 | 20329200 | 5.4996 | 36.8159 | 38.2289 |  | 36.8116
5648 | 20332800 | 5.4996 | 36.8181 | 38.2311 |  | 36.8138
5649 | 20336400 | 5.4997 | 36.8203 | 38.2333 |  | 36.816
5650 | 20340000 | 5.4998 | 36.8225 | 38.2355 |  | 36.8182
5651 | 20343600 | 5.4998 | 36.8247 | 38.2377 |  | 36.8204
5652 | 20347200 | 5.4999 | 36.8268 | 38.2399 |  | 36.8226
5653 | 20350800 | 5.5 | 36.829 | 38.2421 |  | 36.8248
5654 | 20354400 | 5.5 | 36.8312 | 38.2442 |  | 36.8269
5655 | 20358000 | 5.5001 | 36.8334 | 38.2464 |  | 36.8291
5656 | 20361600 | 5.5002 | 36.8356 | 38.2486 |  | 36.8313
5657 | 20365200 | 5.5002 | 36.8378 | 38.2508 |  | 36.8335
5658 | 20368800 | 5.5003 | 36.84 | 38.253 |  | 36.8357
5659 | 20372400 | 5.5004 | 36.8422 | 38.2552 |  | 36.8379
5660 | 20376000 | 5.5005 | 36.8443 | 38.2574 |  | 36.8401
5661 | 20379600 | 5.5005 | 36.8465 | 38.2596 |  | 36.8422
5662 | 20383200 | 5.5006 | 36.8487 | 38.2618 |  | 36.8444
5663 | 20386800 | 5.5007 | 36.8509 | 38.264 |  | 36.8466
5664 | 20390400 | 5.5007 | 36.8531 | 38.2662 |  | 36.8488
5665 | 20394000 | 5.5008 | 36.8553 | 38.2684 |  | 36.851
5666 | 20397600 | 5.5009 | 36.8575 | 38.2705 |  | 36.8532
5667 | 20401200 | 5.5009 | 36.8596 | 38.2727 |  | 36.8554
5668 | 20404800 | 5.501 | 36.8618 | 38.2749 |  | 36.8575
5669 | 20408400 | 5.5011 | 36.864 | 38.2771 |  | 36.8597
5670 | 20412000 | 5.5011 | 36.8662 | 38.2793 |  | 36.8619
5671 | 20415600 | 5.5012 | 36.8684 | 38.2815 |  | 36.8641
5672 | 20419200 | 5.5013 | 36.8706 | 38.2837 |  | 36.8663
5673 | 20422800 | 5.5013 | 36.8727 | 38.2859 |  | 36.8685
5674 | 20426400 | 5.5014 | 36.8749 | 38.2881 |  | 36.8706
5675 | 20430000 | 5.5015 | 36.8771 | 38.2903 |  | 36.8728
5676 | 20433600 | 5.5015 | 36.8793 | 38.2924 |  | 36.875
5677 | 20437200 | 5.5016 | 36.8815 | 38.2946 |  | 36.8772
5678 | 20440800 | 5.5017 | 36.8837 | 38.2968 |  | 36.8794
5679 | 20444400 | 5.5017 | 36.8858 | 38.299 |  | 36.8816
5680 | 20448000 | 5.5018 | 36.888 | 38.3012 |  | 36.8837
5681 | 20451600 | 5.5019 | 36.8902 | 38.3034 |  | 36.8859
5682 | 20455200 | 5.5019 | 36.8924 | 38.3056 |  | 36.8881
5683 | 20458800 | 5.502 | 36.8946 | 38.3078 |  | 36.8903
5684 | 20462400 | 5.5021 | 36.8968 | 38.3099 |  | 36.8925
5685 | 20466000 | 5.5021 | 36.8989 | 38.3121 |  | 36.8946
5686 | 20469600 | 5.5022 | 36.9011 | 38.3143 |  | 36.8968
5687 | 20473200 | 5.5023 | 36.9033 | 38.3165 |  | 36.899
5688 | 20476800 | 5.5023 | 36.9055 | 38.3187 |  | 36.9012
5689 | 20480400 | 5.5024 | 36.9077 | 38.3209 |  | 36.9034
5690 | 20484000 | 5.5025 | 36.9098 | 38.3231 |  | 36.9056
5691 | 20487600 | 5.5025 | 36.912 | 38.3253 |  | 36.9077
5692 | 20491200 | 5.5026 | 36.9142 | 38.3274 |  | 36.9099
5693 | 20494800 | 5.5027 | 36.9164 | 38.3296 |  | 36.9121
5694 | 20498400 | 5.5027 | 36.9186 | 38.3318 |  | 36.9143
5695 | 20502000 | 5.5028 | 36.9207 | 38.334 |  | 36.9165
5696 | 20505600 | 5.5029 | 36.9229 | 38.3362 |  | 36.9186
5697 | 20509200 | 5.5029 | 36.9251 | 38.3384 |  | 36.9208
5698 | 20512800 | 5.503 | 36.9273 | 38.3405 |  | 36.923
5699 | 20516400 | 5.5031 | 36.9295 | 38.3427 |  | 36.9252
5700 | 20520000 | 5.5031 | 36.9316 | 38.3449 |  | 36.9273
5701 | 20523600 | 5.5032 | 36.9338 | 38.3471 |  | 36.9295
5702 | 20527200 | 5.5033 | 36.936 | 38.3493 |  | 36.9317
5703 | 20530800 | 5.5033 | 36.9382 | 38.3515 |  | 36.9339
5704 | 20534400 | 5.5034 | 36.9403 | 38.3537 |  | 36.9361
5705 | 20538000 | 5.5035 | 36.9425 | 38.3558 |  | 36.9382
5706 | 20541600 | 5.5035 | 36.9447 | 38.358 |  | 36.9404
5707 | 20545200 | 5.5036 | 36.9469 | 38.3602 |  | 36.9426
5708 | 20548800 | 5.5037 | 36.9491 | 38.3624 |  | 36.9448
5709 | 20552400 | 5.5037 | 36.9512 | 38.3646 |  | 36.9469
5710 | 20556000 | 5.5038 | 36.9534 | 38.3667 |  | 36.9491
5711 | 20559600 | 5.5039 | 36.9556 | 38.3689 |  | 36.9513
5712 | 20563200 | 5.5039 | 36.9578 | 38.3711 |  | 36.9535
5713 | 20566800 | 5.504 | 36.9599 | 38.3733 |  | 36.9557
5714 | 20570400 | 5.5041 | 36.9621 | 38.3755 |  | 36.9578
5715 | 20574000 | 5.5041 | 36.9643 | 38.3777 |  | 36.96
5716 | 20577600 | 5.5042 | 36.9665 | 38.3798 |  | 36.9622
5717 | 20581200 | 5.5043 | 36.9686 | 38.382 |  | 36.9644
5718 | 20584800 | 5.5043 | 36.9708 | 38.3842 |  | 36.9665
5719 | 20588400 | 5.5044 | 36.973 | 38.3864 |  | 36.9687
5720 | 20592000 | 5.5045 | 36.9752 | 38.3886 |  | 36.9709
5721 | 20595600 | 5.5045 | 36.9773 | 38.3907 |  | 36.9731
5722 | 20599200 | 5.5046 | 36.9795 | 38.3929 |  | 36.9752
5723 | 20602800 | 5.5047 | 36.9817 | 38.3951 |  | 36.9774
5724 | 20606400 | 5.5047 | 36.9839 | 38.3973 |  | 36.9796
5725 | 20610000 | 5.5048 | 36.986 | 38.3995 |  | 36.9818
5726 | 20613600 | 5.5049 | 36.9882 | 38.4016 |  | 36.9839
5727 | 20617200 | 5.5049 | 36.9904 | 38.4038 |  | 36.9861
5728 | 20620800 | 5.505 | 36.9926 | 38.406 |  | 36.9883
5729 | 20624400 | 5.505 | 36.9947 | 38.4082 |  | 36.9904
5730 | 20628000 | 5.5051 | 36.9969 | 38.4104 |  | 36.9926
5731 | 20631600 | 5.5052 | 36.9991 | 38.4125 |  | 36.9948
5732 | 20635200 | 5.5052 | 37.0013 | 38.4147 |  | 36.997
5733 | 20638800 | 5.5053 | 37.0034 | 38.4169 |  | 36.9991
5734 | 20642400 | 5.5054 | 37.0056 | 38.4191 |  | 37.0013
5735 | 20646000 | 5.5054 | 37.0078 | 38.4212 |  | 37.0035
5736 | 20649600 | 5.5055 | 37.0099 | 38.4234 |  | 37.0057
5737 | 20653200 | 5.5056 | 37.0121 | 38.4256 |  | 37.0078
5738 | 20656800 | 5.5056 | 37.0143 | 38.4278 |  | 37.01
5739 | 20660400 | 5.5057 | 37.0165 | 38.43 |  | 37.0122
5740 | 20664000 | 5.5058 | 37.0186 | 38.4321 |  | 37.0143
5741 | 20667600 | 5.5058 | 37.0208 | 38.4343 |  | 37.0165
5742 | 20671200 | 5.5059 | 37.023 | 38.4365 |  | 37.0187
5743 | 20674800 | 5.506 | 37.0251 | 38.4387 |  | 37.0209
5744 | 20678400 | 5.506 | 37.0273 | 38.4408 |  | 37.023
5745 | 20682000 | 5.5061 | 37.0295 | 38.443 |  | 37.0252
5746 | 20685600 | 5.5062 | 37.0317 | 38.4452 |  | 37.0274
5747 | 20689200 | 5.5062 | 37.0338 | 38.4474 |  | 37.0295
5748 | 20692800 | 5.5063 | 37.036 | 38.4495 |  | 37.0317
5749 | 20696400 | 5.5064 | 37.0382 | 38.4517 |  | 37.0339
5750 | 20700000 | 5.5064 | 37.0403 | 38.4539 |  | 37.036
5751 | 20703600 | 5.5065 | 37.0425 | 38.4561 |  | 37.0382
5752 | 20707200 | 5.5066 | 37.0447 | 38.4582 |  | 37.0404
5753 | 20710800 | 5.5066 | 37.0468 | 38.4604 |  | 37.0425
5754 | 20714400 | 5.5067 | 37.049 | 38.4626 |  | 37.0447
5755 | 20718000 | 5.5068 | 37.0512 | 38.4648 |  | 37.0469
5756 | 20721600 | 5.5068 | 37.0533 | 38.4669 |  | 37.0491
5757 | 20725200 | 5.5069 | 37.0555 | 38.4691 |  | 37.0512
5758 | 20728800 | 5.507 | 37.0577 | 38.4713 |  | 37.0534
5759 | 20732400 | 5.507 | 37.0599 | 38.4735 |  | 37.0556
5760 | 20736000 | 5.5071 | 37.062 | 38.4756 |  | 37.0577
5761 | 20739600 | 5.5072 | 37.0642 | 38.4778 |  | 37.0599
5762 | 20743200 | 5.5072 | 37.0664 | 38.48 |  | 37.0621
5763 | 20746800 | 5.5073 | 37.0685 | 38.4822 |  | 37.0642
5764 | 20750400 | 5.5074 | 37.0707 | 38.4843 |  | 37.0664
5765 | 20754000 | 5.5074 | 37.0729 | 38.4865 |  | 37.0686
5766 | 20757600 | 5.5075 | 37.075 | 38.4887 |  | 37.0707
5767 | 20761200 | 5.5075 | 37.0772 | 38.4908 |  | 37.0729
5768 | 20764800 | 5.5076 | 37.0794 | 38.493 |  | 37.0751
5769 | 20768400 | 5.5077 | 37.0815 | 38.4952 |  | 37.0772
5770 | 20772000 | 5.5077 | 37.0837 | 38.4974 |  | 37.0794
5771 | 20775600 | 5.5078 | 37.0859 | 38.4995 |  | 37.0816
5772 | 20779200 | 5.5079 | 37.088 | 38.5017 |  | 37.0837
5773 | 20782800 | 5.5079 | 37.0902 | 38.5039 |  | 37.0859
5774 | 20786400 | 5.508 | 37.0924 | 38.506 |  | 37.0881
5775 | 20790000 | 5.5081 | 37.0945 | 38.5082 |  | 37.0902
5776 | 20793600 | 5.5081 | 37.0967 | 38.5104 |  | 37.0924
5777 | 20797200 | 5.5082 | 37.0988 | 38.5126 |  | 37.0945
5778 | 20800800 | 5.5083 | 37.101 | 38.5147 |  | 37.0967
5779 | 20804400 | 5.5083 | 37.1032 | 38.5169 |  | 37.0989
5780 | 20808000 | 5.5084 | 37.1053 | 38.5191 |  | 37.101
5781 | 20811600 | 5.5085 | 37.1075 | 38.5212 |  | 37.1032
5782 | 20815200 | 5.5085 | 37.1097 | 38.5234 |  | 37.1054
5783 | 20818800 | 5.5086 | 37.1118 | 38.5256 |  | 37.1075
5784 | 20822400 | 5.5087 | 37.114 | 38.5277 |  | 37.1097
5785 | 20826000 | 5.5087 | 37.1162 | 38.5299 |  | 37.1119
5786 | 20829600 | 5.5088 | 37.1183 | 38.5321 |  | 37.114
5787 | 20833200 | 5.5089 | 37.1205 | 38.5342 |  | 37.1162
5788 | 20836800 | 5.5089 | 37.1226 | 38.5364 |  | 37.1183
5789 | 20840400 | 5.509 | 37.1248 | 38.5386 |  | 37.1205
5790 | 20844000 | 5.509 | 37.127 | 38.5407 |  | 37.1227
5791 | 20847600 | 5.5091 | 37.1291 | 38.5429 |  | 37.1248
5792 | 20851200 | 5.5092 | 37.1313 | 38.5451 |  | 37.127
5793 | 20854800 | 5.5092 | 37.1335 | 38.5473 |  | 37.1292
5794 | 20858400 | 5.5093 | 37.1356 | 38.5494 |  | 37.1313
5795 | 20862000 | 5.5094 | 37.1378 | 38.5516 |  | 37.1335
5796 | 20865600 | 5.5094 | 37.1399 | 38.5538 |  | 37.1356
5797 | 20869200 | 5.5095 | 37.1421 | 38.5559 |  | 37.1378
5798 | 20872800 | 5.5096 | 37.1443 | 38.5581 |  | 37.14
5799 | 20876400 | 5.5096 | 37.1464 | 38.5603 |  | 37.1421
5800 | 20880000 | 5.5097 | 37.1486 | 38.5624 |  | 37.1443
5801 | 20883600 | 5.5098 | 37.1507 | 38.5646 |  | 37.1464
5802 | 20887200 | 5.5098 | 37.1529 | 38.5667 |  | 37.1486
5803 | 20890800 | 5.5099 | 37.1551 | 38.5689 |  | 37.1508
5804 | 20894400 | 5.51 | 37.1572 | 38.5711 |  | 37.1529
5805 | 20898000 | 5.51 | 37.1594 | 38.5732 |  | 37.1551
5806 | 20901600 | 5.5101 | 37.1615 | 38.5754 |  | 37.1572
5807 | 20905200 | 5.5102 | 37.1637 | 38.5776 |  | 37.1594
5808 | 20908800 | 5.5102 | 37.1659 | 38.5797 |  | 37.1616
5809 | 20912400 | 5.5103 | 37.168 | 38.5819 |  | 37.1637
5810 | 20916000 | 5.5103 | 37.1702 | 38.5841 |  | 37.1659
5811 | 20919600 | 5.5104 | 37.1723 | 38.5862 |  | 37.168
5812 | 20923200 | 5.5105 | 37.1745 | 38.5884 |  | 37.1702
5813 | 20926800 | 5.5105 | 37.1767 | 38.5906 |  | 37.1724
5814 | 20930400 | 5.5106 | 37.1788 | 38.5927 |  | 37.1745
5815 | 20934000 | 5.5107 | 37.181 | 38.5949 |  | 37.1767
5816 | 20937600 | 5.5107 | 37.1831 | 38.5971 |  | 37.1788
5817 | 20941200 | 5.5108 | 37.1853 | 38.5992 |  | 37.181
5818 | 20944800 | 5.5109 | 37.1874 | 38.6014 |  | 37.1831
5819 | 20948400 | 5.5109 | 37.1896 | 38.6035 |  | 37.1853
5820 | 20952000 | 5.511 | 37.1918 | 38.6057 |  | 37.1875
5821 | 20955600 | 5.5111 | 37.1939 | 38.6079 |  | 37.1896
5822 | 20959200 | 5.5111 | 37.1961 | 38.61 |  | 37.1918
5823 | 20962800 | 5.5112 | 37.1982 | 38.6122 |  | 37.1939
5824 | 20966400 | 5.5112 | 37.2004 | 38.6143 |  | 37.1961
5825 | 20970000 | 5.5113 | 37.2025 | 38.6165 |  | 37.1982
5826 | 20973600 | 5.5114 | 37.2047 | 38.6187 |  | 37.2004
5827 | 20977200 | 5.5114 | 37.2069 | 38.6208 |  | 37.2026
5828 | 20980800 | 5.5115 | 37.209 | 38.623 |  | 37.2047
5829 | 20984400 | 5.5116 | 37.2112 | 38.6252 |  | 37.2069
5830 | 20988000 | 5.5116 | 37.2133 | 38.6273 |  | 37.209
5831 | 20991600 | 5.5117 | 37.2155 | 38.6295 |  | 37.2112
5832 | 20995200 | 5.5118 | 37.2176 | 38.6316 |  | 37.2133
5833 | 20998800 | 5.5118 | 37.2198 | 38.6338 |  | 37.2155
5834 | 21002400 | 5.5119 | 37.2219 | 38.636 |  | 37.2176
5835 | 21006000 | 5.512 | 37.2241 | 38.6381 |  | 37.2198
5836 | 21009600 | 5.512 | 37.2263 | 38.6403 |  | 37.2219
5837 | 21013200 | 5.5121 | 37.2284 | 38.6424 |  | 37.2241
5838 | 21016800 | 5.5122 | 37.2306 | 38.6446 |  | 37.2263
5839 | 21020400 | 5.5122 | 37.2327 | 38.6468 |  | 37.2284
5840 | 21024000 | 5.5123 | 37.2349 | 38.6489 |  | 37.2306
5841 | 21027600 | 5.5123 | 37.237 | 38.6511 |  | 37.2327
5842 | 21031200 | 5.5124 | 37.2392 | 38.6532 |  | 37.2349
5843 | 21034800 | 5.5125 | 37.2413 | 38.6554 |  | 37.237
5844 | 21038400 | 5.5125 | 37.2435 | 38.6575 |  | 37.2392
5845 | 21042000 | 5.5126 | 37.2456 | 38.6597 |  | 37.2413
5846 | 21045600 | 5.5127 | 37.2478 | 38.6619 |  | 37.2435
5847 | 21049200 | 5.5127 | 37.2499 | 38.664 |  | 37.2456
5848 | 21052800 | 5.5128 | 37.2521 | 38.6662 |  | 37.2478
5849 | 21056400 | 5.5129 | 37.2542 | 38.6683 |  | 37.2499
5850 | 21060000 | 5.5129 | 37.2564 | 38.6705 |  | 37.2521
5851 | 21063600 | 5.513 | 37.2585 | 38.6726 |  | 37.2542
5852 | 21067200 | 5.513 | 37.2607 | 38.6748 |  | 37.2564
5853 | 21070800 | 5.5131 | 37.2628 | 38.677 |  | 37.2585
5854 | 21074400 | 5.5132 | 37.265 | 38.6791 |  | 37.2607
5855 | 21078000 | 5.5132 | 37.2671 | 38.6813 |  | 37.2628
5856 | 21081600 | 5.5133 | 37.2693 | 38.6834 |  | 37.265
5857 | 21085200 | 5.5134 | 37.2714 | 38.6856 |  | 37.2671
5858 | 21088800 | 5.5134 | 37.2736 | 38.6877 |  | 37.2693
5859 | 21092400 | 5.5135 | 37.2758 | 38.6899 |  | 37.2714
5860 | 21096000 | 5.5136 | 37.2779 | 38.6921 |  | 37.2736
5861 | 21099600 | 5.5136 | 37.28 | 38.6942 |  | 37.2757
5862 | 21103200 | 5.5137 | 37.2822 | 38.6964 |  | 37.2779
5863 | 21106800 | 5.5138 | 37.2843 | 38.6985 |  | 37.28
5864 | 21110400 | 5.5138 | 37.2865 | 38.7007 |  | 37.2822
5865 | 21114000 | 5.5139 | 37.2886 | 38.7028 |  | 37.2843
5866 | 21117600 | 5.5139 | 37.2908 | 38.705 |  | 37.2865
5867 | 21121200 | 5.514 | 37.2929 | 38.7071 |  | 37.2886
5868 | 21124800 | 5.5141 | 37.2951 | 38.7093 |  | 37.2908
5869 | 21128400 | 5.5141 | 37.2972 | 38.7114 |  | 37.2929
5870 | 21132000 | 5.5142 | 37.2994 | 38.7136 |  | 37.2951
5871 | 21135600 | 5.5143 | 37.3015 | 38.7158 |  | 37.2972
5872 | 21139200 | 5.5143 | 37.3037 | 38.7179 |  | 37.2994
5873 | 21142800 | 5.5144 | 37.3058 | 38.7201 |  | 37.3015
5874 | 21146400 | 5.5145 | 37.308 | 38.7222 |  | 37.3037
5875 | 21150000 | 5.5145 | 37.3101 | 38.7244 |  | 37.3058
5876 | 21153600 | 5.5146 | 37.3123 | 38.7265 |  | 37.308
5877 | 21157200 | 5.5146 | 37.3144 | 38.7287 |  | 37.3101
5878 | 21160800 | 5.5147 | 37.3166 | 38.7308 |  | 37.3123
5879 | 21164400 | 5.5148 | 37.3187 | 38.733 |  | 37.3144
5880 | 21168000 | 5.5148 | 37.3209 | 38.7351 |  | 37.3166
5881 | 21171600 | 5.5149 | 37.323 | 38.7373 |  | 37.3187
5882 | 21175200 | 5.515 | 37.3252 | 38.7394 |  | 37.3208
5883 | 21178800 | 5.515 | 37.3273 | 38.7416 |  | 37.323
5884 | 21182400 | 5.5151 | 37.3294 | 38.7437 |  | 37.3251
5885 | 21186000 | 5.5152 | 37.3316 | 38.7459 |  | 37.3273
5886 | 21189600 | 5.5152 | 37.3337 | 38.748 |  | 37.3294
5887 | 21193200 | 5.5153 | 37.3359 | 38.7502 |  | 37.3316
5888 | 21196800 | 5.5153 | 37.338 | 38.7523 |  | 37.3337
5889 | 21200400 | 5.5154 | 37.3402 | 38.7545 |  | 37.3359
5890 | 21204000 | 5.5155 | 37.3423 | 38.7566 |  | 37.338
5891 | 21207600 | 5.5155 | 37.3445 | 38.7588 |  | 37.3402
5892 | 21211200 | 5.5156 | 37.3466 | 38.7609 |  | 37.3423
5893 | 21214800 | 5.5157 | 37.3488 | 38.7631 |  | 37.3444
5894 | 21218400 | 5.5157 | 37.3509 | 38.7652 |  | 37.3466
5895 | 21222000 | 5.5158 | 37.353 | 38.7674 |  | 37.3487
5896 | 21225600 | 5.5159 | 37.3552 | 38.7695 |  | 37.3509
5897 | 21229200 | 5.5159 | 37.3573 | 38.7717 |  | 37.353
5898 | 21232800 | 5.516 | 37.3595 | 38.7738 |  | 37.3552
5899 | 21236400 | 5.516 | 37.3616 | 38.776 |  | 37.3573
5900 | 21240000 | 5.5161 | 37.3638 | 38.7781 |  | 37.3594
5901 | 21243600 | 5.5162 | 37.3659 | 38.7803 |  | 37.3616
5902 | 21247200 | 5.5162 | 37.368 | 38.7824 |  | 37.3637
5903 | 21250800 | 5.5163 | 37.3702 | 38.7846 |  | 37.3659
5904 | 21254400 | 5.5164 | 37.3723 | 38.7867 |  | 37.368
5905 | 21258000 | 5.5164 | 37.3745 | 38.7889 |  | 37.3702
5906 | 21261600 | 5.5165 | 37.3766 | 38.791 |  | 37.3723
5907 | 21265200 | 5.5165 | 37.3788 | 38.7932 |  | 37.3744
5908 | 21268800 | 5.5166 | 37.3809 | 38.7953 |  | 37.3766
5909 | 21272400 | 5.5167 | 37.383 | 38.7975 |  | 37.3787
5910 | 21276000 | 5.5167 | 37.3852 | 38.7996 |  | 37.3809
5911 | 21279600 | 5.5168 | 37.3873 | 38.8017 |  | 37.383
5912 | 21283200 | 5.5169 | 37.3895 | 38.8039 |  | 37.3851
5913 | 21286800 | 5.5169 | 37.3916 | 38.806 |  | 37.3873
5914 | 21290400 | 5.517 | 37.3937 | 38.8082 |  | 37.3894
5915 | 21294000 | 5.5171 | 37.3959 | 38.8103 |  | 37.3916
5916 | 21297600 | 5.5171 | 37.398 | 38.8125 |  | 37.3937
5917 | 21301200 | 5.5172 | 37.4002 | 38.8146 |  | 37.3958
5918 | 21304800 | 5.5172 | 37.4023 | 38.8168 |  | 37.398
5919 | 21308400 | 5.5173 | 37.4044 | 38.8189 |  | 37.4001
5920 | 21312000 | 5.5174 | 37.4066 | 38.8211 |  | 37.4023
5921 | 21315600 | 5.5174 | 37.4087 | 38.8232 |  | 37.4044
5922 | 21319200 | 5.5175 | 37.4109 | 38.8253 |  | 37.4065
5923 | 21322800 | 5.5176 | 37.413 | 38.8275 |  | 37.4087
5924 | 21326400 | 5.5176 | 37.4151 | 38.8296 |  | 37.4108
5925 | 21330000 | 5.5177 | 37.4173 | 38.8318 |  | 37.413
5926 | 21333600 | 5.5177 | 37.4194 | 38.8339 |  | 37.4151
5927 | 21337200 | 5.5178 | 37.4216 | 38.8361 |  | 37.4172
5928 | 21340800 | 5.5179 | 37.4237 | 38.8382 |  | 37.4194
5929 | 21344400 | 5.5179 | 37.4258 | 38.8403 |  | 37.4215
5930 | 21348000 | 5.518 | 37.428 | 38.8425 |  | 37.4237
5931 | 21351600 | 5.5181 | 37.4301 | 38.8446 |  | 37.4258
5932 | 21355200 | 5.5181 | 37.4322 | 38.8468 |  | 37.4279
5933 | 21358800 | 5.5182 | 37.4344 | 38.8489 |  | 37.4301
5934 | 21362400 | 5.5182 | 37.4365 | 38.8511 |  | 37.4322
5935 | 21366000 | 5.5183 | 37.4387 | 38.8532 |  | 37.4343
5936 | 21369600 | 5.5184 | 37.4408 | 38.8553 |  | 37.4365
5937 | 21373200 | 5.5184 | 37.4429 | 38.8575 |  | 37.4386
5938 | 21376800 | 5.5185 | 37.4451 | 38.8596 |  | 37.4407
5939 | 21380400 | 5.5186 | 37.4472 | 38.8618 |  | 37.4429
5940 | 21384000 | 5.5186 | 37.4493 | 38.8639 |  | 37.445
5941 | 21387600 | 5.5187 | 37.4515 | 38.8661 |  | 37.4472
5942 | 21391200 | 5.5187 | 37.4536 | 38.8682 |  | 37.4493
5943 | 21394800 | 5.5188 | 37.4557 | 38.8703 |  | 37.4514
5944 | 21398400 | 5.5189 | 37.4579 | 38.8725 |  | 37.4536
5945 | 21402000 | 5.5189 | 37.46 | 38.8746 |  | 37.4557
5946 | 21405600 | 5.519 | 37.4621 | 38.8768 |  | 37.4578
5947 | 21409200 | 5.5191 | 37.4643 | 38.8789 |  | 37.46
5948 | 21412800 | 5.5191 | 37.4664 | 38.881 |  | 37.4621
5949 | 21416400 | 5.5192 | 37.4686 | 38.8832 |  | 37.4642
5950 | 21420000 | 5.5192 | 37.4707 | 38.8853 |  | 37.4664
5951 | 21423600 | 5.5193 | 37.4728 | 38.8875 |  | 37.4685
5952 | 21427200 | 5.5194 | 37.475 | 38.8896 |  | 37.4706
5953 | 21430800 | 5.5194 | 37.4771 | 38.8917 |  | 37.4728
5954 | 21434400 | 5.5195 | 37.4792 | 38.8939 |  | 37.4749
5955 | 21438000 | 5.5196 | 37.4814 | 38.896 |  | 37.477
5956 | 21441600 | 5.5196 | 37.4835 | 38.8982 |  | 37.4792
5957 | 21445200 | 5.5197 | 37.4856 | 38.9003 |  | 37.4813
5958 | 21448800 | 5.5197 | 37.4878 | 38.9024 |  | 37.4834
5959 | 21452400 | 5.5198 | 37.4899 | 38.9046 |  | 37.4856
5960 | 21456000 | 5.5199 | 37.492 | 38.9067 |  | 37.4877
5961 | 21459600 | 5.5199 | 37.4942 | 38.9088 |  | 37.4898
5962 | 21463200 | 5.52 | 37.4963 | 38.911 |  | 37.492
5963 | 21466800 | 5.5201 | 37.4984 | 38.9131 |  | 37.4941
5964 | 21470400 | 5.5201 | 37.5006 | 38.9153 |  | 37.4962
5965 | 21474000 | 5.5202 | 37.5027 | 38.9174 |  | 37.4984
5966 | 21477600 | 5.5202 | 37.5048 | 38.9195 |  | 37.5005
5967 | 21481200 | 5.5203 | 37.5069 | 38.9217 |  | 37.5026
5968 | 21484800 | 5.5204 | 37.5091 | 38.9238 |  | 37.5048
5969 | 21488400 | 5.5204 | 37.5112 | 38.9259 |  | 37.5069
5970 | 21492000 | 5.5205 | 37.5133 | 38.9281 |  | 37.509
5971 | 21495600 | 5.5206 | 37.5155 | 38.9302 |  | 37.5111
5972 | 21499200 | 5.5206 | 37.5176 | 38.9323 |  | 37.5133
5973 | 21502800 | 5.5207 | 37.5197 | 38.9345 |  | 37.5154
5974 | 21506400 | 5.5207 | 37.5219 | 38.9366 |  | 37.5175
5975 | 21510000 | 5.5208 | 37.524 | 38.9388 |  | 37.5197
5976 | 21513600 | 5.5209 | 37.5261 | 38.9409 |  | 37.5218
5977 | 21517200 | 5.5209 | 37.5283 | 38.943 |  | 37.5239
5978 | 21520800 | 5.521 | 37.5304 | 38.9452 |  | 37.5261
5979 | 21524400 | 5.5211 | 37.5325 | 38.9473 |  | 37.5282
5980 | 21528000 | 5.5211 | 37.5346 | 38.9494 |  | 37.5303
5981 | 21531600 | 5.5212 | 37.5368 | 38.9516 |  | 37.5324
5982 | 21535200 | 5.5212 | 37.5389 | 38.9537 |  | 37.5346
5983 | 21538800 | 5.5213 | 37.541 | 38.9558 |  | 37.5367
5984 | 21542400 | 5.5214 | 37.5432 | 38.958 |  | 37.5388
5985 | 21546000 | 5.5214 | 37.5453 | 38.9601 |  | 37.541
5986 | 21549600 | 5.5215 | 37.5474 | 38.9622 |  | 37.5431
5987 | 21553200 | 5.5216 | 37.5495 | 38.9644 |  | 37.5452
5988 | 21556800 | 5.5216 | 37.5517 | 38.9665 |  | 37.5473
5989 | 21560400 | 5.5217 | 37.5538 | 38.9686 |  | 37.5495
5990 | 21564000 | 5.5217 | 37.5559 | 38.9708 |  | 37.5516
5991 | 21567600 | 5.5218 | 37.5581 | 38.9729 |  | 37.5537
5992 | 21571200 | 5.5219 | 37.5602 | 38.975 |  | 37.5559
5993 | 21574800 | 5.5219 | 37.5623 | 38.9772 |  | 37.558
5994 | 21578400 | 5.522 | 37.5644 | 38.9793 |  | 37.5601
5995 | 21582000 | 5.522 | 37.5666 | 38.9814 |  | 37.5622
5996 | 21585600 | 5.5221 | 37.5687 | 38.9836 |  | 37.5644
5997 | 21589200 | 5.5222 | 37.5708 | 38.9857 |  | 37.5665
5998 | 21592800 | 5.5222 | 37.5729 | 38.9878 |  | 37.5686
5999 | 21596400 | 5.5223 | 37.5751 | 38.9899 |  | 37.5707
6000 | 21600000 | 5.5224 | 37.5772 | 38.9921 |  | 37.5729
6001 | 21603600 | 5.5224 | 37.5793 | 38.9942 |  | 37.575
6002 | 21607200 | 5.5225 | 37.5814 | 38.9963 |  | 37.5771
6003 | 21610800 | 5.5225 | 37.5836 | 38.9985 |  | 37.5792
6004 | 21614400 | 5.5226 | 37.5857 | 39.0006 |  | 37.5814
6005 | 21618000 | 5.5227 | 37.5878 | 39.0027 |  | 37.5835
6006 | 21621600 | 5.5227 | 37.5899 | 39.0049 |  | 37.5856
6007 | 21625200 | 5.5228 | 37.5921 | 39.007 |  | 37.5877
6008 | 21628800 | 5.5228 | 37.5942 | 39.0091 |  | 37.5899
6009 | 21632400 | 5.5229 | 37.5963 | 39.0112 |  | 37.592
6010 | 21636000 | 5.523 | 37.5984 | 39.0134 |  | 37.5941
6011 | 21639600 | 5.523 | 37.6006 | 39.0155 |  | 37.5962
6012 | 21643200 | 5.5231 | 37.6027 | 39.0176 |  | 37.5984
6013 | 21646800 | 5.5232 | 37.6048 | 39.0198 |  | 37.6005
6014 | 21650400 | 5.5232 | 37.6069 | 39.0219 |  | 37.6026
6015 | 21654000 | 5.5233 | 37.6091 | 39.024 |  | 37.6047
6016 | 21657600 | 5.5233 | 37.6112 | 39.0261 |  | 37.6069
6017 | 21661200 | 5.5234 | 37.6133 | 39.0283 |  | 37.609
6018 | 21664800 | 5.5235 | 37.6154 | 39.0304 |  | 37.6111
6019 | 21668400 | 5.5235 | 37.6175 | 39.0325 |  | 37.6132
6020 | 21672000 | 5.5236 | 37.6197 | 39.0347 |  | 37.6153
6021 | 21675600 | 5.5236 | 37.6218 | 39.0368 |  | 37.6175
6022 | 21679200 | 5.5237 | 37.6239 | 39.0389 |  | 37.6196
6023 | 21682800 | 5.5238 | 37.626 | 39.041 |  | 37.6217
6024 | 21686400 | 5.5238 | 37.6282 | 39.0432 |  | 37.6238
6025 | 21690000 | 5.5239 | 37.6303 | 39.0453 |  | 37.626
6026 | 21693600 | 5.524 | 37.6324 | 39.0474 |  | 37.6281
6027 | 21697200 | 5.524 | 37.6345 | 39.0495 |  | 37.6302
6028 | 21700800 | 5.5241 | 37.6366 | 39.0517 |  | 37.6323
6029 | 21704400 | 5.5241 | 37.6388 | 39.0538 |  | 37.6344
6030 | 21708000 | 5.5242 | 37.6409 | 39.0559 |  | 37.6366
6031 | 21711600 | 5.5243 | 37.643 | 39.0581 |  | 37.6387
6032 | 21715200 | 5.5243 | 37.6451 | 39.0602 |  | 37.6408
6033 | 21718800 | 5.5244 | 37.6472 | 39.0623 |  | 37.6429
6034 | 21722400 | 5.5244 | 37.6494 | 39.0644 |  | 37.645
6035 | 21726000 | 5.5245 | 37.6515 | 39.0666 |  | 37.6472
6036 | 21729600 | 5.5246 | 37.6536 | 39.0687 |  | 37.6493
6037 | 21733200 | 5.5246 | 37.6557 | 39.0708 |  | 37.6514
6038 | 21736800 | 5.5247 | 37.6578 | 39.0729 |  | 37.6535
6039 | 21740400 | 5.5248 | 37.66 | 39.0751 |  | 37.6556
6040 | 21744000 | 5.5248 | 37.6621 | 39.0772 |  | 37.6578
6041 | 21747600 | 5.5249 | 37.6642 | 39.0793 |  | 37.6599
6042 | 21751200 | 5.5249 | 37.6663 | 39.0814 |  | 37.662
6043 | 21754800 | 5.525 | 37.6684 | 39.0835 |  | 37.6641
6044 | 21758400 | 5.5251 | 37.6706 | 39.0857 |  | 37.6662
6045 | 21762000 | 5.5251 | 37.6727 | 39.0878 |  | 37.6683
6046 | 21765600 | 5.5252 | 37.6748 | 39.0899 |  | 37.6705
6047 | 21769200 | 5.5252 | 37.6769 | 39.092 |  | 37.6726
6048 | 21772800 | 5.5253 | 37.679 | 39.0942 |  | 37.6747
6049 | 21776400 | 5.5254 | 37.6811 | 39.0963 |  | 37.6768
6050 | 21780000 | 5.5254 | 37.6833 | 39.0984 |  | 37.6789
6051 | 21783600 | 5.5255 | 37.6854 | 39.1005 |  | 37.6811
6052 | 21787200 | 5.5255 | 37.6875 | 39.1027 |  | 37.6832
6053 | 21790800 | 5.5256 | 37.6896 | 39.1048 |  | 37.6853
6054 | 21794400 | 5.5257 | 37.6917 | 39.1069 |  | 37.6874
6055 | 21798000 | 5.5257 | 37.6938 | 39.109 |  | 37.6895
6056 | 21801600 | 5.5258 | 37.696 | 39.1111 |  | 37.6916
6057 | 21805200 | 5.5258 | 37.6981 | 39.1133 |  | 37.6937
6058 | 21808800 | 5.5259 | 37.7002 | 39.1154 |  | 37.6959
6059 | 21812400 | 5.526 | 37.7023 | 39.1175 |  | 37.698
6060 | 21816000 | 5.526 | 37.7044 | 39.1196 |  | 37.7001
6061 | 21819600 | 5.5261 | 37.7065 | 39.1217 |  | 37.7022
6062 | 21823200 | 5.5262 | 37.7087 | 39.1239 |  | 37.7043
6063 | 21826800 | 5.5262 | 37.7108 | 39.126 |  | 37.7064
6064 | 21830400 | 5.5263 | 37.7129 | 39.1281 |  | 37.7086
6065 | 21834000 | 5.5263 | 37.715 | 39.1302 |  | 37.7107
6066 | 21837600 | 5.5264 | 37.7171 | 39.1323 |  | 37.7128
6067 | 21841200 | 5.5265 | 37.7192 | 39.1345 |  | 37.7149
6068 | 21844800 | 5.5265 | 37.7213 | 39.1366 |  | 37.717
6069 | 21848400 | 5.5266 | 37.7235 | 39.1387 |  | 37.7191
6070 | 21852000 | 5.5266 | 37.7256 | 39.1408 |  | 37.7212
6071 | 21855600 | 5.5267 | 37.7277 | 39.1429 |  | 37.7234
6072 | 21859200 | 5.5268 | 37.7298 | 39.1451 |  | 37.7255
6073 | 21862800 | 5.5268 | 37.7319 | 39.1472 |  | 37.7276
6074 | 21866400 | 5.5269 | 37.734 | 39.1493 |  | 37.7297
6075 | 21870000 | 5.5269 | 37.7361 | 39.1514 |  | 37.7318
6076 | 21873600 | 5.527 | 37.7383 | 39.1535 |  | 37.7339
6077 | 21877200 | 5.5271 | 37.7404 | 39.1557 |  | 37.736
6078 | 21880800 | 5.5271 | 37.7425 | 39.1578 |  | 37.7381
6079 | 21884400 | 5.5272 | 37.7446 | 39.1599 |  | 37.7403
6080 | 21888000 | 5.5272 | 37.7467 | 39.162 |  | 37.7424
6081 | 21891600 | 5.5273 | 37.7488 | 39.1641 |  | 37.7445
6082 | 21895200 | 5.5274 | 37.7509 | 39.1662 |  | 37.7466
6083 | 21898800 | 5.5274 | 37.753 | 39.1684 |  | 37.7487
6084 | 21902400 | 5.5275 | 37.7552 | 39.1705 |  | 37.7508
6085 | 21906000 | 5.5275 | 37.7573 | 39.1726 |  | 37.7529
6086 | 21909600 | 5.5276 | 37.7594 | 39.1747 |  | 37.755
6087 | 21913200 | 5.5277 | 37.7615 | 39.1768 |  | 37.7572
6088 | 21916800 | 5.5277 | 37.7636 | 39.1789 |  | 37.7593
6089 | 21920400 | 5.5278 | 37.7657 | 39.1811 |  | 37.7614
6090 | 21924000 | 5.5279 | 37.7678 | 39.1832 |  | 37.7635
6091 | 21927600 | 5.5279 | 37.7699 | 39.1853 |  | 37.7656
6092 | 21931200 | 5.528 | 37.772 | 39.1874 |  | 37.7677
6093 | 21934800 | 5.528 | 37.7742 | 39.1895 |  | 37.7698
6094 | 21938400 | 5.5281 | 37.7763 | 39.1916 |  | 37.7719
6095 | 21942000 | 5.5282 | 37.7784 | 39.1937 |  | 37.774
6096 | 21945600 | 5.5282 | 37.7805 | 39.1959 |  | 37.7761
6097 | 21949200 | 5.5283 | 37.7826 | 39.198 |  | 37.7783
6098 | 21952800 | 5.5283 | 37.7847 | 39.2001 |  | 37.7804
6099 | 21956400 | 5.5284 | 37.7868 | 39.2022 |  | 37.7825
6100 | 21960000 | 5.5285 | 37.7889 | 39.2043 |  | 37.7846
6101 | 21963600 | 5.5285 | 37.791 | 39.2064 |  | 37.7867
6102 | 21967200 | 5.5286 | 37.7931 | 39.2085 |  | 37.7888
6103 | 21970800 | 5.5286 | 37.7952 | 39.2107 |  | 37.7909
6104 | 21974400 | 5.5287 | 37.7974 | 39.2128 |  | 37.793
6105 | 21978000 | 5.5288 | 37.7995 | 39.2149 |  | 37.7951
6106 | 21981600 | 5.5288 | 37.8016 | 39.217 |  | 37.7972
6107 | 21985200 | 5.5289 | 37.8037 | 39.2191 |  | 37.7993
6108 | 21988800 | 5.5289 | 37.8058 | 39.2212 |  | 37.8014
6109 | 21992400 | 5.529 | 37.8079 | 39.2233 |  | 37.8036
6110 | 21996000 | 5.5291 | 37.81 | 39.2255 |  | 37.8057
6111 | 21999600 | 5.5291 | 37.8121 | 39.2276 |  | 37.8078
6112 | 22003200 | 5.5292 | 37.8142 | 39.2297 |  | 37.8099
6113 | 22006800 | 5.5292 | 37.8163 | 39.2318 |  | 37.812
6114 | 22010400 | 5.5293 | 37.8184 | 39.2339 |  | 37.8141
6115 | 22014000 | 5.5294 | 37.8205 | 39.236 |  | 37.8162
6116 | 22017600 | 5.5294 | 37.8226 | 39.2381 |  | 37.8183
6117 | 22021200 | 5.5295 | 37.8248 | 39.2402 |  | 37.8204
6118 | 22024800 | 5.5295 | 37.8269 | 39.2423 |  | 37.8225
6119 | 22028400 | 5.5296 | 37.829 | 39.2445 |  | 37.8246
6120 | 22032000 | 5.5297 | 37.8311 | 39.2466 |  | 37.8267
6121 | 22035600 | 5.5297 | 37.8332 | 39.2487 |  | 37.8288
6122 | 22039200 | 5.5298 | 37.8353 | 39.2508 |  | 37.8309
6123 | 22042800 | 5.5298 | 37.8374 | 39.2529 |  | 37.833
6124 | 22046400 | 5.5299 | 37.8395 | 39.255 |  | 37.8351
6125 | 22050000 | 5.53 | 37.8416 | 39.2571 |  | 37.8373
6126 | 22053600 | 5.53 | 37.8437 | 39.2592 |  | 37.8394
6127 | 22057200 | 5.5301 | 37.8458 | 39.2613 |  | 37.8415
6128 | 22060800 | 5.5301 | 37.8479 | 39.2634 |  | 37.8436
6129 | 22064400 | 5.5302 | 37.85 | 39.2656 |  | 37.8457
6130 | 22068000 | 5.5303 | 37.8521 | 39.2677 |  | 37.8478
6131 | 22071600 | 5.5303 | 37.8542 | 39.2698 |  | 37.8499
6132 | 22075200 | 5.5304 | 37.8563 | 39.2719 |  | 37.852
6133 | 22078800 | 5.5304 | 37.8584 | 39.274 |  | 37.8541
6134 | 22082400 | 5.5305 | 37.8605 | 39.2761 |  | 37.8562
6135 | 22086000 | 5.5306 | 37.8626 | 39.2782 |  | 37.8583
6136 | 22089600 | 5.5306 | 37.8647 | 39.2803 |  | 37.8604
6137 | 22093200 | 5.5307 | 37.8668 | 39.2824 |  | 37.8625
6138 | 22096800 | 5.5307 | 37.8689 | 39.2845 |  | 37.8646
6139 | 22100400 | 5.5308 | 37.871 | 39.2866 |  | 37.8667
6140 | 22104000 | 5.5309 | 37.8731 | 39.2887 |  | 37.8688
6141 | 22107600 | 5.5309 | 37.8753 | 39.2909 |  | 37.8709
6142 | 22111200 | 5.531 | 37.8774 | 39.293 |  | 37.873
6143 | 22114800 | 5.531 | 37.8795 | 39.2951 |  | 37.8751
6144 | 22118400 | 5.5311 | 37.8816 | 39.2972 |  | 37.8772
6145 | 22122000 | 5.5312 | 37.8837 | 39.2993 |  | 37.8793
6146 | 22125600 | 5.5312 | 37.8858 | 39.3014 |  | 37.8814
6147 | 22129200 | 5.5313 | 37.8879 | 39.3035 |  | 37.8835
6148 | 22132800 | 5.5313 | 37.89 | 39.3056 |  | 37.8856
6149 | 22136400 | 5.5314 | 37.8921 | 39.3077 |  | 37.8877
6150 | 22140000 | 5.5314 | 37.8942 | 39.3098 |  | 37.8898
6151 | 22143600 | 5.5315 | 37.8963 | 39.3119 |  | 37.8919
6152 | 22147200 | 5.5316 | 37.8984 | 39.314 |  | 37.894
6153 | 22150800 | 5.5316 | 37.9005 | 39.3161 |  | 37.8961
6154 | 22154400 | 5.5317 | 37.9026 | 39.3182 |  | 37.8982
6155 | 22158000 | 5.5317 | 37.9047 | 39.3203 |  | 37.9003
6156 | 22161600 | 5.5318 | 37.9068 | 39.3224 |  | 37.9024
6157 | 22165200 | 5.5319 | 37.9089 | 39.3245 |  | 37.9045
6158 | 22168800 | 5.5319 | 37.911 | 39.3267 |  | 37.9066
6159 | 22172400 | 5.532 | 37.9131 | 39.3288 |  | 37.9087
6160 | 22176000 | 5.532 | 37.9152 | 39.3309 |  | 37.9108
6161 | 22179600 | 5.5321 | 37.9173 | 39.333 |  | 37.9129
6162 | 22183200 | 5.5322 | 37.9194 | 39.3351 |  | 37.915
6163 | 22186800 | 5.5322 | 37.9215 | 39.3372 |  | 37.9171
6164 | 22190400 | 5.5323 | 37.9236 | 39.3393 |  | 37.9192
6165 | 22194000 | 5.5323 | 37.9257 | 39.3414 |  | 37.9213
6166 | 22197600 | 5.5324 | 37.9278 | 39.3435 |  | 37.9234
6167 | 22201200 | 5.5325 | 37.9299 | 39.3456 |  | 37.9255
6168 | 22204800 | 5.5325 | 37.932 | 39.3477 |  | 37.9276
6169 | 22208400 | 5.5326 | 37.934 | 39.3498 |  | 37.9297
6170 | 22212000 | 5.5326 | 37.9361 | 39.3519 |  | 37.9318
6171 | 22215600 | 5.5327 | 37.9382 | 39.354 |  | 37.9339
6172 | 22219200 | 5.5328 | 37.9403 | 39.3561 |  | 37.936
6173 | 22222800 | 5.5328 | 37.9424 | 39.3582 |  | 37.9381
6174 | 22226400 | 5.5329 | 37.9445 | 39.3603 |  | 37.9402
6175 | 22230000 | 5.5329 | 37.9466 | 39.3624 |  | 37.9423
6176 | 22233600 | 5.533 | 37.9487 | 39.3645 |  | 37.9444
6177 | 22237200 | 5.5331 | 37.9508 | 39.3666 |  | 37.9465
6178 | 22240800 | 5.5331 | 37.9529 | 39.3687 |  | 37.9486
6179 | 22244400 | 5.5332 | 37.955 | 39.3708 |  | 37.9507
6180 | 22248000 | 5.5332 | 37.9571 | 39.3729 |  | 37.9528
6181 | 22251600 | 5.5333 | 37.9592 | 39.375 |  | 37.9549
6182 | 22255200 | 5.5333 | 37.9613 | 39.3771 |  | 37.957
6183 | 22258800 | 5.5334 | 37.9634 | 39.3792 |  | 37.9591
6184 | 22262400 | 5.5335 | 37.9655 | 39.3813 |  | 37.9611
6185 | 22266000 | 5.5335 | 37.9676 | 39.3834 |  | 37.9632
6186 | 22269600 | 5.5336 | 37.9697 | 39.3855 |  | 37.9653
6187 | 22273200 | 5.5336 | 37.9718 | 39.3876 |  | 37.9674
6188 | 22276800 | 5.5337 | 37.9739 | 39.3897 |  | 37.9695
6189 | 22280400 | 5.5338 | 37.976 | 39.3918 |  | 37.9716
6190 | 22284000 | 5.5338 | 37.9781 | 39.3939 |  | 37.9737
6191 | 22287600 | 5.5339 | 37.9802 | 39.396 |  | 37.9758
6192 | 22291200 | 5.5339 | 37.9823 | 39.3981 |  | 37.9779
6193 | 22294800 | 5.534 | 37.9843 | 39.4002 |  | 37.98
6194 | 22298400 | 5.5341 | 37.9864 | 39.4023 |  | 37.9821
6195 | 22302000 | 5.5341 | 37.9885 | 39.4044 |  | 37.9842
6196 | 22305600 | 5.5342 | 37.9906 | 39.4065 |  | 37.9863
6197 | 22309200 | 5.5342 | 37.9927 | 39.4086 |  | 37.9884
6198 | 22312800 | 5.5343 | 37.9948 | 39.4107 |  | 37.9905
6199 | 22316400 | 5.5344 | 37.9969 | 39.4128 |  | 37.9926
6200 | 22320000 | 5.5344 | 37.999 | 39.4149 |  | 37.9946
6201 | 22323600 | 5.5345 | 38.0011 | 39.417 |  | 37.9967
6202 | 22327200 | 5.5345 | 38.0032 | 39.4191 |  | 37.9988
6203 | 22330800 | 5.5346 | 38.0053 | 39.4212 |  | 38.0009
6204 | 22334400 | 5.5346 | 38.0074 | 39.4233 |  | 38.003
6205 | 22338000 | 5.5347 | 38.0095 | 39.4254 |  | 38.0051
6206 | 22341600 | 5.5348 | 38.0115 | 39.4275 |  | 38.0072
6207 | 22345200 | 5.5348 | 38.0136 | 39.4296 |  | 38.0093
6208 | 22348800 | 5.5349 | 38.0157 | 39.4317 |  | 38.0114
6209 | 22352400 | 5.5349 | 38.0178 | 39.4338 |  | 38.0135
6210 | 22356000 | 5.535 | 38.0199 | 39.4359 |  | 38.0156
6211 | 22359600 | 5.5351 | 38.022 | 39.438 |  | 38.0177
6212 | 22363200 | 5.5351 | 38.0241 | 39.4401 |  | 38.0197
6213 | 22366800 | 5.5352 | 38.0262 | 39.4421 |  | 38.0218
6214 | 22370400 | 5.5352 | 38.0283 | 39.4442 |  | 38.0239
6215 | 22374000 | 5.5353 | 38.0304 | 39.4463 |  | 38.026
6216 | 22377600 | 5.5353 | 38.0325 | 39.4484 |  | 38.0281
6217 | 22381200 | 5.5354 | 38.0345 | 39.4505 |  | 38.0302
6218 | 22384800 | 5.5355 | 38.0366 | 39.4526 |  | 38.0323
6219 | 22388400 | 5.5355 | 38.0387 | 39.4547 |  | 38.0344
6220 | 22392000 | 5.5356 | 38.0408 | 39.4568 |  | 38.0365
6221 | 22395600 | 5.5356 | 38.0429 | 39.4589 |  | 38.0386
6222 | 22399200 | 5.5357 | 38.045 | 39.461 |  | 38.0406
6223 | 22402800 | 5.5358 | 38.0471 | 39.4631 |  | 38.0427
6224 | 22406400 | 5.5358 | 38.0492 | 39.4652 |  | 38.0448
6225 | 22410000 | 5.5359 | 38.0513 | 39.4673 |  | 38.0469
6226 | 22413600 | 5.5359 | 38.0534 | 39.4694 |  | 38.049
6227 | 22417200 | 5.536 | 38.0554 | 39.4715 |  | 38.0511
6228 | 22420800 | 5.5361 | 38.0575 | 39.4736 |  | 38.0532
6229 | 22424400 | 5.5361 | 38.0596 | 39.4757 |  | 38.0553
6230 | 22428000 | 5.5362 | 38.0617 | 39.4777 |  | 38.0573
6231 | 22431600 | 5.5362 | 38.0638 | 39.4798 |  | 38.0594
6232 | 22435200 | 5.5363 | 38.0659 | 39.4819 |  | 38.0615
6233 | 22438800 | 5.5363 | 38.068 | 39.484 |  | 38.0636
6234 | 22442400 | 5.5364 | 38.0701 | 39.4861 |  | 38.0657
6235 | 22446000 | 5.5365 | 38.0721 | 39.4882 |  | 38.0678
6236 | 22449600 | 5.5365 | 38.0742 | 39.4903 |  | 38.0699
6237 | 22453200 | 5.5366 | 38.0763 | 39.4924 |  | 38.072
6238 | 22456800 | 5.5366 | 38.0784 | 39.4945 |  | 38.074
6239 | 22460400 | 5.5367 | 38.0805 | 39.4966 |  | 38.0761
6240 | 22464000 | 5.5368 | 38.0826 | 39.4987 |  | 38.0782
6241 | 22467600 | 5.5368 | 38.0847 | 39.5008 |  | 38.0803
6242 | 22471200 | 5.5369 | 38.0867 | 39.5028 |  | 38.0824
6243 | 22474800 | 5.5369 | 38.0888 | 39.5049 |  | 38.0845
6244 | 22478400 | 5.537 | 38.0909 | 39.507 |  | 38.0866
6245 | 22482000 | 5.537 | 38.093 | 39.5091 |  | 38.0886
6246 | 22485600 | 5.5371 | 38.0951 | 39.5112 |  | 38.0907
6247 | 22489200 | 5.5372 | 38.0972 | 39.5133 |  | 38.0928
6248 | 22492800 | 5.5372 | 38.0993 | 39.5154 |  | 38.0949
6249 | 22496400 | 5.5373 | 38.1013 | 39.5175 |  | 38.097
6250 | 22500000 | 5.5373 | 38.1034 | 39.5196 |  | 38.0991
6251 | 22503600 | 5.5374 | 38.1055 | 39.5217 |  | 38.1012
6252 | 22507200 | 5.5375 | 38.1076 | 39.5237 |  | 38.1032
6253 | 22510800 | 5.5375 | 38.1097 | 39.5258 |  | 38.1053
6254 | 22514400 | 5.5376 | 38.1118 | 39.5279 |  | 38.1074
6255 | 22518000 | 5.5376 | 38.1138 | 39.53 |  | 38.1095
6256 | 22521600 | 5.5377 | 38.1159 | 39.5321 |  | 38.1116
6257 | 22525200 | 5.5377 | 38.118 | 39.5342 |  | 38.1137
6258 | 22528800 | 5.5378 | 38.1201 | 39.5363 |  | 38.1157
6259 | 22532400 | 5.5379 | 38.1222 | 39.5384 |  | 38.1178
6260 | 22536000 | 5.5379 | 38.1243 | 39.5404 |  | 38.1199
6261 | 22539600 | 5.538 | 38.1263 | 39.5425 |  | 38.122
6262 | 22543200 | 5.538 | 38.1284 | 39.5446 |  | 38.1241
6263 | 22546800 | 5.5381 | 38.1305 | 39.5467 |  | 38.1262
6264 | 22550400 | 5.5381 | 38.1326 | 39.5488 |  | 38.1282
6265 | 22554000 | 5.5382 | 38.1347 | 39.5509 |  | 38.1303
6266 | 22557600 | 5.5383 | 38.1368 | 39.553 |  | 38.1324
6267 | 22561200 | 5.5383 | 38.1388 | 39.5551 |  | 38.1345
6268 | 22564800 | 5.5384 | 38.1409 | 39.5571 |  | 38.1366
6269 | 22568400 | 5.5384 | 38.143 | 39.5592 |  | 38.1386
6270 | 22572000 | 5.5385 | 38.1451 | 39.5613 |  | 38.1407
6271 | 22575600 | 5.5386 | 38.1472 | 39.5634 |  | 38.1428
6272 | 22579200 | 5.5386 | 38.1492 | 39.5655 |  | 38.1449
6273 | 22582800 | 5.5387 | 38.1513 | 39.5676 |  | 38.147
6274 | 22586400 | 5.5387 | 38.1534 | 39.5697 |  | 38.149
6275 | 22590000 | 5.5388 | 38.1555 | 39.5717 |  | 38.1511
6276 | 22593600 | 5.5388 | 38.1576 | 39.5738 |  | 38.1532
6277 | 22597200 | 5.5389 | 38.1596 | 39.5759 |  | 38.1553
6278 | 22600800 | 5.539 | 38.1617 | 39.578 |  | 38.1574
6279 | 22604400 | 5.539 | 38.1638 | 39.5801 |  | 38.1594
6280 | 22608000 | 5.5391 | 38.1659 | 39.5822 |  | 38.1615
6281 | 22611600 | 5.5391 | 38.168 | 39.5843 |  | 38.1636
6282 | 22615200 | 5.5392 | 38.17 | 39.5863 |  | 38.1657
6283 | 22618800 | 5.5392 | 38.1721 | 39.5884 |  | 38.1678
6284 | 22622400 | 5.5393 | 38.1742 | 39.5905 |  | 38.1698
6285 | 22626000 | 5.5394 | 38.1763 | 39.5926 |  | 38.1719
6286 | 22629600 | 5.5394 | 38.1784 | 39.5947 |  | 38.174
6287 | 22633200 | 5.5395 | 38.1804 | 39.5968 |  | 38.1761
6288 | 22636800 | 5.5395 | 38.1825 | 39.5988 |  | 38.1782
6289 | 22640400 | 5.5396 | 38.1846 | 39.6009 |  | 38.1802
6290 | 22644000 | 5.5397 | 38.1867 | 39.603 |  | 38.1823
6291 | 22647600 | 5.5397 | 38.1888 | 39.6051 |  | 38.1844
6292 | 22651200 | 5.5398 | 38.1908 | 39.6072 |  | 38.1865
6293 | 22654800 | 5.5398 | 38.1929 | 39.6093 |  | 38.1886
6294 | 22658400 | 5.5399 | 38.195 | 39.6113 |  | 38.1906
6295 | 22662000 | 5.5399 | 38.1971 | 39.6134 |  | 38.1927
6296 | 22665600 | 5.54 | 38.1991 | 39.6155 |  | 38.1948
6297 | 22669200 | 5.5401 | 38.2012 | 39.6176 |  | 38.1969
6298 | 22672800 | 5.5401 | 38.2033 | 39.6197 |  | 38.1989
6299 | 22676400 | 5.5402 | 38.2054 | 39.6218 |  | 38.201
6300 | 22680000 | 5.5402 | 38.2075 | 39.6238 |  | 38.2031
6301 | 22683600 | 5.5403 | 38.2095 | 39.6259 |  | 38.2052
6302 | 22687200 | 5.5403 | 38.2116 | 39.628 |  | 38.2072
6303 | 22690800 | 5.5404 | 38.2137 | 39.6301 |  | 38.2093
6304 | 22694400 | 5.5405 | 38.2158 | 39.6322 |  | 38.2114
6305 | 22698000 | 5.5405 | 38.2178 | 39.6342 |  | 38.2135
6306 | 22701600 | 5.5406 | 38.2199 | 39.6363 |  | 38.2155
6307 | 22705200 | 5.5406 | 38.222 | 39.6384 |  | 38.2176
6308 | 22708800 | 5.5407 | 38.2241 | 39.6405 |  | 38.2197
6309 | 22712400 | 5.5407 | 38.2261 | 39.6426 |  | 38.2218
6310 | 22716000 | 5.5408 | 38.2282 | 39.6446 |  | 38.2238
6311 | 22719600 | 5.5409 | 38.2303 | 39.6467 |  | 38.2259
6312 | 22723200 | 5.5409 | 38.2324 | 39.6488 |  | 38.228
6313 | 22726800 | 5.541 | 38.2344 | 39.6509 |  | 38.2301
6314 | 22730400 | 5.541 | 38.2365 | 39.653 |  | 38.2321
6315 | 22734000 | 5.5411 | 38.2386 | 39.655 |  | 38.2342
6316 | 22737600 | 5.5411 | 38.2407 | 39.6571 |  | 38.2363
6317 | 22741200 | 5.5412 | 38.2427 | 39.6592 |  | 38.2384
6318 | 22744800 | 5.5413 | 38.2448 | 39.6613 |  | 38.2404
6319 | 22748400 | 5.5413 | 38.2469 | 39.6634 |  | 38.2425
6320 | 22752000 | 5.5414 | 38.249 | 39.6654 |  | 38.2446
6321 | 22755600 | 5.5414 | 38.251 | 39.6675 |  | 38.2467
6322 | 22759200 | 5.5415 | 38.2531 | 39.6696 |  | 38.2487
6323 | 22762800 | 5.5415 | 38.2552 | 39.6717 |  | 38.2508
6324 | 22766400 | 5.5416 | 38.2572 | 39.6737 |  | 38.2529
6325 | 22770000 | 5.5417 | 38.2593 | 39.6758 |  | 38.255
6326 | 22773600 | 5.5417 | 38.2614 | 39.6779 |  | 38.257
6327 | 22777200 | 5.5418 | 38.2635 | 39.68 |  | 38.2591
6328 | 22780800 | 5.5418 | 38.2655 | 39.682 |  | 38.2612
6329 | 22784400 | 5.5419 | 38.2676 | 39.6841 |  | 38.2632
6330 | 22788000 | 5.5419 | 38.2697 | 39.6862 |  | 38.2653
6331 | 22791600 | 5.542 | 38.2718 | 39.6883 |  | 38.2674
6332 | 22795200 | 5.5421 | 38.2738 | 39.6904 |  | 38.2695
6333 | 22798800 | 5.5421 | 38.2759 | 39.6924 |  | 38.2715
6334 | 22802400 | 5.5422 | 38.278 | 39.6945 |  | 38.2736
6335 | 22806000 | 5.5422 | 38.28 | 39.6966 |  | 38.2757
6336 | 22809600 | 5.5423 | 38.2821 | 39.6987 |  | 38.2777
6337 | 22813200 | 5.5423 | 38.2842 | 39.7007 |  | 38.2798
6338 | 22816800 | 5.5424 | 38.2862 | 39.7028 |  | 38.2819
6339 | 22820400 | 5.5425 | 38.2883 | 39.7049 |  | 38.284
6340 | 22824000 | 5.5425 | 38.2904 | 39.707 |  | 38.286
6341 | 22827600 | 5.5426 | 38.2925 | 39.709 |  | 38.2881
6342 | 22831200 | 5.5426 | 38.2945 | 39.7111 |  | 38.2902
6343 | 22834800 | 5.5427 | 38.2966 | 39.7132 |  | 38.2922
6344 | 22838400 | 5.5427 | 38.2987 | 39.7153 |  | 38.2943
6345 | 22842000 | 5.5428 | 38.3007 | 39.7173 |  | 38.2964
6346 | 22845600 | 5.5429 | 38.3028 | 39.7194 |  | 38.2984
6347 | 22849200 | 5.5429 | 38.3049 | 39.7215 |  | 38.3005
6348 | 22852800 | 5.543 | 38.3069 | 39.7236 |  | 38.3026
6349 | 22856400 | 5.543 | 38.309 | 39.7256 |  | 38.3046
6350 | 22860000 | 5.5431 | 38.3111 | 39.7277 |  | 38.3067
6351 | 22863600 | 5.5431 | 38.3132 | 39.7298 |  | 38.3088
6352 | 22867200 | 5.5432 | 38.3152 | 39.7318 |  | 38.3109
6353 | 22870800 | 5.5433 | 38.3173 | 39.7339 |  | 38.3129
6354 | 22874400 | 5.5433 | 38.3194 | 39.736 |  | 38.315
6355 | 22878000 | 5.5434 | 38.3214 | 39.7381 |  | 38.3171
6356 | 22881600 | 5.5434 | 38.3235 | 39.7401 |  | 38.3191
6357 | 22885200 | 5.5435 | 38.3256 | 39.7422 |  | 38.3212
6358 | 22888800 | 5.5435 | 38.3276 | 39.7443 |  | 38.3233
6359 | 22892400 | 5.5436 | 38.3297 | 39.7464 |  | 38.3253
6360 | 22896000 | 5.5437 | 38.3318 | 39.7484 |  | 38.3274
6361 | 22899600 | 5.5437 | 38.3338 | 39.7505 |  | 38.3295
6362 | 22903200 | 5.5438 | 38.3359 | 39.7526 |  | 38.3315
6363 | 22906800 | 5.5438 | 38.338 | 39.7546 |  | 38.3336
6364 | 22910400 | 5.5439 | 38.34 | 39.7567 |  | 38.3357
6365 | 22914000 | 5.5439 | 38.3421 | 39.7588 |  | 38.3377
6366 | 22917600 | 5.544 | 38.3442 | 39.7609 |  | 38.3398
6367 | 22921200 | 5.544 | 38.3462 | 39.7629 |  | 38.3419
6368 | 22924800 | 5.5441 | 38.3483 | 39.765 |  | 38.3439
6369 | 22928400 | 5.5442 | 38.3504 | 39.7671 |  | 38.346
6370 | 22932000 | 5.5442 | 38.3524 | 39.7691 |  | 38.3481
6371 | 22935600 | 5.5443 | 38.3545 | 39.7712 |  | 38.3501
6372 | 22939200 | 5.5443 | 38.3566 | 39.7733 |  | 38.3522
6373 | 22942800 | 5.5444 | 38.3586 | 39.7754 |  | 38.3543
6374 | 22946400 | 5.5444 | 38.3607 | 39.7774 |  | 38.3563
6375 | 22950000 | 5.5445 | 38.3628 | 39.7795 |  | 38.3584
6376 | 22953600 | 5.5446 | 38.3648 | 39.7816 |  | 38.3604
6377 | 22957200 | 5.5446 | 38.3669 | 39.7836 |  | 38.3625
6378 | 22960800 | 5.5447 | 38.3689 | 39.7857 |  | 38.3646
6379 | 22964400 | 5.5447 | 38.371 | 39.7878 |  | 38.3666
6380 | 22968000 | 5.5448 | 38.3731 | 39.7898 |  | 38.3687
6381 | 22971600 | 5.5448 | 38.3751 | 39.7919 |  | 38.3708
6382 | 22975200 | 5.5449 | 38.3772 | 39.794 |  | 38.3728
6383 | 22978800 | 5.545 | 38.3793 | 39.796 |  | 38.3749
6384 | 22982400 | 5.545 | 38.3813 | 39.7981 |  | 38.377
6385 | 22986000 | 5.5451 | 38.3834 | 39.8002 |  | 38.379
6386 | 22989600 | 5.5451 | 38.3855 | 39.8022 |  | 38.3811
6387 | 22993200 | 5.5452 | 38.3875 | 39.8043 |  | 38.3831
6388 | 22996800 | 5.5452 | 38.3896 | 39.8064 |  | 38.3852
6389 | 23000400 | 5.5453 | 38.3916 | 39.8084 |  | 38.3873
6390 | 23004000 | 5.5453 | 38.3937 | 39.8105 |  | 38.3893
6391 | 23007600 | 5.5454 | 38.3958 | 39.8126 |  | 38.3914
6392 | 23011200 | 5.5455 | 38.3978 | 39.8146 |  | 38.3935
6393 | 23014800 | 5.5455 | 38.3999 | 39.8167 |  | 38.3955
6394 | 23018400 | 5.5456 | 38.402 | 39.8188 |  | 38.3976
6395 | 23022000 | 5.5456 | 38.404 | 39.8208 |  | 38.3996
6396 | 23025600 | 5.5457 | 38.4061 | 39.8229 |  | 38.4017
6397 | 23029200 | 5.5457 | 38.4081 | 39.825 |  | 38.4038
6398 | 23032800 | 5.5458 | 38.4102 | 39.827 |  | 38.4058
6399 | 23036400 | 5.5459 | 38.4123 | 39.8291 |  | 38.4079
6400 | 23040000 | 5.5459 | 38.4143 | 39.8312 |  | 38.41
6401 | 23043600 | 5.546 | 38.4164 | 39.8332 |  | 38.412
6402 | 23047200 | 5.546 | 38.4184 | 39.8353 |  | 38.4141
6403 | 23050800 | 5.5461 | 38.4205 | 39.8374 |  | 38.4161
6404 | 23054400 | 5.5461 | 38.4226 | 39.8394 |  | 38.4182
6405 | 23058000 | 5.5462 | 38.4246 | 39.8415 |  | 38.4203
6406 | 23061600 | 5.5462 | 38.4267 | 39.8436 |  | 38.4223
6407 | 23065200 | 5.5463 | 38.4287 | 39.8456 |  | 38.4244
6408 | 23068800 | 5.5464 | 38.4308 | 39.8477 |  | 38.4264
6409 | 23072400 | 5.5464 | 38.4329 | 39.8498 |  | 38.4285
6410 | 23076000 | 5.5465 | 38.4349 | 39.8518 |  | 38.4306
6411 | 23079600 | 5.5465 | 38.437 | 39.8539 |  | 38.4326
6412 | 23083200 | 5.5466 | 38.439 | 39.856 |  | 38.4347
6413 | 23086800 | 5.5466 | 38.4411 | 39.858 |  | 38.4367
6414 | 23090400 | 5.5467 | 38.4432 | 39.8601 |  | 38.4388
6415 | 23094000 | 5.5468 | 38.4452 | 39.8621 |  | 38.4408
6416 | 23097600 | 5.5468 | 38.4473 | 39.8642 |  | 38.4429
6417 | 23101200 | 5.5469 | 38.4493 | 39.8663 |  | 38.445
6418 | 23104800 | 5.5469 | 38.4514 | 39.8683 |  | 38.447
6419 | 23108400 | 5.547 | 38.4535 | 39.8704 |  | 38.4491
6420 | 23112000 | 5.547 | 38.4555 | 39.8725 |  | 38.4511
6421 | 23115600 | 5.5471 | 38.4576 | 39.8745 |  | 38.4532
6422 | 23119200 | 5.5471 | 38.4596 | 39.8766 |  | 38.4553
6423 | 23122800 | 5.5472 | 38.4617 | 39.8786 |  | 38.4573
6424 | 23126400 | 5.5473 | 38.4637 | 39.8807 |  | 38.4594
6425 | 23130000 | 5.5473 | 38.4658 | 39.8828 |  | 38.4614
6426 | 23133600 | 5.5474 | 38.4679 | 39.8848 |  | 38.4635
6427 | 23137200 | 5.5474 | 38.4699 | 39.8869 |  | 38.4655
6428 | 23140800 | 5.5475 | 38.472 | 39.889 |  | 38.4676
6429 | 23144400 | 5.5475 | 38.474 | 39.891 |  | 38.4696
6430 | 23148000 | 5.5476 | 38.4761 | 39.8931 |  | 38.4717
6431 | 23151600 | 5.5476 | 38.4781 | 39.8951 |  | 38.4738
6432 | 23155200 | 5.5477 | 38.4802 | 39.8972 |  | 38.4758
6433 | 23158800 | 5.5478 | 38.4823 | 39.8993 |  | 38.4779
6434 | 23162400 | 5.5478 | 38.4843 | 39.9013 |  | 38.4799
6435 | 23166000 | 5.5479 | 38.4864 | 39.9034 |  | 38.482
6436 | 23169600 | 5.5479 | 38.4884 | 39.9054 |  | 38.484
6437 | 23173200 | 5.548 | 38.4905 | 39.9075 |  | 38.4861
6438 | 23176800 | 5.548 | 38.4925 | 39.9096 |  | 38.4881
6439 | 23180400 | 5.5481 | 38.4946 | 39.9116 |  | 38.4902
6440 | 23184000 | 5.5481 | 38.4966 | 39.9137 |  | 38.4923
6441 | 23187600 | 5.5482 | 38.4987 | 39.9157 |  | 38.4943
6442 | 23191200 | 5.5483 | 38.5007 | 39.9178 |  | 38.4964
6443 | 23194800 | 5.5483 | 38.5028 | 39.9199 |  | 38.4984
6444 | 23198400 | 5.5484 | 38.5049 | 39.9219 |  | 38.5005
6445 | 23202000 | 5.5484 | 38.5069 | 39.924 |  | 38.5025
6446 | 23205600 | 5.5485 | 38.509 | 39.926 |  | 38.5046
6447 | 23209200 | 5.5485 | 38.511 | 39.9281 |  | 38.5066
6448 | 23212800 | 5.5486 | 38.5131 | 39.9302 |  | 38.5087
6449 | 23216400 | 5.5486 | 38.5151 | 39.9322 |  | 38.5107
6450 | 23220000 | 5.5487 | 38.5172 | 39.9343 |  | 38.5128
6451 | 23223600 | 5.5488 | 38.5192 | 39.9363 |  | 38.5149
6452 | 23227200 | 5.5488 | 38.5213 | 39.9384 |  | 38.5169
6453 | 23230800 | 5.5489 | 38.5233 | 39.9404 |  | 38.519
6454 | 23234400 | 5.5489 | 38.5254 | 39.9425 |  | 38.521
6455 | 23238000 | 5.549 | 38.5274 | 39.9446 |  | 38.5231
6456 | 23241600 | 5.549 | 38.5295 | 39.9466 |  | 38.5251
6457 | 23245200 | 5.5491 | 38.5315 | 39.9487 |  | 38.5272
6458 | 23248800 | 5.5491 | 38.5336 | 39.9507 |  | 38.5292
6459 | 23252400 | 5.5492 | 38.5357 | 39.9528 |  | 38.5313
6460 | 23256000 | 5.5493 | 38.5377 | 39.9548 |  | 38.5333
6461 | 23259600 | 5.5493 | 38.5398 | 39.9569 |  | 38.5354
6462 | 23263200 | 5.5494 | 38.5418 | 39.9589 |  | 38.5374
6463 | 23266800 | 5.5494 | 38.5439 | 39.961 |  | 38.5395
6464 | 23270400 | 5.5495 | 38.5459 | 39.9631 |  | 38.5415
6465 | 23274000 | 5.5495 | 38.548 | 39.9651 |  | 38.5436
6466 | 23277600 | 5.5496 | 38.55 | 39.9672 |  | 38.5456
6467 | 23281200 | 5.5496 | 38.5521 | 39.9692 |  | 38.5477
6468 | 23284800 | 5.5497 | 38.5541 | 39.9713 |  | 38.5497
6469 | 23288400 | 5.5498 | 38.5562 | 39.9733 |  | 38.5518
6470 | 23292000 | 5.5498 | 38.5582 | 39.9754 |  | 38.5538
6471 | 23295600 | 5.5499 | 38.5603 | 39.9774 |  | 38.5559
6472 | 23299200 | 5.5499 | 38.5623 | 39.9795 |  | 38.5579
6473 | 23302800 | 5.55 | 38.5644 | 39.9816 |  | 38.56
6474 | 23306400 | 5.55 | 38.5664 | 39.9836 |  | 38.562
6475 | 23310000 | 5.5501 | 38.5685 | 39.9857 |  | 38.5641
6476 | 23313600 | 5.5501 | 38.5705 | 39.9877 |  | 38.5661
6477 | 23317200 | 5.5502 | 38.5726 | 39.9898 |  | 38.5682
6478 | 23320800 | 5.5503 | 38.5746 | 39.9918 |  | 38.5702
6479 | 23324400 | 5.5503 | 38.5767 | 39.9939 |  | 38.5723
6480 | 23328000 | 5.5504 | 38.5787 | 39.9959 |  | 38.5743
6481 | 23331600 | 5.5504 | 38.5808 | 39.998 |  | 38.5764
6482 | 23335200 | 5.5505 | 38.5828 | 40 |  | 38.5784
6483 | 23338800 | 5.5505 | 38.5849 | 40.0021 |  | 38.5805
6484 | 23342400 | 5.5506 | 38.5869 | 40.0041 |  | 38.5825
6485 | 23346000 | 5.5506 | 38.5889 | 40.0062 |  | 38.5846
6486 | 23349600 | 5.5507 | 38.591 | 40.0082 |  | 38.5866
6487 | 23353200 | 5.5508 | 38.593 | 40.0103 |  | 38.5887
6488 | 23356800 | 5.5508 | 38.5951 | 40.0124 |  | 38.5907
6489 | 23360400 | 5.5509 | 38.5971 | 40.0144 |  | 38.5928
6490 | 23364000 | 5.5509 | 38.5992 | 40.0165 |  | 38.5948
6491 | 23367600 | 5.551 | 38.6012 | 40.0185 |  | 38.5968
6492 | 23371200 | 5.551 | 38.6033 | 40.0206 |  | 38.5989
6493 | 23374800 | 5.5511 | 38.6053 | 40.0226 |  | 38.6009
6494 | 23378400 | 5.5511 | 38.6074 | 40.0247 |  | 38.603
6495 | 23382000 | 5.5512 | 38.6094 | 40.0267 |  | 38.605
6496 | 23385600 | 5.5512 | 38.6115 | 40.0288 |  | 38.6071
6497 | 23389200 | 5.5513 | 38.6135 | 40.0308 |  | 38.6091
6498 | 23392800 | 5.5514 | 38.6156 | 40.0329 |  | 38.6112
6499 | 23396400 | 5.5514 | 38.6176 | 40.0349 |  | 38.6132
6500 | 23400000 | 5.5515 | 38.6196 | 40.037 |  | 38.6153
6501 | 23403600 | 5.5515 | 38.6217 | 40.039 |  | 38.6173
6502 | 23407200 | 5.5516 | 38.6237 | 40.0411 |  | 38.6194
6503 | 23410800 | 5.5516 | 38.6258 | 40.0431 |  | 38.6214
6504 | 23414400 | 5.5517 | 38.6278 | 40.0452 |  | 38.6234
6505 | 23418000 | 5.5517 | 38.6299 | 40.0472 |  | 38.6255
6506 | 23421600 | 5.5518 | 38.6319 | 40.0493 |  | 38.6275
6507 | 23425200 | 5.5518 | 38.634 | 40.0513 |  | 38.6296
6508 | 23428800 | 5.5519 | 38.636 | 40.0534 |  | 38.6316
6509 | 23432400 | 5.552 | 38.6381 | 40.0554 |  | 38.6337
6510 | 23436000 | 5.552 | 38.6401 | 40.0575 |  | 38.6357
6511 | 23439600 | 5.5521 | 38.6421 | 40.0595 |  | 38.6378
6512 | 23443200 | 5.5521 | 38.6442 | 40.0616 |  | 38.6398
6513 | 23446800 | 5.5522 | 38.6462 | 40.0636 |  | 38.6418
6514 | 23450400 | 5.5522 | 38.6483 | 40.0657 |  | 38.6439
6515 | 23454000 | 5.5523 | 38.6503 | 40.0677 |  | 38.6459
6516 | 23457600 | 5.5523 | 38.6524 | 40.0698 |  | 38.648
6517 | 23461200 | 5.5524 | 38.6544 | 40.0718 |  | 38.65
6518 | 23464800 | 5.5525 | 38.6564 | 40.0738 |  | 38.6521
6519 | 23468400 | 5.5525 | 38.6585 | 40.0759 |  | 38.6541
6520 | 23472000 | 5.5526 | 38.6605 | 40.0779 |  | 38.6561
6521 | 23475600 | 5.5526 | 38.6626 | 40.08 |  | 38.6582
6522 | 23479200 | 5.5527 | 38.6646 | 40.082 |  | 38.6602
6523 | 23482800 | 5.5527 | 38.6667 | 40.0841 |  | 38.6623
6524 | 23486400 | 5.5528 | 38.6687 | 40.0861 |  | 38.6643
6525 | 23490000 | 5.5528 | 38.6707 | 40.0882 |  | 38.6664
6526 | 23493600 | 5.5529 | 38.6728 | 40.0902 |  | 38.6684
6527 | 23497200 | 5.5529 | 38.6748 | 40.0923 |  | 38.6704
6528 | 23500800 | 5.553 | 38.6769 | 40.0943 |  | 38.6725
6529 | 23504400 | 5.5531 | 38.6789 | 40.0964 |  | 38.6745
6530 | 23508000 | 5.5531 | 38.681 | 40.0984 |  | 38.6766
6531 | 23511600 | 5.5532 | 38.683 | 40.1005 |  | 38.6786
6532 | 23515200 | 5.5532 | 38.685 | 40.1025 |  | 38.6806
6533 | 23518800 | 5.5533 | 38.6871 | 40.1045 |  | 38.6827
6534 | 23522400 | 5.5533 | 38.6891 | 40.1066 |  | 38.6847
6535 | 23526000 | 5.5534 | 38.6912 | 40.1086 |  | 38.6868
6536 | 23529600 | 5.5534 | 38.6932 | 40.1107 |  | 38.6888
6537 | 23533200 | 5.5535 | 38.6952 | 40.1127 |  | 38.6908
6538 | 23536800 | 5.5535 | 38.6973 | 40.1148 |  | 38.6929
6539 | 23540400 | 5.5536 | 38.6993 | 40.1168 |  | 38.6949
6540 | 23544000 | 5.5537 | 38.7014 | 40.1189 |  | 38.697
6541 | 23547600 | 5.5537 | 38.7034 | 40.1209 |  | 38.699
6542 | 23551200 | 5.5538 | 38.7054 | 40.1229 |  | 38.701
6543 | 23554800 | 5.5538 | 38.7075 | 40.125 |  | 38.7031
6544 | 23558400 | 5.5539 | 38.7095 | 40.127 |  | 38.7051
6545 | 23562000 | 5.5539 | 38.7116 | 40.1291 |  | 38.7072
6546 | 23565600 | 5.554 | 38.7136 | 40.1311 |  | 38.7092
6547 | 23569200 | 5.554 | 38.7156 | 40.1332 |  | 38.7112
6548 | 23572800 | 5.5541 | 38.7177 | 40.1352 |  | 38.7133
6549 | 23576400 | 5.5541 | 38.7197 | 40.1372 |  | 38.7153
6550 | 23580000 | 5.5542 | 38.7217 | 40.1393 |  | 38.7174
6551 | 23583600 | 5.5543 | 38.7238 | 40.1413 |  | 38.7194
6552 | 23587200 | 5.5543 | 38.7258 | 40.1434 |  | 38.7214
6553 | 23590800 | 5.5544 | 38.7279 | 40.1454 |  | 38.7235
6554 | 23594400 | 5.5544 | 38.7299 | 40.1475 |  | 38.7255
6555 | 23598000 | 5.5545 | 38.7319 | 40.1495 |  | 38.7275
6556 | 23601600 | 5.5545 | 38.734 | 40.1515 |  | 38.7296
6557 | 23605200 | 5.5546 | 38.736 | 40.1536 |  | 38.7316
6558 | 23608800 | 5.5546 | 38.738 | 40.1556 |  | 38.7336
6559 | 23612400 | 5.5547 | 38.7401 | 40.1577 |  | 38.7357
6560 | 23616000 | 5.5547 | 38.7421 | 40.1597 |  | 38.7377
6561 | 23619600 | 5.5548 | 38.7442 | 40.1617 |  | 38.7398
6562 | 23623200 | 5.5548 | 38.7462 | 40.1638 |  | 38.7418
6563 | 23626800 | 5.5549 | 38.7482 | 40.1658 |  | 38.7438
6564 | 23630400 | 5.555 | 38.7503 | 40.1679 |  | 38.7459
6565 | 23634000 | 5.555 | 38.7523 | 40.1699 |  | 38.7479
6566 | 23637600 | 5.5551 | 38.7543 | 40.172 |  | 38.7499
6567 | 23641200 | 5.5551 | 38.7564 | 40.174 |  | 38.752
6568 | 23644800 | 5.5552 | 38.7584 | 40.176 |  | 38.754
6569 | 23648400 | 5.5552 | 38.7604 | 40.1781 |  | 38.756
6570 | 23652000 | 5.5553 | 38.7625 | 40.1801 |  | 38.7581
6571 | 23655600 | 5.5553 | 38.7645 | 40.1822 |  | 38.7601
6572 | 23659200 | 5.5554 | 38.7665 | 40.1842 |  | 38.7622
6573 | 23662800 | 5.5554 | 38.7686 | 40.1862 |  | 38.7642
6574 | 23666400 | 5.5555 | 38.7706 | 40.1883 |  | 38.7662
6575 | 23670000 | 5.5556 | 38.7726 | 40.1903 |  | 38.7683
6576 | 23673600 | 5.5556 | 38.7747 | 40.1923 |  | 38.7703
6577 | 23677200 | 5.5557 | 38.7767 | 40.1944 |  | 38.7723
6578 | 23680800 | 5.5557 | 38.7788 | 40.1964 |  | 38.7744
6579 | 23684400 | 5.5558 | 38.7808 | 40.1985 |  | 38.7764
6580 | 23688000 | 5.5558 | 38.7828 | 40.2005 |  | 38.7784
6581 | 23691600 | 5.5559 | 38.7849 | 40.2025 |  | 38.7805
6582 | 23695200 | 5.5559 | 38.7869 | 40.2046 |  | 38.7825
6583 | 23698800 | 5.556 | 38.7889 | 40.2066 |  | 38.7845
6584 | 23702400 | 5.556 | 38.791 | 40.2087 |  | 38.7866
6585 | 23706000 | 5.5561 | 38.793 | 40.2107 |  | 38.7886
6586 | 23709600 | 5.5561 | 38.795 | 40.2127 |  | 38.7906
6587 | 23713200 | 5.5562 | 38.7971 | 40.2148 |  | 38.7927
6588 | 23716800 | 5.5563 | 38.7991 | 40.2168 |  | 38.7947
6589 | 23720400 | 5.5563 | 38.8011 | 40.2188 |  | 38.7967
6590 | 23724000 | 5.5564 | 38.8031 | 40.2209 |  | 38.7988
6591 | 23727600 | 5.5564 | 38.8052 | 40.2229 |  | 38.8008
6592 | 23731200 | 5.5565 | 38.8072 | 40.2249 |  | 38.8028
6593 | 23734800 | 5.5565 | 38.8092 | 40.227 |  | 38.8048
6594 | 23738400 | 5.5566 | 38.8113 | 40.229 |  | 38.8069
6595 | 23742000 | 5.5566 | 38.8133 | 40.2311 |  | 38.8089
6596 | 23745600 | 5.5567 | 38.8153 | 40.2331 |  | 38.8109
6597 | 23749200 | 5.5567 | 38.8174 | 40.2351 |  | 38.813
6598 | 23752800 | 5.5568 | 38.8194 | 40.2372 |  | 38.815
6599 | 23756400 | 5.5568 | 38.8214 | 40.2392 |  | 38.817
6600 | 23760000 | 5.5569 | 38.8235 | 40.2412 |  | 38.8191
6601 | 23763600 | 5.557 | 38.8255 | 40.2433 |  | 38.8211
6602 | 23767200 | 5.557 | 38.8275 | 40.2453 |  | 38.8231
6603 | 23770800 | 5.5571 | 38.8296 | 40.2473 |  | 38.8252
6604 | 23774400 | 5.5571 | 38.8316 | 40.2494 |  | 38.8272
6605 | 23778000 | 5.5572 | 38.8336 | 40.2514 |  | 38.8292
6606 | 23781600 | 5.5572 | 38.8356 | 40.2534 |  | 38.8312
6607 | 23785200 | 5.5573 | 38.8377 | 40.2555 |  | 38.8333
6608 | 23788800 | 5.5573 | 38.8397 | 40.2575 |  | 38.8353
6609 | 23792400 | 5.5574 | 38.8417 | 40.2595 |  | 38.8373
6610 | 23796000 | 5.5574 | 38.8438 | 40.2616 |  | 38.8394
6611 | 23799600 | 5.5575 | 38.8458 | 40.2636 |  | 38.8414
6612 | 23803200 | 5.5575 | 38.8478 | 40.2656 |  | 38.8434
6613 | 23806800 | 5.5576 | 38.8498 | 40.2677 |  | 38.8454
6614 | 23810400 | 5.5576 | 38.8519 | 40.2697 |  | 38.8475
6615 | 23814000 | 5.5577 | 38.8539 | 40.2717 |  | 38.8495
6616 | 23817600 | 5.5578 | 38.8559 | 40.2738 |  | 38.8515
6617 | 23821200 | 5.5578 | 38.858 | 40.2758 |  | 38.8536
6618 | 23824800 | 5.5579 | 38.86 | 40.2778 |  | 38.8556
6619 | 23828400 | 5.5579 | 38.862 | 40.2799 |  | 38.8576
6620 | 23832000 | 5.558 | 38.864 | 40.2819 |  | 38.8596
6621 | 23835600 | 5.558 | 38.8661 | 40.2839 |  | 38.8617
6622 | 23839200 | 5.5581 | 38.8681 | 40.286 |  | 38.8637
6623 | 23842800 | 5.5581 | 38.8701 | 40.288 |  | 38.8657
6624 | 23846400 | 5.5582 | 38.8722 | 40.29 |  | 38.8678
6625 | 23850000 | 5.5582 | 38.8742 | 40.2921 |  | 38.8698
6626 | 23853600 | 5.5583 | 38.8762 | 40.2941 |  | 38.8718
6627 | 23857200 | 5.5583 | 38.8782 | 40.2961 |  | 38.8738
6628 | 23860800 | 5.5584 | 38.8803 | 40.2982 |  | 38.8759
6629 | 23864400 | 5.5584 | 38.8823 | 40.3002 |  | 38.8779
6630 | 23868000 | 5.5585 | 38.8843 | 40.3022 |  | 38.8799
6631 | 23871600 | 5.5586 | 38.8863 | 40.3043 |  | 38.8819
6632 | 23875200 | 5.5586 | 38.8884 | 40.3063 |  | 38.884
6633 | 23878800 | 5.5587 | 38.8904 | 40.3083 |  | 38.886
6634 | 23882400 | 5.5587 | 38.8924 | 40.3103 |  | 38.888
6635 | 23886000 | 5.5588 | 38.8944 | 40.3124 |  | 38.89
6636 | 23889600 | 5.5588 | 38.8965 | 40.3144 |  | 38.8921
6637 | 23893200 | 5.5589 | 38.8985 | 40.3164 |  | 38.8941
6638 | 23896800 | 5.5589 | 38.9005 | 40.3185 |  | 38.8961
6639 | 23900400 | 5.559 | 38.9025 | 40.3205 |  | 38.8981
6640 | 23904000 | 5.559 | 38.9046 | 40.3225 |  | 38.9002
6641 | 23907600 | 5.5591 | 38.9066 | 40.3245 |  | 38.9022
6642 | 23911200 | 5.5591 | 38.9086 | 40.3266 |  | 38.9042
6643 | 23914800 | 5.5592 | 38.9106 | 40.3286 |  | 38.9062
6644 | 23918400 | 5.5592 | 38.9127 | 40.3306 |  | 38.9083
6645 | 23922000 | 5.5593 | 38.9147 | 40.3327 |  | 38.9103
6646 | 23925600 | 5.5594 | 38.9167 | 40.3347 |  | 38.9123
6647 | 23929200 | 5.5594 | 38.9187 | 40.3367 |  | 38.9143
6648 | 23932800 | 5.5595 | 38.9208 | 40.3387 |  | 38.9164
6649 | 23936400 | 5.5595 | 38.9228 | 40.3408 |  | 38.9184
6650 | 23940000 | 5.5596 | 38.9248 | 40.3428 |  | 38.9204
6651 | 23943600 | 5.5596 | 38.9268 | 40.3448 |  | 38.9224
6652 | 23947200 | 5.5597 | 38.9289 | 40.3469 |  | 38.9245
6653 | 23950800 | 5.5597 | 38.9309 | 40.3489 |  | 38.9265
6654 | 23954400 | 5.5598 | 38.9329 | 40.3509 |  | 38.9285
6655 | 23958000 | 5.5598 | 38.9349 | 40.3529 |  | 38.9305
6656 | 23961600 | 5.5599 | 38.9369 | 40.355 |  | 38.9325
6657 | 23965200 | 5.5599 | 38.939 | 40.357 |  | 38.9346
6658 | 23968800 | 5.56 | 38.941 | 40.359 |  | 38.9366
6659 | 23972400 | 5.56 | 38.943 | 40.361 |  | 38.9386
6660 | 23976000 | 5.5601 | 38.945 | 40.3631 |  | 38.9406
6661 | 23979600 | 5.5602 | 38.9471 | 40.3651 |  | 38.9427
6662 | 23983200 | 5.5602 | 38.9491 | 40.3671 |  | 38.9447
6663 | 23986800 | 5.5603 | 38.9511 | 40.3692 |  | 38.9467
6664 | 23990400 | 5.5603 | 38.9531 | 40.3712 |  | 38.9487
6665 | 23994000 | 5.5604 | 38.9551 | 40.3732 |  | 38.9507
6666 | 23997600 | 5.5604 | 38.9572 | 40.3752 |  | 38.9528
6667 | 24001200 | 5.5605 | 38.9592 | 40.3773 |  | 38.9548
6668 | 24004800 | 5.5605 | 38.9612 | 40.3793 |  | 38.9568
6669 | 24008400 | 5.5606 | 38.9632 | 40.3813 |  | 38.9588
6670 | 24012000 | 5.5606 | 38.9652 | 40.3833 |  | 38.9608
6671 | 24015600 | 5.5607 | 38.9673 | 40.3854 |  | 38.9629
6672 | 24019200 | 5.5607 | 38.9693 | 40.3874 |  | 38.9649
6673 | 24022800 | 5.5608 | 38.9713 | 40.3894 |  | 38.9669
6674 | 24026400 | 5.5608 | 38.9733 | 40.3914 |  | 38.9689
6675 | 24030000 | 5.5609 | 38.9753 | 40.3935 |  | 38.9709
6676 | 24033600 | 5.5609 | 38.9774 | 40.3955 |  | 38.973
6677 | 24037200 | 5.561 | 38.9794 | 40.3975 |  | 38.975
6678 | 24040800 | 5.5611 | 38.9814 | 40.3995 |  | 38.977
6679 | 24044400 | 5.5611 | 38.9834 | 40.4015 |  | 38.979
6680 | 24048000 | 5.5612 | 38.9854 | 40.4036 |  | 38.981
6681 | 24051600 | 5.5612 | 38.9875 | 40.4056 |  | 38.9831
6682 | 24055200 | 5.5613 | 38.9895 | 40.4076 |  | 38.9851
6683 | 24058800 | 5.5613 | 38.9915 | 40.4096 |  | 38.9871
6684 | 24062400 | 5.5614 | 38.9935 | 40.4117 |  | 38.9891
6685 | 24066000 | 5.5614 | 38.9955 | 40.4137 |  | 38.9911
6686 | 24069600 | 5.5615 | 38.9976 | 40.4157 |  | 38.9931
6687 | 24073200 | 5.5615 | 38.9996 | 40.4177 |  | 38.9952
6688 | 24076800 | 5.5616 | 39.0016 | 40.4198 |  | 38.9972
6689 | 24080400 | 5.5616 | 39.0036 | 40.4218 |  | 38.9992
6690 | 24084000 | 5.5617 | 39.0056 | 40.4238 |  | 39.0012
6691 | 24087600 | 5.5617 | 39.0076 | 40.4258 |  | 39.0032
6692 | 24091200 | 5.5618 | 39.0097 | 40.4278 |  | 39.0053
6693 | 24094800 | 5.5618 | 39.0117 | 40.4299 |  | 39.0073
6694 | 24098400 | 5.5619 | 39.0137 | 40.4319 |  | 39.0093
6695 | 24102000 | 5.5619 | 39.0157 | 40.4339 |  | 39.0113
6696 | 24105600 | 5.562 | 39.0177 | 40.4359 |  | 39.0133
6697 | 24109200 | 5.5621 | 39.0197 | 40.4379 |  | 39.0153
6698 | 24112800 | 5.5621 | 39.0218 | 40.44 |  | 39.0174
6699 | 24116400 | 5.5622 | 39.0238 | 40.442 |  | 39.0194
6700 | 24120000 | 5.5622 | 39.0258 | 40.444 |  | 39.0214
6701 | 24123600 | 5.5623 | 39.0278 | 40.446 |  | 39.0234
6702 | 24127200 | 5.5623 | 39.0298 | 40.448 |  | 39.0254
6703 | 24130800 | 5.5624 | 39.0318 | 40.4501 |  | 39.0274
6704 | 24134400 | 5.5624 | 39.0339 | 40.4521 |  | 39.0294
6705 | 24138000 | 5.5625 | 39.0359 | 40.4541 |  | 39.0315
6706 | 24141600 | 5.5625 | 39.0379 | 40.4561 |  | 39.0335
6707 | 24145200 | 5.5626 | 39.0399 | 40.4581 |  | 39.0355
6708 | 24148800 | 5.5626 | 39.0419 | 40.4602 |  | 39.0375
6709 | 24152400 | 5.5627 | 39.0439 | 40.4622 |  | 39.0395
6710 | 24156000 | 5.5627 | 39.0459 | 40.4642 |  | 39.0415
6711 | 24159600 | 5.5628 | 39.048 | 40.4662 |  | 39.0436
6712 | 24163200 | 5.5628 | 39.05 | 40.4682 |  | 39.0456
6713 | 24166800 | 5.5629 | 39.052 | 40.4703 |  | 39.0476
6714 | 24170400 | 5.5629 | 39.054 | 40.4723 |  | 39.0496
6715 | 24174000 | 5.563 | 39.056 | 40.4743 |  | 39.0516
6716 | 24177600 | 5.563 | 39.058 | 40.4763 |  | 39.0536
6717 | 24181200 | 5.5631 | 39.06 | 40.4783 |  | 39.0556
6718 | 24184800 | 5.5632 | 39.0621 | 40.4804 |  | 39.0576
6719 | 24188400 | 5.5632 | 39.0641 | 40.4824 |  | 39.0597
6720 | 24192000 | 5.5633 | 39.0661 | 40.4844 |  | 39.0617
6721 | 24195600 | 5.5633 | 39.0681 | 40.4864 |  | 39.0637
6722 | 24199200 | 5.5634 | 39.0701 | 40.4884 |  | 39.0657
6723 | 24202800 | 5.5634 | 39.0721 | 40.4904 |  | 39.0677
6724 | 24206400 | 5.5635 | 39.0741 | 40.4925 |  | 39.0697
6725 | 24210000 | 5.5635 | 39.0761 | 40.4945 |  | 39.0717
6726 | 24213600 | 5.5636 | 39.0782 | 40.4965 |  | 39.0737
6727 | 24217200 | 5.5636 | 39.0802 | 40.4985 |  | 39.0758
6728 | 24220800 | 5.5637 | 39.0822 | 40.5005 |  | 39.0778
6729 | 24224400 | 5.5637 | 39.0842 | 40.5025 |  | 39.0798
6730 | 24228000 | 5.5638 | 39.0862 | 40.5046 |  | 39.0818
6731 | 24231600 | 5.5638 | 39.0882 | 40.5066 |  | 39.0838
6732 | 24235200 | 5.5639 | 39.0902 | 40.5086 |  | 39.0858
6733 | 24238800 | 5.5639 | 39.0922 | 40.5106 |  | 39.0878
6734 | 24242400 | 5.564 | 39.0943 | 40.5126 |  | 39.0898
6735 | 24246000 | 5.564 | 39.0963 | 40.5146 |  | 39.0919
6736 | 24249600 | 5.5641 | 39.0983 | 40.5166 |  | 39.0939
6737 | 24253200 | 5.5641 | 39.1003 | 40.5187 |  | 39.0959
6738 | 24256800 | 5.5642 | 39.1023 | 40.5207 |  | 39.0979
6739 | 24260400 | 5.5642 | 39.1043 | 40.5227 |  | 39.0999
6740 | 24264000 | 5.5643 | 39.1063 | 40.5247 |  | 39.1019
6741 | 24267600 | 5.5644 | 39.1083 | 40.5267 |  | 39.1039
6742 | 24271200 | 5.5644 | 39.1103 | 40.5287 |  | 39.1059
6743 | 24274800 | 5.5645 | 39.1123 | 40.5308 |  | 39.1079
6744 | 24278400 | 5.5645 | 39.1144 | 40.5328 |  | 39.1099
6745 | 24282000 | 5.5646 | 39.1164 | 40.5348 |  | 39.112
6746 | 24285600 | 5.5646 | 39.1184 | 40.5368 |  | 39.114
6747 | 24289200 | 5.5647 | 39.1204 | 40.5388 |  | 39.116
6748 | 24292800 | 5.5647 | 39.1224 | 40.5408 |  | 39.118
6749 | 24296400 | 5.5648 | 39.1244 | 40.5428 |  | 39.12
6750 | 24300000 | 5.5648 | 39.1264 | 40.5448 |  | 39.122
6751 | 24303600 | 5.5649 | 39.1284 | 40.5469 |  | 39.124
6752 | 24307200 | 5.5649 | 39.1304 | 40.5489 |  | 39.126
6753 | 24310800 | 5.565 | 39.1324 | 40.5509 |  | 39.128
6754 | 24314400 | 5.565 | 39.1344 | 40.5529 |  | 39.13
6755 | 24318000 | 5.5651 | 39.1365 | 40.5549 |  | 39.132
6756 | 24321600 | 5.5651 | 39.1385 | 40.5569 |  | 39.134
6757 | 24325200 | 5.5652 | 39.1405 | 40.5589 |  | 39.1361
6758 | 24328800 | 5.5652 | 39.1425 | 40.5609 |  | 39.1381
6759 | 24332400 | 5.5653 | 39.1445 | 40.563 |  | 39.1401
6760 | 24336000 | 5.5653 | 39.1465 | 40.565 |  | 39.1421
6761 | 24339600 | 5.5654 | 39.1485 | 40.567 |  | 39.1441
6762 | 24343200 | 5.5654 | 39.1505 | 40.569 |  | 39.1461
6763 | 24346800 | 5.5655 | 39.1525 | 40.571 |  | 39.1481
6764 | 24350400 | 5.5655 | 39.1545 | 40.573 |  | 39.1501
6765 | 24354000 | 5.5656 | 39.1565 | 40.575 |  | 39.1521
6766 | 24357600 | 5.5657 | 39.1585 | 40.577 |  | 39.1541
6767 | 24361200 | 5.5657 | 39.1605 | 40.579 |  | 39.1561
6768 | 24364800 | 5.5658 | 39.1625 | 40.5811 |  | 39.1581
6769 | 24368400 | 5.5658 | 39.1646 | 40.5831 |  | 39.1601
6770 | 24372000 | 5.5659 | 39.1666 | 40.5851 |  | 39.1621
6771 | 24375600 | 5.5659 | 39.1686 | 40.5871 |  | 39.1642
6772 | 24379200 | 5.566 | 39.1706 | 40.5891 |  | 39.1662
6773 | 24382800 | 5.566 | 39.1726 | 40.5911 |  | 39.1682
6774 | 24386400 | 5.5661 | 39.1746 | 40.5931 |  | 39.1702
6775 | 24390000 | 5.5661 | 39.1766 | 40.5951 |  | 39.1722
6776 | 24393600 | 5.5662 | 39.1786 | 40.5971 |  | 39.1742
6777 | 24397200 | 5.5662 | 39.1806 | 40.5991 |  | 39.1762
6778 | 24400800 | 5.5663 | 39.1826 | 40.6012 |  | 39.1782
6779 | 24404400 | 5.5663 | 39.1846 | 40.6032 |  | 39.1802
6780 | 24408000 | 5.5664 | 39.1866 | 40.6052 |  | 39.1822
6781 | 24411600 | 5.5664 | 39.1886 | 40.6072 |  | 39.1842
6782 | 24415200 | 5.5665 | 39.1906 | 40.6092 |  | 39.1862
6783 | 24418800 | 5.5665 | 39.1926 | 40.6112 |  | 39.1882
6784 | 24422400 | 5.5666 | 39.1946 | 40.6132 |  | 39.1902
6785 | 24426000 | 5.5666 | 39.1966 | 40.6152 |  | 39.1922
6786 | 24429600 | 5.5667 | 39.1986 | 40.6172 |  | 39.1942
6787 | 24433200 | 5.5667 | 39.2006 | 40.6192 |  | 39.1962
6788 | 24436800 | 5.5668 | 39.2026 | 40.6212 |  | 39.1982
6789 | 24440400 | 5.5668 | 39.2046 | 40.6232 |  | 39.2002
6790 | 24444000 | 5.5669 | 39.2067 | 40.6253 |  | 39.2022
6791 | 24447600 | 5.5669 | 39.2087 | 40.6273 |  | 39.2042
6792 | 24451200 | 5.567 | 39.2107 | 40.6293 |  | 39.2062
6793 | 24454800 | 5.567 | 39.2127 | 40.6313 |  | 39.2082
6794 | 24458400 | 5.5671 | 39.2147 | 40.6333 |  | 39.2102
6795 | 24462000 | 5.5671 | 39.2167 | 40.6353 |  | 39.2122
6796 | 24465600 | 5.5672 | 39.2187 | 40.6373 |  | 39.2142
6797 | 24469200 | 5.5673 | 39.2207 | 40.6393 |  | 39.2163
6798 | 24472800 | 5.5673 | 39.2227 | 40.6413 |  | 39.2183
6799 | 24476400 | 5.5674 | 39.2247 | 40.6433 |  | 39.2203
6800 | 24480000 | 5.5674 | 39.2267 | 40.6453 |  | 39.2223
6801 | 24483600 | 5.5675 | 39.2287 | 40.6473 |  | 39.2243
6802 | 24487200 | 5.5675 | 39.2307 | 40.6493 |  | 39.2263
6803 | 24490800 | 5.5676 | 39.2327 | 40.6513 |  | 39.2283
6804 | 24494400 | 5.5676 | 39.2347 | 40.6533 |  | 39.2303
6805 | 24498000 | 5.5677 | 39.2367 | 40.6554 |  | 39.2323
6806 | 24501600 | 5.5677 | 39.2387 | 40.6574 |  | 39.2343
6807 | 24505200 | 5.5678 | 39.2407 | 40.6594 |  | 39.2363
6808 | 24508800 | 5.5678 | 39.2427 | 40.6614 |  | 39.2383
6809 | 24512400 | 5.5679 | 39.2447 | 40.6634 |  | 39.2403
6810 | 24516000 | 5.5679 | 39.2467 | 40.6654 |  | 39.2423
6811 | 24519600 | 5.568 | 39.2487 | 40.6674 |  | 39.2443
6812 | 24523200 | 5.568 | 39.2507 | 40.6694 |  | 39.2463
6813 | 24526800 | 5.5681 | 39.2527 | 40.6714 |  | 39.2483
6814 | 24530400 | 5.5681 | 39.2547 | 40.6734 |  | 39.2503
6815 | 24534000 | 5.5682 | 39.2567 | 40.6754 |  | 39.2523
6816 | 24537600 | 5.5682 | 39.2587 | 40.6774 |  | 39.2543
6817 | 24541200 | 5.5683 | 39.2607 | 40.6794 |  | 39.2563
6818 | 24544800 | 5.5683 | 39.2627 | 40.6814 |  | 39.2583
6819 | 24548400 | 5.5684 | 39.2647 | 40.6834 |  | 39.2603
6820 | 24552000 | 5.5684 | 39.2667 | 40.6854 |  | 39.2623
6821 | 24555600 | 5.5685 | 39.2687 | 40.6874 |  | 39.2643
6822 | 24559200 | 5.5685 | 39.2707 | 40.6894 |  | 39.2663
6823 | 24562800 | 5.5686 | 39.2727 | 40.6914 |  | 39.2683
6824 | 24566400 | 5.5686 | 39.2747 | 40.6934 |  | 39.2703
6825 | 24570000 | 5.5687 | 39.2767 | 40.6954 |  | 39.2723
6826 | 24573600 | 5.5687 | 39.2787 | 40.6974 |  | 39.2742
6827 | 24577200 | 5.5688 | 39.2807 | 40.6994 |  | 39.2762
6828 | 24580800 | 5.5688 | 39.2827 | 40.7014 |  | 39.2782
6829 | 24584400 | 5.5689 | 39.2847 | 40.7034 |  | 39.2802
6830 | 24588000 | 5.5689 | 39.2867 | 40.7054 |  | 39.2822
6831 | 24591600 | 5.569 | 39.2887 | 40.7074 |  | 39.2842
6832 | 24595200 | 5.569 | 39.2907 | 40.7094 |  | 39.2862
6833 | 24598800 | 5.5691 | 39.2927 | 40.7114 |  | 39.2882
6834 | 24602400 | 5.5691 | 39.2947 | 40.7134 |  | 39.2902
6835 | 24606000 | 5.5692 | 39.2966 | 40.7154 |  | 39.2922
6836 | 24609600 | 5.5692 | 39.2986 | 40.7174 |  | 39.2942
6837 | 24613200 | 5.5693 | 39.3006 | 40.7194 |  | 39.2962
6838 | 24616800 | 5.5694 | 39.3026 | 40.7214 |  | 39.2982
6839 | 24620400 | 5.5694 | 39.3046 | 40.7234 |  | 39.3002
6840 | 24624000 | 5.5695 | 39.3066 | 40.7254 |  | 39.3022
6841 | 24627600 | 5.5695 | 39.3086 | 40.7274 |  | 39.3042
6842 | 24631200 | 5.5696 | 39.3106 | 40.7294 |  | 39.3062
6843 | 24634800 | 5.5696 | 39.3126 | 40.7314 |  | 39.3082
6844 | 24638400 | 5.5697 | 39.3146 | 40.7334 |  | 39.3102
6845 | 24642000 | 5.5697 | 39.3166 | 40.7354 |  | 39.3122
6846 | 24645600 | 5.5698 | 39.3186 | 40.7374 |  | 39.3142
6847 | 24649200 | 5.5698 | 39.3206 | 40.7394 |  | 39.3162
6848 | 24652800 | 5.5699 | 39.3226 | 40.7414 |  | 39.3182
6849 | 24656400 | 5.5699 | 39.3246 | 40.7434 |  | 39.3202
6850 | 24660000 | 5.57 | 39.3266 | 40.7454 |  | 39.3222
6851 | 24663600 | 5.57 | 39.3286 | 40.7474 |  | 39.3242
6852 | 24667200 | 5.5701 | 39.3306 | 40.7494 |  | 39.3261
6853 | 24670800 | 5.5701 | 39.3326 | 40.7514 |  | 39.3281
6854 | 24674400 | 5.5702 | 39.3346 | 40.7534 |  | 39.3301
6855 | 24678000 | 5.5702 | 39.3366 | 40.7554 |  | 39.3321
6856 | 24681600 | 5.5703 | 39.3385 | 40.7574 |  | 39.3341
6857 | 24685200 | 5.5703 | 39.3405 | 40.7594 |  | 39.3361
6858 | 24688800 | 5.5704 | 39.3425 | 40.7614 |  | 39.3381
6859 | 24692400 | 5.5704 | 39.3445 | 40.7634 |  | 39.3401
6860 | 24696000 | 5.5705 | 39.3465 | 40.7654 |  | 39.3421
6861 | 24699600 | 5.5705 | 39.3485 | 40.7674 |  | 39.3441
6862 | 24703200 | 5.5706 | 39.3505 | 40.7694 |  | 39.3461
6863 | 24706800 | 5.5706 | 39.3525 | 40.7714 |  | 39.3481
6864 | 24710400 | 5.5707 | 39.3545 | 40.7734 |  | 39.3501
6865 | 24714000 | 5.5707 | 39.3565 | 40.7754 |  | 39.3521
6866 | 24717600 | 5.5708 | 39.3585 | 40.7774 |  | 39.3541
6867 | 24721200 | 5.5708 | 39.3605 | 40.7794 |  | 39.356
6868 | 24724800 | 5.5709 | 39.3625 | 40.7814 |  | 39.358
6869 | 24728400 | 5.5709 | 39.3645 | 40.7834 |  | 39.36
6870 | 24732000 | 5.571 | 39.3664 | 40.7854 |  | 39.362
6871 | 24735600 | 5.571 | 39.3684 | 40.7874 |  | 39.364
6872 | 24739200 | 5.5711 | 39.3704 | 40.7894 |  | 39.366
6873 | 24742800 | 5.5711 | 39.3724 | 40.7914 |  | 39.368
6874 | 24746400 | 5.5712 | 39.3744 | 40.7934 |  | 39.37
6875 | 24750000 | 5.5712 | 39.3764 | 40.7954 |  | 39.372
6876 | 24753600 | 5.5713 | 39.3784 | 40.7974 |  | 39.374
6877 | 24757200 | 5.5713 | 39.3804 | 40.7994 |  | 39.376
6878 | 24760800 | 5.5714 | 39.3824 | 40.8014 |  | 39.3779
6879 | 24764400 | 5.5714 | 39.3844 | 40.8034 |  | 39.3799
6880 | 24768000 | 5.5715 | 39.3864 | 40.8053 |  | 39.3819
6881 | 24771600 | 5.5715 | 39.3883 | 40.8073 |  | 39.3839
6882 | 24775200 | 5.5716 | 39.3903 | 40.8093 |  | 39.3859
6883 | 24778800 | 5.5716 | 39.3923 | 40.8113 |  | 39.3879
6884 | 24782400 | 5.5717 | 39.3943 | 40.8133 |  | 39.3899
6885 | 24786000 | 5.5717 | 39.3963 | 40.8153 |  | 39.3919
6886 | 24789600 | 5.5718 | 39.3983 | 40.8173 |  | 39.3939
6887 | 24793200 | 5.5718 | 39.4003 | 40.8193 |  | 39.3959
6888 | 24796800 | 5.5719 | 39.4023 | 40.8213 |  | 39.3978
6889 | 24800400 | 5.5719 | 39.4043 | 40.8233 |  | 39.3998
6890 | 24804000 | 5.572 | 39.4063 | 40.8253 |  | 39.4018
6891 | 24807600 | 5.572 | 39.4082 | 40.8273 |  | 39.4038
6892 | 24811200 | 5.5721 | 39.4102 | 40.8293 |  | 39.4058
6893 | 24814800 | 5.5721 | 39.4122 | 40.8313 |  | 39.4078
6894 | 24818400 | 5.5722 | 39.4142 | 40.8333 |  | 39.4098
6895 | 24822000 | 5.5722 | 39.4162 | 40.8353 |  | 39.4118
6896 | 24825600 | 5.5723 | 39.4182 | 40.8372 |  | 39.4138
6897 | 24829200 | 5.5723 | 39.4202 | 40.8392 |  | 39.4157
6898 | 24832800 | 5.5724 | 39.4222 | 40.8412 |  | 39.4177
6899 | 24836400 | 5.5724 | 39.4242 | 40.8432 |  | 39.4197
6900 | 24840000 | 5.5725 | 39.4261 | 40.8452 |  | 39.4217
6901 | 24843600 | 5.5725 | 39.4281 | 40.8472 |  | 39.4237
6902 | 24847200 | 5.5726 | 39.4301 | 40.8492 |  | 39.4257
6903 | 24850800 | 5.5726 | 39.4321 | 40.8512 |  | 39.4277
6904 | 24854400 | 5.5727 | 39.4341 | 40.8532 |  | 39.4297
6905 | 24858000 | 5.5727 | 39.4361 | 40.8552 |  | 39.4316
6906 | 24861600 | 5.5728 | 39.4381 | 40.8572 |  | 39.4336
6907 | 24865200 | 5.5728 | 39.4401 | 40.8592 |  | 39.4356
6908 | 24868800 | 5.5729 | 39.442 | 40.8611 |  | 39.4376
6909 | 24872400 | 5.5729 | 39.444 | 40.8631 |  | 39.4396
6910 | 24876000 | 5.573 | 39.446 | 40.8651 |  | 39.4416
6911 | 24879600 | 5.573 | 39.448 | 40.8671 |  | 39.4436
6912 | 24883200 | 5.5731 | 39.45 | 40.8691 |  | 39.4456
6913 | 24886800 | 5.5731 | 39.452 | 40.8711 |  | 39.4475
6914 | 24890400 | 5.5732 | 39.454 | 40.8731 |  | 39.4495
6915 | 24894000 | 5.5732 | 39.4559 | 40.8751 |  | 39.4515
6916 | 24897600 | 5.5733 | 39.4579 | 40.8771 |  | 39.4535
6917 | 24901200 | 5.5733 | 39.4599 | 40.8791 |  | 39.4555
6918 | 24904800 | 5.5734 | 39.4619 | 40.881 |  | 39.4575
6919 | 24908400 | 5.5734 | 39.4639 | 40.883 |  | 39.4594
6920 | 24912000 | 5.5735 | 39.4659 | 40.885 |  | 39.4614
6921 | 24915600 | 5.5735 | 39.4679 | 40.887 |  | 39.4634
6922 | 24919200 | 5.5736 | 39.4698 | 40.889 |  | 39.4654
6923 | 24922800 | 5.5736 | 39.4718 | 40.891 |  | 39.4674
6924 | 24926400 | 5.5737 | 39.4738 | 40.893 |  | 39.4694
6925 | 24930000 | 5.5737 | 39.4758 | 40.895 |  | 39.4714
6926 | 24933600 | 5.5738 | 39.4778 | 40.897 |  | 39.4733
6927 | 24937200 | 5.5738 | 39.4798 | 40.8989 |  | 39.4753
6928 | 24940800 | 5.5739 | 39.4817 | 40.9009 |  | 39.4773
6929 | 24944400 | 5.5739 | 39.4837 | 40.9029 |  | 39.4793
6930 | 24948000 | 5.574 | 39.4857 | 40.9049 |  | 39.4813
6931 | 24951600 | 5.574 | 39.4877 | 40.9069 |  | 39.4833
6932 | 24955200 | 5.5741 | 39.4897 | 40.9089 |  | 39.4852
6933 | 24958800 | 5.5741 | 39.4917 | 40.9109 |  | 39.4872
6934 | 24962400 | 5.5742 | 39.4936 | 40.9129 |  | 39.4892
6935 | 24966000 | 5.5742 | 39.4956 | 40.9148 |  | 39.4912
6936 | 24969600 | 5.5743 | 39.4976 | 40.9168 |  | 39.4932
6937 | 24973200 | 5.5743 | 39.4996 | 40.9188 |  | 39.4952
6938 | 24976800 | 5.5744 | 39.5016 | 40.9208 |  | 39.4971
6939 | 24980400 | 5.5744 | 39.5036 | 40.9228 |  | 39.4991
6940 | 24984000 | 5.5745 | 39.5055 | 40.9248 |  | 39.5011
6941 | 24987600 | 5.5745 | 39.5075 | 40.9268 |  | 39.5031
6942 | 24991200 | 5.5746 | 39.5095 | 40.9287 |  | 39.5051
6943 | 24994800 | 5.5746 | 39.5115 | 40.9307 |  | 39.507
6944 | 24998400 | 5.5747 | 39.5135 | 40.9327 |  | 39.509
6945 | 25002000 | 5.5747 | 39.5154 | 40.9347 |  | 39.511
6946 | 25005600 | 5.5748 | 39.5174 | 40.9367 |  | 39.513
6947 | 25009200 | 5.5748 | 39.5194 | 40.9387 |  | 39.515
6948 | 25012800 | 5.5749 | 39.5214 | 40.9407 |  | 39.517
6949 | 25016400 | 5.5749 | 39.5234 | 40.9426 |  | 39.5189
6950 | 25020000 | 5.575 | 39.5254 | 40.9446 |  | 39.5209
6951 | 25023600 | 5.575 | 39.5273 | 40.9466 |  | 39.5229
6952 | 25027200 | 5.5751 | 39.5293 | 40.9486 |  | 39.5249
6953 | 25030800 | 5.5751 | 39.5313 | 40.9506 |  | 39.5269
6954 | 25034400 | 5.5752 | 39.5333 | 40.9526 |  | 39.5288
6955 | 25038000 | 5.5752 | 39.5353 | 40.9546 |  | 39.5308
6956 | 25041600 | 5.5753 | 39.5372 | 40.9565 |  | 39.5328
6957 | 25045200 | 5.5753 | 39.5392 | 40.9585 |  | 39.5348
6958 | 25048800 | 5.5754 | 39.5412 | 40.9605 |  | 39.5368
6959 | 25052400 | 5.5754 | 39.5432 | 40.9625 |  | 39.5387
6960 | 25056000 | 5.5755 | 39.5452 | 40.9645 |  | 39.5407
6961 | 25059600 | 5.5755 | 39.5471 | 40.9665 |  | 39.5427
6962 | 25063200 | 5.5756 | 39.5491 | 40.9684 |  | 39.5447
6963 | 25066800 | 5.5756 | 39.5511 | 40.9704 |  | 39.5467
6964 | 25070400 | 5.5757 | 39.5531 | 40.9724 |  | 39.5486
6965 | 25074000 | 5.5757 | 39.555 | 40.9744 |  | 39.5506
6966 | 25077600 | 5.5758 | 39.557 | 40.9764 |  | 39.5526
6967 | 25081200 | 5.5758 | 39.559 | 40.9784 |  | 39.5546
6968 | 25084800 | 5.5759 | 39.561 | 40.9803 |  | 39.5565
6969 | 25088400 | 5.5759 | 39.563 | 40.9823 |  | 39.5585
6970 | 25092000 | 5.576 | 39.5649 | 40.9843 |  | 39.5605
6971 | 25095600 | 5.576 | 39.5669 | 40.9863 |  | 39.5625
6972 | 25099200 | 5.5761 | 39.5689 | 40.9883 |  | 39.5645
6973 | 25102800 | 5.5761 | 39.5709 | 40.9902 |  | 39.5664
6974 | 25106400 | 5.5762 | 39.5728 | 40.9922 |  | 39.5684
6975 | 25110000 | 5.5762 | 39.5748 | 40.9942 |  | 39.5704
6976 | 25113600 | 5.5763 | 39.5768 | 40.9962 |  | 39.5724
6977 | 25117200 | 5.5763 | 39.5788 | 40.9982 |  | 39.5743
6978 | 25120800 | 5.5764 | 39.5808 | 41.0002 |  | 39.5763
6979 | 25124400 | 5.5764 | 39.5827 | 41.0021 |  | 39.5783
6980 | 25128000 | 5.5765 | 39.5847 | 41.0041 |  | 39.5803
6981 | 25131600 | 5.5765 | 39.5867 | 41.0061 |  | 39.5822
6982 | 25135200 | 5.5766 | 39.5887 | 41.0081 |  | 39.5842
6983 | 25138800 | 5.5766 | 39.5906 | 41.0101 |  | 39.5862
6984 | 25142400 | 5.5767 | 39.5926 | 41.012 |  | 39.5882
6985 | 25146000 | 5.5767 | 39.5946 | 41.014 |  | 39.5902
6986 | 25149600 | 5.5768 | 39.5966 | 41.016 |  | 39.5921
6987 | 25153200 | 5.5768 | 39.5985 | 41.018 |  | 39.5941
6988 | 25156800 | 5.5769 | 39.6005 | 41.02 |  | 39.5961
6989 | 25160400 | 5.5769 | 39.6025 | 41.0219 |  | 39.5981
6990 | 25164000 | 5.577 | 39.6045 | 41.0239 |  | 39.6
6991 | 25167600 | 5.577 | 39.6064 | 41.0259 |  | 39.602
6992 | 25171200 | 5.5771 | 39.6084 | 41.0279 |  | 39.604
6993 | 25174800 | 5.5771 | 39.6104 | 41.0299 |  | 39.606
6994 | 25178400 | 5.5772 | 39.6124 | 41.0318 |  | 39.6079
6995 | 25182000 | 5.5772 | 39.6143 | 41.0338 |  | 39.6099
6996 | 25185600 | 5.5773 | 39.6163 | 41.0358 |  | 39.6119
6997 | 25189200 | 5.5773 | 39.6183 | 41.0378 |  | 39.6139
6998 | 25192800 | 5.5774 | 39.6203 | 41.0397 |  | 39.6158
6999 | 25196400 | 5.5774 | 39.6222 | 41.0417 |  | 39.6178
7000 | 25200000 | 5.5775 | 39.6242 | 41.0437 |  | 39.6198
7001 | 25203600 | 5.5775 | 39.6262 | 41.0457 |  | 39.6217
7002 | 25207200 | 5.5776 | 39.6282 | 41.0477 |  | 39.6237
7003 | 25210800 | 5.5776 | 39.6301 | 41.0496 |  | 39.6257
7004 | 25214400 | 5.5777 | 39.6321 | 41.0516 |  | 39.6277
7005 | 25218000 | 5.5777 | 39.6341 | 41.0536 |  | 39.6296
7006 | 25221600 | 5.5778 | 39.6361 | 41.0556 |  | 39.6316
7007 | 25225200 | 5.5778 | 39.638 | 41.0575 |  | 39.6336
7008 | 25228800 | 5.5779 | 39.64 | 41.0595 |  | 39.6356
7009 | 25232400 | 5.5779 | 39.642 | 41.0615 |  | 39.6375
7010 | 25236000 | 5.578 | 39.6439 | 41.0635 |  | 39.6395
7011 | 25239600 | 5.578 | 39.6459 | 41.0655 |  | 39.6415
7012 | 25243200 | 5.5781 | 39.6479 | 41.0674 |  | 39.6435
7013 | 25246800 | 5.5781 | 39.6499 | 41.0694 |  | 39.6454
7014 | 25250400 | 5.5782 | 39.6518 | 41.0714 |  | 39.6474
7015 | 25254000 | 5.5782 | 39.6538 | 41.0734 |  | 39.6494
7016 | 25257600 | 5.5783 | 39.6558 | 41.0753 |  | 39.6513
7017 | 25261200 | 5.5783 | 39.6578 | 41.0773 |  | 39.6533
7018 | 25264800 | 5.5784 | 39.6597 | 41.0793 |  | 39.6553
7019 | 25268400 | 5.5784 | 39.6617 | 41.0813 |  | 39.6573
7020 | 25272000 | 5.5785 | 39.6637 | 41.0832 |  | 39.6592
7021 | 25275600 | 5.5785 | 39.6656 | 41.0852 |  | 39.6612
7022 | 25279200 | 5.5786 | 39.6676 | 41.0872 |  | 39.6632
7023 | 25282800 | 5.5786 | 39.6696 | 41.0892 |  | 39.6651
7024 | 25286400 | 5.5787 | 39.6716 | 41.0911 |  | 39.6671
7025 | 25290000 | 5.5787 | 39.6735 | 41.0931 |  | 39.6691
7026 | 25293600 | 5.5787 | 39.6755 | 41.0951 |  | 39.671
7027 | 25297200 | 5.5788 | 39.6775 | 41.0971 |  | 39.673
7028 | 25300800 | 5.5788 | 39.6794 | 41.099 |  | 39.675
7029 | 25304400 | 5.5789 | 39.6814 | 41.101 |  | 39.677
7030 | 25308000 | 5.5789 | 39.6834 | 41.103 |  | 39.6789
7031 | 25311600 | 5.579 | 39.6853 | 41.105 |  | 39.6809
7032 | 25315200 | 5.579 | 39.6873 | 41.1069 |  | 39.6829
7033 | 25318800 | 5.5791 | 39.6893 | 41.1089 |  | 39.6848
7034 | 25322400 | 5.5791 | 39.6913 | 41.1109 |  | 39.6868
7035 | 25326000 | 5.5792 | 39.6932 | 41.1129 |  | 39.6888
7036 | 25329600 | 5.5792 | 39.6952 | 41.1148 |  | 39.6907
7037 | 25333200 | 5.5793 | 39.6972 | 41.1168 |  | 39.6927
7038 | 25336800 | 5.5793 | 39.6991 | 41.1188 |  | 39.6947
7039 | 25340400 | 5.5794 | 39.7011 | 41.1207 |  | 39.6967
7040 | 25344000 | 5.5794 | 39.7031 | 41.1227 |  | 39.6986
7041 | 25347600 | 5.5795 | 39.705 | 41.1247 |  | 39.7006
7042 | 25351200 | 5.5795 | 39.707 | 41.1267 |  | 39.7026
7043 | 25354800 | 5.5796 | 39.709 | 41.1286 |  | 39.7045
7044 | 25358400 | 5.5796 | 39.7109 | 41.1306 |  | 39.7065
7045 | 25362000 | 5.5797 | 39.7129 | 41.1326 |  | 39.7085
7046 | 25365600 | 5.5797 | 39.7149 | 41.1346 |  | 39.7104
7047 | 25369200 | 5.5798 | 39.7168 | 41.1365 |  | 39.7124
7048 | 25372800 | 5.5798 | 39.7188 | 41.1385 |  | 39.7144
7049 | 25376400 | 5.5799 | 39.7208 | 41.1405 |  | 39.7163
7050 | 25380000 | 5.5799 | 39.7227 | 41.1424 |  | 39.7183
7051 | 25383600 | 5.58 | 39.7247 | 41.1444 |  | 39.7203
7052 | 25387200 | 5.58 | 39.7267 | 41.1464 |  | 39.7222
7053 | 25390800 | 5.5801 | 39.7286 | 41.1483 |  | 39.7242
7054 | 25394400 | 5.5801 | 39.7306 | 41.1503 |  | 39.7262
7055 | 25398000 | 5.5802 | 39.7326 | 41.1523 |  | 39.7281
7056 | 25401600 | 5.5802 | 39.7345 | 41.1543 |  | 39.7301
7057 | 25405200 | 5.5803 | 39.7365 | 41.1562 |  | 39.7321
7058 | 25408800 | 5.5803 | 39.7385 | 41.1582 |  | 39.734
7059 | 25412400 | 5.5804 | 39.7404 | 41.1602 |  | 39.736
7060 | 25416000 | 5.5804 | 39.7424 | 41.1621 |  | 39.738
7061 | 25419600 | 5.5805 | 39.7444 | 41.1641 |  | 39.7399
7062 | 25423200 | 5.5805 | 39.7463 | 41.1661 |  | 39.7419
7063 | 25426800 | 5.5806 | 39.7483 | 41.1681 |  | 39.7439
7064 | 25430400 | 5.5806 | 39.7503 | 41.17 |  | 39.7458
7065 | 25434000 | 5.5807 | 39.7522 | 41.172 |  | 39.7478
7066 | 25437600 | 5.5807 | 39.7542 | 41.174 |  | 39.7498
7067 | 25441200 | 5.5808 | 39.7562 | 41.1759 |  | 39.7517
7068 | 25444800 | 5.5808 | 39.7581 | 41.1779 |  | 39.7537
7069 | 25448400 | 5.5808 | 39.7601 | 41.1799 |  | 39.7556
7070 | 25452000 | 5.5809 | 39.7621 | 41.1818 |  | 39.7576
7071 | 25455600 | 5.5809 | 39.764 | 41.1838 |  | 39.7596
7072 | 25459200 | 5.581 | 39.766 | 41.1858 |  | 39.7615
7073 | 25462800 | 5.581 | 39.768 | 41.1877 |  | 39.7635
7074 | 25466400 | 5.5811 | 39.7699 | 41.1897 |  | 39.7655
7075 | 25470000 | 5.5811 | 39.7719 | 41.1917 |  | 39.7674
7076 | 25473600 | 5.5812 | 39.7738 | 41.1936 |  | 39.7694
7077 | 25477200 | 5.5812 | 39.7758 | 41.1956 |  | 39.7714
7078 | 25480800 | 5.5813 | 39.7778 | 41.1976 |  | 39.7733
7079 | 25484400 | 5.5813 | 39.7797 | 41.1995 |  | 39.7753
7080 | 25488000 | 5.5814 | 39.7817 | 41.2015 |  | 39.7772
7081 | 25491600 | 5.5814 | 39.7837 | 41.2035 |  | 39.7792
7082 | 25495200 | 5.5815 | 39.7856 | 41.2054 |  | 39.7812
7083 | 25498800 | 5.5815 | 39.7876 | 41.2074 |  | 39.7831
7084 | 25502400 | 5.5816 | 39.7895 | 41.2094 |  | 39.7851
7085 | 25506000 | 5.5816 | 39.7915 | 41.2113 |  | 39.7871
7086 | 25509600 | 5.5817 | 39.7935 | 41.2133 |  | 39.789
7087 | 25513200 | 5.5817 | 39.7954 | 41.2153 |  | 39.791
7088 | 25516800 | 5.5818 | 39.7974 | 41.2172 |  | 39.7929
7089 | 25520400 | 5.5818 | 39.7994 | 41.2192 |  | 39.7949
7090 | 25524000 | 5.5819 | 39.8013 | 41.2212 |  | 39.7969
7091 | 25527600 | 5.5819 | 39.8033 | 41.2231 |  | 39.7988
7092 | 25531200 | 5.582 | 39.8052 | 41.2251 |  | 39.8008
7093 | 25534800 | 5.582 | 39.8072 | 41.2271 |  | 39.8028
7094 | 25538400 | 5.5821 | 39.8092 | 41.229 |  | 39.8047
7095 | 25542000 | 5.5821 | 39.8111 | 41.231 |  | 39.8067
7096 | 25545600 | 5.5822 | 39.8131 | 41.233 |  | 39.8086
7097 | 25549200 | 5.5822 | 39.8151 | 41.2349 |  | 39.8106
7098 | 25552800 | 5.5823 | 39.817 | 41.2369 |  | 39.8126
7099 | 25556400 | 5.5823 | 39.819 | 41.2389 |  | 39.8145
7100 | 25560000 | 5.5823 | 39.8209 | 41.2408 |  | 39.8165
7101 | 25563600 | 5.5824 | 39.8229 | 41.2428 |  | 39.8184
7102 | 25567200 | 5.5824 | 39.8249 | 41.2448 |  | 39.8204
7103 | 25570800 | 5.5825 | 39.8268 | 41.2467 |  | 39.8224
7104 | 25574400 | 5.5825 | 39.8288 | 41.2487 |  | 39.8243
7105 | 25578000 | 5.5826 | 39.8307 | 41.2506 |  | 39.8263
7106 | 25581600 | 5.5826 | 39.8327 | 41.2526 |  | 39.8282
7107 | 25585200 | 5.5827 | 39.8347 | 41.2546 |  | 39.8302
7108 | 25588800 | 5.5827 | 39.8366 | 41.2565 |  | 39.8322
7109 | 25592400 | 5.5828 | 39.8386 | 41.2585 |  | 39.8341
7110 | 25596000 | 5.5828 | 39.8405 | 41.2605 |  | 39.8361
7111 | 25599600 | 5.5829 | 39.8425 | 41.2624 |  | 39.838
7112 | 25603200 | 5.5829 | 39.8444 | 41.2644 |  | 39.84
7113 | 25606800 | 5.583 | 39.8464 | 41.2664 |  | 39.842
7114 | 25610400 | 5.583 | 39.8484 | 41.2683 |  | 39.8439
7115 | 25614000 | 5.5831 | 39.8503 | 41.2703 |  | 39.8459
7116 | 25617600 | 5.5831 | 39.8523 | 41.2722 |  | 39.8478
7117 | 25621200 | 5.5832 | 39.8542 | 41.2742 |  | 39.8498
7118 | 25624800 | 5.5832 | 39.8562 | 41.2762 |  | 39.8517
7119 | 25628400 | 5.5833 | 39.8582 | 41.2781 |  | 39.8537
7120 | 25632000 | 5.5833 | 39.8601 | 41.2801 |  | 39.8557
7121 | 25635600 | 5.5834 | 39.8621 | 41.2821 |  | 39.8576
7122 | 25639200 | 5.5834 | 39.864 | 41.284 |  | 39.8596
7123 | 25642800 | 5.5835 | 39.866 | 41.286 |  | 39.8615
7124 | 25646400 | 5.5835 | 39.8679 | 41.2879 |  | 39.8635
7125 | 25650000 | 5.5836 | 39.8699 | 41.2899 |  | 39.8654
7126 | 25653600 | 5.5836 | 39.8719 | 41.2919 |  | 39.8674
7127 | 25657200 | 5.5836 | 39.8738 | 41.2938 |  | 39.8694
7128 | 25660800 | 5.5837 | 39.8758 | 41.2958 |  | 39.8713
7129 | 25664400 | 5.5837 | 39.8777 | 41.2977 |  | 39.8733
7130 | 25668000 | 5.5838 | 39.8797 | 41.2997 |  | 39.8752
7131 | 25671600 | 5.5838 | 39.8816 | 41.3017 |  | 39.8772
7132 | 25675200 | 5.5839 | 39.8836 | 41.3036 |  | 39.8791
7133 | 25678800 | 5.5839 | 39.8856 | 41.3056 |  | 39.8811
7134 | 25682400 | 5.584 | 39.8875 | 41.3075 |  | 39.8831
7135 | 25686000 | 5.584 | 39.8895 | 41.3095 |  | 39.885
7136 | 25689600 | 5.5841 | 39.8914 | 41.3115 |  | 39.887
7137 | 25693200 | 5.5841 | 39.8934 | 41.3134 |  | 39.8889
7138 | 25696800 | 5.5842 | 39.8953 | 41.3154 |  | 39.8909
7139 | 25700400 | 5.5842 | 39.8973 | 41.3173 |  | 39.8928
7140 | 25704000 | 5.5843 | 39.8992 | 41.3193 |  | 39.8948
7141 | 25707600 | 5.5843 | 39.9012 | 41.3213 |  | 39.8967
7142 | 25711200 | 5.5844 | 39.9032 | 41.3232 |  | 39.8987
7143 | 25714800 | 5.5844 | 39.9051 | 41.3252 |  | 39.9007
7144 | 25718400 | 5.5845 | 39.9071 | 41.3271 |  | 39.9026
7145 | 25722000 | 5.5845 | 39.909 | 41.3291 |  | 39.9046
7146 | 25725600 | 5.5846 | 39.911 | 41.3311 |  | 39.9065
7147 | 25729200 | 5.5846 | 39.9129 | 41.333 |  | 39.9085
7148 | 25732800 | 5.5847 | 39.9149 | 41.335 |  | 39.9104
7149 | 25736400 | 5.5847 | 39.9168 | 41.3369 |  | 39.9124
7150 | 25740000 | 5.5847 | 39.9188 | 41.3389 |  | 39.9143
7151 | 25743600 | 5.5848 | 39.9207 | 41.3408 |  | 39.9163
7152 | 25747200 | 5.5848 | 39.9227 | 41.3428 |  | 39.9182
7153 | 25750800 | 5.5849 | 39.9247 | 41.3448 |  | 39.9202
7154 | 25754400 | 5.5849 | 39.9266 | 41.3467 |  | 39.9221
7155 | 25758000 | 5.585 | 39.9286 | 41.3487 |  | 39.9241
7156 | 25761600 | 5.585 | 39.9305 | 41.3506 |  | 39.9261
7157 | 25765200 | 5.5851 | 39.9325 | 41.3526 |  | 39.928
7158 | 25768800 | 5.5851 | 39.9344 | 41.3545 |  | 39.93
7159 | 25772400 | 5.5852 | 39.9364 | 41.3565 |  | 39.9319
7160 | 25776000 | 5.5852 | 39.9383 | 41.3585 |  | 39.9339
7161 | 25779600 | 5.5853 | 39.9403 | 41.3604 |  | 39.9358
7162 | 25783200 | 5.5853 | 39.9422 | 41.3624 |  | 39.9378
7163 | 25786800 | 5.5854 | 39.9442 | 41.3643 |  | 39.9397
7164 | 25790400 | 5.5854 | 39.9461 | 41.3663 |  | 39.9417
7165 | 25794000 | 5.5855 | 39.9481 | 41.3682 |  | 39.9436
7166 | 25797600 | 5.5855 | 39.95 | 41.3702 |  | 39.9456
7167 | 25801200 | 5.5856 | 39.952 | 41.3722 |  | 39.9475
7168 | 25804800 | 5.5856 | 39.9539 | 41.3741 |  | 39.9495
7169 | 25808400 | 5.5857 | 39.9559 | 41.3761 |  | 39.9514
7170 | 25812000 | 5.5857 | 39.9578 | 41.378 |  | 39.9534
7171 | 25815600 | 5.5858 | 39.9598 | 41.38 |  | 39.9553
7172 | 25819200 | 5.5858 | 39.9617 | 41.3819 |  | 39.9573
7173 | 25822800 | 5.5858 | 39.9637 | 41.3839 |  | 39.9592
7174 | 25826400 | 5.5859 | 39.9656 | 41.3858 |  | 39.9612
7175 | 25830000 | 5.5859 | 39.9676 | 41.3878 |  | 39.9631
7176 | 25833600 | 5.586 | 39.9695 | 41.3897 |  | 39.9651
7177 | 25837200 | 5.586 | 39.9715 | 41.3917 |  | 39.967
7178 | 25840800 | 5.5861 | 39.9734 | 41.3937 |  | 39.969
7179 | 25844400 | 5.5861 | 39.9754 | 41.3956 |  | 39.9709
7180 | 25848000 | 5.5862 | 39.9773 | 41.3976 |  | 39.9729
7181 | 25851600 | 5.5862 | 39.9793 | 41.3995 |  | 39.9748
7182 | 25855200 | 5.5863 | 39.9812 | 41.4015 |  | 39.9768
7183 | 25858800 | 5.5863 | 39.9832 | 41.4034 |  | 39.9787
7184 | 25862400 | 5.5864 | 39.9851 | 41.4054 |  | 39.9807
7185 | 25866000 | 5.5864 | 39.9871 | 41.4073 |  | 39.9826
7186 | 25869600 | 5.5865 | 39.989 | 41.4093 |  | 39.9846
7187 | 25873200 | 5.5865 | 39.991 | 41.4112 |  | 39.9865
7188 | 25876800 | 5.5866 | 39.9929 | 41.4132 |  | 39.9885
7189 | 25880400 | 5.5866 | 39.9949 | 41.4151 |  | 39.9904
7190 | 25884000 | 5.5867 | 39.9968 | 41.4171 |  | 39.9924
7191 | 25887600 | 5.5867 | 39.9988 | 41.419 |  | 39.9943
7192 | 25891200 | 5.5867 | 40.0007 | 41.421 |  | 39.9963
7193 | 25894800 | 5.5868 | 40.0027 | 41.423 |  | 39.9982
7194 | 25898400 | 5.5868 | 40.0046 | 41.4249 |  | 40.0002
7195 | 25902000 | 5.5869 | 40.0066 | 41.4269 |  | 40.0021
7196 | 25905600 | 5.5869 | 40.0085 | 41.4288 |  | 40.0041
7197 | 25909200 | 5.587 | 40.0105 | 41.4308 |  | 40.006
7198 | 25912800 | 5.587 | 40.0124 | 41.4327 |  | 40.008
7199 | 25916400 | 5.5871 | 40.0144 | 41.4347 |  | 40.0099
7200 | 25920000 | 5.5871 | 40.0163 | 41.4366 |  | 40.0119
7201 | 25923600 | 5.5872 | 40.0183 | 41.4386 |  | 40.0138
7202 | 25927200 | 5.5872 | 40.0202 | 41.4405 |  | 40.0158
7203 | 25930800 | 5.5873 | 40.0222 | 41.4425 |  | 40.0177
7204 | 25934400 | 5.5873 | 40.0241 | 41.4444 |  | 40.0196
7205 | 25938000 | 5.5874 | 40.0261 | 41.4464 |  | 40.0216
7206 | 25941600 | 5.5874 | 40.028 | 41.4483 |  | 40.0235
7207 | 25945200 | 5.5875 | 40.0299 | 41.4503 |  | 40.0255
7208 | 25948800 | 5.5875 | 40.0319 | 41.4522 |  | 40.0274
7209 | 25952400 | 5.5876 | 40.0338 | 41.4542 |  | 40.0294
7210 | 25956000 | 5.5876 | 40.0358 | 41.4561 |  | 40.0313
7211 | 25959600 | 5.5876 | 40.0377 | 41.4581 |  | 40.0333
7212 | 25963200 | 5.5877 | 40.0397 | 41.46 |  | 40.0352
7213 | 25966800 | 5.5877 | 40.0416 | 41.462 |  | 40.0372
7214 | 25970400 | 5.5878 | 40.0436 | 41.4639 |  | 40.0391
7215 | 25974000 | 5.5878 | 40.0455 | 41.4659 |  | 40.0411
7216 | 25977600 | 5.5879 | 40.0475 | 41.4678 |  | 40.043
7217 | 25981200 | 5.5879 | 40.0494 | 41.4698 |  | 40.0449
7218 | 25984800 | 5.588 | 40.0513 | 41.4717 |  | 40.0469
7219 | 25988400 | 5.588 | 40.0533 | 41.4737 |  | 40.0488
7220 | 25992000 | 5.5881 | 40.0552 | 41.4756 |  | 40.0508
7221 | 25995600 | 5.5881 | 40.0572 | 41.4776 |  | 40.0527
7222 | 25999200 | 5.5882 | 40.0591 | 41.4795 |  | 40.0547
7223 | 26002800 | 5.5882 | 40.0611 | 41.4815 |  | 40.0566
7224 | 26006400 | 5.5883 | 40.063 | 41.4834 |  | 40.0586
7225 | 26010000 | 5.5883 | 40.065 | 41.4854 |  | 40.0605
7226 | 26013600 | 5.5884 | 40.0669 | 41.4873 |  | 40.0624
7227 | 26017200 | 5.5884 | 40.0688 | 41.4892 |  | 40.0644
7228 | 26020800 | 5.5884 | 40.0708 | 41.4912 |  | 40.0663
7229 | 26024400 | 5.5885 | 40.0727 | 41.4931 |  | 40.0683
7230 | 26028000 | 5.5885 | 40.0747 | 41.4951 |  | 40.0702
7231 | 26031600 | 5.5886 | 40.0766 | 41.497 |  | 40.0722
7232 | 26035200 | 5.5886 | 40.0786 | 41.499 |  | 40.0741
7233 | 26038800 | 5.5887 | 40.0805 | 41.5009 |  | 40.076
7234 | 26042400 | 5.5887 | 40.0825 | 41.5029 |  | 40.078
7235 | 26046000 | 5.5888 | 40.0844 | 41.5048 |  | 40.0799
7236 | 26049600 | 5.5888 | 40.0863 | 41.5068 |  | 40.0819
7237 | 26053200 | 5.5889 | 40.0883 | 41.5087 |  | 40.0838
7238 | 26056800 | 5.5889 | 40.0902 | 41.5107 |  | 40.0858
7239 | 26060400 | 5.589 | 40.0922 | 41.5126 |  | 40.0877
7240 | 26064000 | 5.589 | 40.0941 | 41.5146 |  | 40.0896
7241 | 26067600 | 5.5891 | 40.096 | 41.5165 |  | 40.0916
7242 | 26071200 | 5.5891 | 40.098 | 41.5184 |  | 40.0935
7243 | 26074800 | 5.5891 | 40.0999 | 41.5204 |  | 40.0955
7244 | 26078400 | 5.5892 | 40.1019 | 41.5223 |  | 40.0974
7245 | 26082000 | 5.5892 | 40.1038 | 41.5243 |  | 40.0993
7246 | 26085600 | 5.5893 | 40.1058 | 41.5262 |  | 40.1013
7247 | 26089200 | 5.5893 | 40.1077 | 41.5282 |  | 40.1032
7248 | 26092800 | 5.5894 | 40.1096 | 41.5301 |  | 40.1052
7249 | 26096400 | 5.5894 | 40.1116 | 41.5321 |  | 40.1071
7250 | 26100000 | 5.5895 | 40.1135 | 41.534 |  | 40.1091
7251 | 26103600 | 5.5895 | 40.1155 | 41.536 |  | 40.111
7252 | 26107200 | 5.5896 | 40.1174 | 41.5379 |  | 40.1129
7253 | 26110800 | 5.5896 | 40.1193 | 41.5398 |  | 40.1149
7254 | 26114400 | 5.5897 | 40.1213 | 41.5418 |  | 40.1168
7255 | 26118000 | 5.5897 | 40.1232 | 41.5437 |  | 40.1188
7256 | 26121600 | 5.5898 | 40.1252 | 41.5457 |  | 40.1207
7257 | 26125200 | 5.5898 | 40.1271 | 41.5476 |  | 40.1226
7258 | 26128800 | 5.5899 | 40.129 | 41.5496 |  | 40.1246
7259 | 26132400 | 5.5899 | 40.131 | 41.5515 |  | 40.1265
7260 | 26136000 | 5.5899 | 40.1329 | 41.5535 |  | 40.1285
7261 | 26139600 | 5.59 | 40.1349 | 41.5554 |  | 40.1304
7262 | 26143200 | 5.59 | 40.1368 | 41.5573 |  | 40.1323
7263 | 26146800 | 5.5901 | 40.1387 | 41.5593 |  | 40.1343
7264 | 26150400 | 5.5901 | 40.1407 | 41.5612 |  | 40.1362
7265 | 26154000 | 5.5902 | 40.1426 | 41.5632 |  | 40.1381
7266 | 26157600 | 5.5902 | 40.1446 | 41.5651 |  | 40.1401
7267 | 26161200 | 5.5903 | 40.1465 | 41.5671 |  | 40.142
7268 | 26164800 | 5.5903 | 40.1484 | 41.569 |  | 40.144
7269 | 26168400 | 5.5904 | 40.1504 | 41.5709 |  | 40.1459
7270 | 26172000 | 5.5904 | 40.1523 | 41.5729 |  | 40.1478
7271 | 26175600 | 5.5905 | 40.1542 | 41.5748 |  | 40.1498
7272 | 26179200 | 5.5905 | 40.1562 | 41.5768 |  | 40.1517
7273 | 26182800 | 5.5906 | 40.1581 | 41.5787 |  | 40.1537
7274 | 26186400 | 5.5906 | 40.1601 | 41.5806 |  | 40.1556
7275 | 26190000 | 5.5906 | 40.162 | 41.5826 |  | 40.1575
7276 | 26193600 | 5.5907 | 40.1639 | 41.5845 |  | 40.1595
7277 | 26197200 | 5.5907 | 40.1659 | 41.5865 |  | 40.1614
7278 | 26200800 | 5.5908 | 40.1678 | 41.5884 |  | 40.1633
7279 | 26204400 | 5.5908 | 40.1697 | 41.5904 |  | 40.1653
7280 | 26208000 | 5.5909 | 40.1717 | 41.5923 |  | 40.1672
7281 | 26211600 | 5.5909 | 40.1736 | 41.5942 |  | 40.1692
7282 | 26215200 | 5.591 | 40.1756 | 41.5962 |  | 40.1711
7283 | 26218800 | 5.591 | 40.1775 | 41.5981 |  | 40.173
7284 | 26222400 | 5.5911 | 40.1794 | 41.6001 |  | 40.175
7285 | 26226000 | 5.5911 | 40.1814 | 41.602 |  | 40.1769
7286 | 26229600 | 5.5912 | 40.1833 | 41.6039 |  | 40.1788
7287 | 26233200 | 5.5912 | 40.1852 | 41.6059 |  | 40.1808
7288 | 26236800 | 5.5912 | 40.1872 | 41.6078 |  | 40.1827
7289 | 26240400 | 5.5913 | 40.1891 | 41.6098 |  | 40.1846
7290 | 26244000 | 5.5913 | 40.191 | 41.6117 |  | 40.1866
7291 | 26247600 | 5.5914 | 40.193 | 41.6136 |  | 40.1885
7292 | 26251200 | 5.5914 | 40.1949 | 41.6156 |  | 40.1904
7293 | 26254800 | 5.5915 | 40.1969 | 41.6175 |  | 40.1924
7294 | 26258400 | 5.5915 | 40.1988 | 41.6195 |  | 40.1943
7295 | 26262000 | 5.5916 | 40.2007 | 41.6214 |  | 40.1963
7296 | 26265600 | 5.5916 | 40.2027 | 41.6233 |  | 40.1982
7297 | 26269200 | 5.5917 | 40.2046 | 41.6253 |  | 40.2001
7298 | 26272800 | 5.5917 | 40.2065 | 41.6272 |  | 40.2021
7299 | 26276400 | 5.5918 | 40.2085 | 41.6291 |  | 40.204
7300 | 26280000 | 5.5918 | 40.2104 | 41.6311 |  | 40.2059
7301 | 26283600 | 5.5919 | 40.2123 | 41.633 |  | 40.2079
7302 | 26287200 | 5.5919 | 40.2143 | 41.635 |  | 40.2098
7303 | 26290800 | 5.5919 | 40.2162 | 41.6369 |  | 40.2117
7304 | 26294400 | 5.592 | 40.2181 | 41.6388 |  | 40.2137
7305 | 26298000 | 5.592 | 40.2201 | 41.6408 |  | 40.2156
7306 | 26301600 | 5.5921 | 40.222 | 41.6427 |  | 40.2175
7307 | 26305200 | 5.5921 | 40.2239 | 41.6446 |  | 40.2195
7308 | 26308800 | 5.5922 | 40.2259 | 41.6466 |  | 40.2214
7309 | 26312400 | 5.5922 | 40.2278 | 41.6485 |  | 40.2233
7310 | 26316000 | 5.5923 | 40.2297 | 41.6505 |  | 40.2253
7311 | 26319600 | 5.5923 | 40.2317 | 41.6524 |  | 40.2272
7312 | 26323200 | 5.5924 | 40.2336 | 41.6543 |  | 40.2291
7313 | 26326800 | 5.5924 | 40.2355 | 41.6563 |  | 40.2311
7314 | 26330400 | 5.5925 | 40.2375 | 41.6582 |  | 40.233
7315 | 26334000 | 5.5925 | 40.2394 | 41.6601 |  | 40.2349
7316 | 26337600 | 5.5925 | 40.2413 | 41.6621 |  | 40.2369
7317 | 26341200 | 5.5926 | 40.2433 | 41.664 |  | 40.2388
7318 | 26344800 | 5.5926 | 40.2452 | 41.6659 |  | 40.2407
7319 | 26348400 | 5.5927 | 40.2471 | 41.6679 |  | 40.2427
7320 | 26352000 | 5.5927 | 40.2491 | 41.6698 |  | 40.2446
7321 | 26355600 | 5.5928 | 40.251 | 41.6718 |  | 40.2465
7322 | 26359200 | 5.5928 | 40.2529 | 41.6737 |  | 40.2484
7323 | 26362800 | 5.5929 | 40.2549 | 41.6756 |  | 40.2504
7324 | 26366400 | 5.5929 | 40.2568 | 41.6776 |  | 40.2523
7325 | 26370000 | 5.593 | 40.2587 | 41.6795 |  | 40.2542
7326 | 26373600 | 5.593 | 40.2606 | 41.6814 |  | 40.2562
7327 | 26377200 | 5.5931 | 40.2626 | 41.6834 |  | 40.2581
7328 | 26380800 | 5.5931 | 40.2645 | 41.6853 |  | 40.26
7329 | 26384400 | 5.5931 | 40.2664 | 41.6872 |  | 40.262
7330 | 26388000 | 5.5932 | 40.2684 | 41.6892 |  | 40.2639
7331 | 26391600 | 5.5932 | 40.2703 | 41.6911 |  | 40.2658
7332 | 26395200 | 5.5933 | 40.2722 | 41.693 |  | 40.2678
7333 | 26398800 | 5.5933 | 40.2742 | 41.695 |  | 40.2697
7334 | 26402400 | 5.5934 | 40.2761 | 41.6969 |  | 40.2716
7335 | 26406000 | 5.5934 | 40.278 | 41.6988 |  | 40.2735
7336 | 26409600 | 5.5935 | 40.28 | 41.7008 |  | 40.2755
7337 | 26413200 | 5.5935 | 40.2819 | 41.7027 |  | 40.2774
7338 | 26416800 | 5.5936 | 40.2838 | 41.7046 |  | 40.2793
7339 | 26420400 | 5.5936 | 40.2857 | 41.7066 |  | 40.2813
7340 | 26424000 | 5.5937 | 40.2877 | 41.7085 |  | 40.2832
7341 | 26427600 | 5.5937 | 40.2896 | 41.7104 |  | 40.2851
7342 | 26431200 | 5.5937 | 40.2915 | 41.7124 |  | 40.2871
7343 | 26434800 | 5.5938 | 40.2935 | 41.7143 |  | 40.289
7344 | 26438400 | 5.5938 | 40.2954 | 41.7162 |  | 40.2909
7345 | 26442000 | 5.5939 | 40.2973 | 41.7182 |  | 40.2928
7346 | 26445600 | 5.5939 | 40.2992 | 41.7201 |  | 40.2948
7347 | 26449200 | 5.594 | 40.3012 | 41.722 |  | 40.2967
7348 | 26452800 | 5.594 | 40.3031 | 41.724 |  | 40.2986
7349 | 26456400 | 5.5941 | 40.305 | 41.7259 |  | 40.3006
7350 | 26460000 | 5.5941 | 40.307 | 41.7278 |  | 40.3025
7351 | 26463600 | 5.5942 | 40.3089 | 41.7298 |  | 40.3044
7352 | 26467200 | 5.5942 | 40.3108 | 41.7317 |  | 40.3063
7353 | 26470800 | 5.5942 | 40.3127 | 41.7336 |  | 40.3083
7354 | 26474400 | 5.5943 | 40.3147 | 41.7356 |  | 40.3102
7355 | 26478000 | 5.5943 | 40.3166 | 41.7375 |  | 40.3121
7356 | 26481600 | 5.5944 | 40.3185 | 41.7394 |  | 40.314
7357 | 26485200 | 5.5944 | 40.3204 | 41.7414 |  | 40.316
7358 | 26488800 | 5.5945 | 40.3224 | 41.7433 |  | 40.3179
7359 | 26492400 | 5.5945 | 40.3243 | 41.7452 |  | 40.3198
7360 | 26496000 | 5.5946 | 40.3262 | 41.7471 |  | 40.3218
7361 | 26499600 | 5.5946 | 40.3282 | 41.7491 |  | 40.3237
7362 | 26503200 | 5.5947 | 40.3301 | 41.751 |  | 40.3256
7363 | 26506800 | 5.5947 | 40.332 | 41.7529 |  | 40.3275
7364 | 26510400 | 5.5948 | 40.3339 | 41.7549 |  | 40.3295
7365 | 26514000 | 5.5948 | 40.3359 | 41.7568 |  | 40.3314
7366 | 26517600 | 5.5948 | 40.3378 | 41.7587 |  | 40.3333
7367 | 26521200 | 5.5949 | 40.3397 | 41.7607 |  | 40.3352
7368 | 26524800 | 5.5949 | 40.3416 | 41.7626 |  | 40.3372
7369 | 26528400 | 5.595 | 40.3436 | 41.7645 |  | 40.3391
7370 | 26532000 | 5.595 | 40.3455 | 41.7664 |  | 40.341
7371 | 26535600 | 5.5951 | 40.3474 | 41.7684 |  | 40.3429
7372 | 26539200 | 5.5951 | 40.3493 | 41.7703 |  | 40.3449
7373 | 26542800 | 5.5952 | 40.3513 | 41.7722 |  | 40.3468
7374 | 26546400 | 5.5952 | 40.3532 | 41.7742 |  | 40.3487
7375 | 26550000 | 5.5953 | 40.3551 | 41.7761 |  | 40.3506
7376 | 26553600 | 5.5953 | 40.357 | 41.778 |  | 40.3526
7377 | 26557200 | 5.5953 | 40.359 | 41.7799 |  | 40.3545
7378 | 26560800 | 5.5954 | 40.3609 | 41.7819 |  | 40.3564
7379 | 26564400 | 5.5954 | 40.3628 | 41.7838 |  | 40.3583
7380 | 26568000 | 5.5955 | 40.3647 | 41.7857 |  | 40.3603
7381 | 26571600 | 5.5955 | 40.3667 | 41.7877 |  | 40.3622
7382 | 26575200 | 5.5956 | 40.3686 | 41.7896 |  | 40.3641
7383 | 26578800 | 5.5956 | 40.3705 | 41.7915 |  | 40.366
7384 | 26582400 | 5.5957 | 40.3724 | 41.7934 |  | 40.368
7385 | 26586000 | 5.5957 | 40.3744 | 41.7954 |  | 40.3699
7386 | 26589600 | 5.5958 | 40.3763 | 41.7973 |  | 40.3718
7387 | 26593200 | 5.5958 | 40.3782 | 41.7992 |  | 40.3737
7388 | 26596800 | 5.5958 | 40.3801 | 41.8011 |  | 40.3756
7389 | 26600400 | 5.5959 | 40.3821 | 41.8031 |  | 40.3776
7390 | 26604000 | 5.5959 | 40.384 | 41.805 |  | 40.3795
7391 | 26607600 | 5.596 | 40.3859 | 41.8069 |  | 40.3814
7392 | 26611200 | 5.596 | 40.3878 | 41.8089 |  | 40.3833
7393 | 26614800 | 5.5961 | 40.3897 | 41.8108 |  | 40.3853
7394 | 26618400 | 5.5961 | 40.3917 | 41.8127 |  | 40.3872
7395 | 26622000 | 5.5962 | 40.3936 | 41.8146 |  | 40.3891
7396 | 26625600 | 5.5962 | 40.3955 | 41.8166 |  | 40.391
7397 | 26629200 | 5.5963 | 40.3974 | 41.8185 |  | 40.393
7398 | 26632800 | 5.5963 | 40.3994 | 41.8204 |  | 40.3949
7399 | 26636400 | 5.5963 | 40.4013 | 41.8223 |  | 40.3968
7400 | 26640000 | 5.5964 | 40.4032 | 41.8243 |  | 40.3987
7401 | 26643600 | 5.5964 | 40.4051 | 41.8262 |  | 40.4006
7402 | 26647200 | 5.5965 | 40.407 | 41.8281 |  | 40.4026
7403 | 26650800 | 5.5965 | 40.409 | 41.83 |  | 40.4045
7404 | 26654400 | 5.5966 | 40.4109 | 41.832 |  | 40.4064
7405 | 26658000 | 5.5966 | 40.4128 | 41.8339 |  | 40.4083
7406 | 26661600 | 5.5967 | 40.4147 | 41.8358 |  | 40.4102
7407 | 26665200 | 5.5967 | 40.4166 | 41.8377 |  | 40.4122
7408 | 26668800 | 5.5968 | 40.4186 | 41.8397 |  | 40.4141
7409 | 26672400 | 5.5968 | 40.4205 | 41.8416 |  | 40.416
7410 | 26676000 | 5.5968 | 40.4224 | 41.8435 |  | 40.4179
7411 | 26679600 | 5.5969 | 40.4243 | 41.8454 |  | 40.4198
7412 | 26683200 | 5.5969 | 40.4262 | 41.8474 |  | 40.4218
7413 | 26686800 | 5.597 | 40.4282 | 41.8493 |  | 40.4237
7414 | 26690400 | 5.597 | 40.4301 | 41.8512 |  | 40.4256
7415 | 26694000 | 5.5971 | 40.432 | 41.8531 |  | 40.4275
7416 | 26697600 | 5.5971 | 40.4339 | 41.8551 |  | 40.4294
7417 | 26701200 | 5.5972 | 40.4358 | 41.857 |  | 40.4314
7418 | 26704800 | 5.5972 | 40.4378 | 41.8589 |  | 40.4333
7419 | 26708400 | 5.5973 | 40.4397 | 41.8608 |  | 40.4352
7420 | 26712000 | 5.5973 | 40.4416 | 41.8627 |  | 40.4371
7421 | 26715600 | 5.5973 | 40.4435 | 41.8647 |  | 40.439
7422 | 26719200 | 5.5974 | 40.4454 | 41.8666 |  | 40.441
7423 | 26722800 | 5.5974 | 40.4474 | 41.8685 |  | 40.4429
7424 | 26726400 | 5.5975 | 40.4493 | 41.8704 |  | 40.4448
7425 | 26730000 | 5.5975 | 40.4512 | 41.8724 |  | 40.4467
7426 | 26733600 | 5.5976 | 40.4531 | 41.8743 |  | 40.4486
7427 | 26737200 | 5.5976 | 40.455 | 41.8762 |  | 40.4506
7428 | 26740800 | 5.5977 | 40.457 | 41.8781 |  | 40.4525
7429 | 26744400 | 5.5977 | 40.4589 | 41.8801 |  | 40.4544
7430 | 26748000 | 5.5978 | 40.4608 | 41.882 |  | 40.4563
7431 | 26751600 | 5.5978 | 40.4627 | 41.8839 |  | 40.4582
7432 | 26755200 | 5.5978 | 40.4646 | 41.8858 |  | 40.4601
7433 | 26758800 | 5.5979 | 40.4665 | 41.8877 |  | 40.4621
7434 | 26762400 | 5.5979 | 40.4685 | 41.8897 |  | 40.464
7435 | 26766000 | 5.598 | 40.4704 | 41.8916 |  | 40.4659
7436 | 26769600 | 5.598 | 40.4723 | 41.8935 |  | 40.4678
7437 | 26773200 | 5.5981 | 40.4742 | 41.8954 |  | 40.4697
7438 | 26776800 | 5.5981 | 40.4761 | 41.8973 |  | 40.4716
7439 | 26780400 | 5.5982 | 40.478 | 41.8993 |  | 40.4736
7440 | 26784000 | 5.5982 | 40.48 | 41.9012 |  | 40.4755
7441 | 26787600 | 5.5982 | 40.4819 | 41.9031 |  | 40.4774
7442 | 26791200 | 5.5983 | 40.4838 | 41.905 |  | 40.4793
7443 | 26794800 | 5.5983 | 40.4857 | 41.9069 |  | 40.4812
7444 | 26798400 | 5.5984 | 40.4876 | 41.9089 |  | 40.4831
7445 | 26802000 | 5.5984 | 40.4895 | 41.9108 |  | 40.4851
7446 | 26805600 | 5.5985 | 40.4915 | 41.9127 |  | 40.487
7447 | 26809200 | 5.5985 | 40.4934 | 41.9146 |  | 40.4889
7448 | 26812800 | 5.5986 | 40.4953 | 41.9165 |  | 40.4908
7449 | 26816400 | 5.5986 | 40.4972 | 41.9185 |  | 40.4927
7450 | 26820000 | 5.5987 | 40.4991 | 41.9204 |  | 40.4946
7451 | 26823600 | 5.5987 | 40.501 | 41.9223 |  | 40.4966
7452 | 26827200 | 5.5987 | 40.503 | 41.9242 |  | 40.4985
7453 | 26830800 | 5.5988 | 40.5049 | 41.9261 |  | 40.5004
7454 | 26834400 | 5.5988 | 40.5068 | 41.9281 |  | 40.5023
7455 | 26838000 | 5.5989 | 40.5087 | 41.93 |  | 40.5042
7456 | 26841600 | 5.5989 | 40.5106 | 41.9319 |  | 40.5061
7457 | 26845200 | 5.599 | 40.5125 | 41.9338 |  | 40.508
7458 | 26848800 | 5.599 | 40.5144 | 41.9357 |  | 40.51
7459 | 26852400 | 5.5991 | 40.5164 | 41.9376 |  | 40.5119
7460 | 26856000 | 5.5991 | 40.5183 | 41.9396 |  | 40.5138
7461 | 26859600 | 5.5991 | 40.5202 | 41.9415 |  | 40.5157
7462 | 26863200 | 5.5992 | 40.5221 | 41.9434 |  | 40.5176
7463 | 26866800 | 5.5992 | 40.524 | 41.9453 |  | 40.5195
7464 | 26870400 | 5.5993 | 40.5259 | 41.9472 |  | 40.5214
7465 | 26874000 | 5.5993 | 40.5278 | 41.9492 |  | 40.5234
7466 | 26877600 | 5.5994 | 40.5298 | 41.9511 |  | 40.5253
7467 | 26881200 | 5.5994 | 40.5317 | 41.953 |  | 40.5272
7468 | 26884800 | 5.5995 | 40.5336 | 41.9549 |  | 40.5291
7469 | 26888400 | 5.5995 | 40.5355 | 41.9568 |  | 40.531
7470 | 26892000 | 5.5996 | 40.5374 | 41.9587 |  | 40.5329
7471 | 26895600 | 5.5996 | 40.5393 | 41.9607 |  | 40.5348
7472 | 26899200 | 5.5996 | 40.5412 | 41.9626 |  | 40.5367
7473 | 26902800 | 5.5997 | 40.5431 | 41.9645 |  | 40.5387
7474 | 26906400 | 5.5997 | 40.5451 | 41.9664 |  | 40.5406
7475 | 26910000 | 5.5998 | 40.547 | 41.9683 |  | 40.5425
7476 | 26913600 | 5.5998 | 40.5489 | 41.9702 |  | 40.5444
7477 | 26917200 | 5.5999 | 40.5508 | 41.9722 |  | 40.5463
7478 | 26920800 | 5.5999 | 40.5527 | 41.9741 |  | 40.5482
7479 | 26924400 | 5.6 | 40.5546 | 41.976 |  | 40.5501
7480 | 26928000 | 5.6 | 40.5565 | 41.9779 |  | 40.552
7481 | 26931600 | 5.6 | 40.5584 | 41.9798 |  | 40.554
7482 | 26935200 | 5.6001 | 40.5604 | 41.9817 |  | 40.5559
7483 | 26938800 | 5.6001 | 40.5623 | 41.9836 |  | 40.5578
7484 | 26942400 | 5.6002 | 40.5642 | 41.9856 |  | 40.5597
7485 | 26946000 | 5.6002 | 40.5661 | 41.9875 |  | 40.5616
7486 | 26949600 | 5.6003 | 40.568 | 41.9894 |  | 40.5635
7487 | 26953200 | 5.6003 | 40.5699 | 41.9913 |  | 40.5654
7488 | 26956800 | 5.6004 | 40.5718 | 41.9932 |  | 40.5673
7489 | 26960400 | 5.6004 | 40.5737 | 41.9951 |  | 40.5692
7490 | 26964000 | 5.6004 | 40.5756 | 41.997 |  | 40.5712
7491 | 26967600 | 5.6005 | 40.5776 | 41.999 |  | 40.5731
7492 | 26971200 | 5.6005 | 40.5795 | 42.0009 |  | 40.575
7493 | 26974800 | 5.6006 | 40.5814 | 42.0028 |  | 40.5769
7494 | 26978400 | 5.6006 | 40.5833 | 42.0047 |  | 40.5788
7495 | 26982000 | 5.6007 | 40.5852 | 42.0066 |  | 40.5807
7496 | 26985600 | 5.6007 | 40.5871 | 42.0085 |  | 40.5826
7497 | 26989200 | 5.6008 | 40.589 | 42.0104 |  | 40.5845
7498 | 26992800 | 5.6008 | 40.5909 | 42.0124 |  | 40.5864
7499 | 26996400 | 5.6008 | 40.5928 | 42.0143 |  | 40.5883
7500 | 27000000 | 5.6009 | 40.5947 | 42.0162 |  | 40.5903
7501 | 27003600 | 5.6009 | 40.5967 | 42.0181 |  | 40.5922
7502 | 27007200 | 5.601 | 40.5986 | 42.02 |  | 40.5941
7503 | 27010800 | 5.601 | 40.6005 | 42.0219 |  | 40.596
7504 | 27014400 | 5.6011 | 40.6024 | 42.0238 |  | 40.5979
7505 | 27018000 | 5.6011 | 40.6043 | 42.0257 |  | 40.5998
7506 | 27021600 | 5.6012 | 40.6062 | 42.0277 |  | 40.6017
7507 | 27025200 | 5.6012 | 40.6081 | 42.0296 |  | 40.6036
7508 | 27028800 | 5.6012 | 40.61 | 42.0315 |  | 40.6055
7509 | 27032400 | 5.6013 | 40.6119 | 42.0334 |  | 40.6074
7510 | 27036000 | 5.6013 | 40.6138 | 42.0353 |  | 40.6093
7511 | 27039600 | 5.6014 | 40.6157 | 42.0372 |  | 40.6112
7512 | 27043200 | 5.6014 | 40.6176 | 42.0391 |  | 40.6132
7513 | 27046800 | 5.6015 | 40.6196 | 42.041 |  | 40.6151
7514 | 27050400 | 5.6015 | 40.6215 | 42.043 |  | 40.617
7515 | 27054000 | 5.6016 | 40.6234 | 42.0449 |  | 40.6189
7516 | 27057600 | 5.6016 | 40.6253 | 42.0468 |  | 40.6208
7517 | 27061200 | 5.6016 | 40.6272 | 42.0487 |  | 40.6227
7518 | 27064800 | 5.6017 | 40.6291 | 42.0506 |  | 40.6246
7519 | 27068400 | 5.6017 | 40.631 | 42.0525 |  | 40.6265
7520 | 27072000 | 5.6018 | 40.6329 | 42.0544 |  | 40.6284
7521 | 27075600 | 5.6018 | 40.6348 | 42.0563 |  | 40.6303
7522 | 27079200 | 5.6019 | 40.6367 | 42.0582 |  | 40.6322
7523 | 27082800 | 5.6019 | 40.6386 | 42.0602 |  | 40.6341
7524 | 27086400 | 5.602 | 40.6405 | 42.0621 |  | 40.636
7525 | 27090000 | 5.602 | 40.6424 | 42.064 |  | 40.6379
7526 | 27093600 | 5.602 | 40.6443 | 42.0659 |  | 40.6398
7527 | 27097200 | 5.6021 | 40.6462 | 42.0678 |  | 40.6418
7528 | 27100800 | 5.6021 | 40.6482 | 42.0697 |  | 40.6437
7529 | 27104400 | 5.6022 | 40.6501 | 42.0716 |  | 40.6456
7530 | 27108000 | 5.6022 | 40.652 | 42.0735 |  | 40.6475
7531 | 27111600 | 5.6023 | 40.6539 | 42.0754 |  | 40.6494
7532 | 27115200 | 5.6023 | 40.6558 | 42.0773 |  | 40.6513
7533 | 27118800 | 5.6024 | 40.6577 | 42.0792 |  | 40.6532
7534 | 27122400 | 5.6024 | 40.6596 | 42.0812 |  | 40.6551
7535 | 27126000 | 5.6024 | 40.6615 | 42.0831 |  | 40.657
7536 | 27129600 | 5.6025 | 40.6634 | 42.085 |  | 40.6589
7537 | 27133200 | 5.6025 | 40.6653 | 42.0869 |  | 40.6608
7538 | 27136800 | 5.6026 | 40.6672 | 42.0888 |  | 40.6627
7539 | 27140400 | 5.6026 | 40.6691 | 42.0907 |  | 40.6646
7540 | 27144000 | 5.6027 | 40.671 | 42.0926 |  | 40.6665
7541 | 27147600 | 5.6027 | 40.6729 | 42.0945 |  | 40.6684
7542 | 27151200 | 5.6028 | 40.6748 | 42.0964 |  | 40.6703
7543 | 27154800 | 5.6028 | 40.6767 | 42.0983 |  | 40.6722
7544 | 27158400 | 5.6028 | 40.6786 | 42.1002 |  | 40.6741
7545 | 27162000 | 5.6029 | 40.6805 | 42.1021 |  | 40.676
7546 | 27165600 | 5.6029 | 40.6824 | 42.1041 |  | 40.6779
7547 | 27169200 | 5.603 | 40.6843 | 42.106 |  | 40.6798
7548 | 27172800 | 5.603 | 40.6862 | 42.1079 |  | 40.6818
7549 | 27176400 | 5.6031 | 40.6881 | 42.1098 |  | 40.6837
7550 | 27180000 | 5.6031 | 40.6901 | 42.1117 |  | 40.6856
7551 | 27183600 | 5.6032 | 40.692 | 42.1136 |  | 40.6875
7552 | 27187200 | 5.6032 | 40.6939 | 42.1155 |  | 40.6894
7553 | 27190800 | 5.6032 | 40.6958 | 42.1174 |  | 40.6913
7554 | 27194400 | 5.6033 | 40.6977 | 42.1193 |  | 40.6932
7555 | 27198000 | 5.6033 | 40.6996 | 42.1212 |  | 40.6951
7556 | 27201600 | 5.6034 | 40.7015 | 42.1231 |  | 40.697
7557 | 27205200 | 5.6034 | 40.7034 | 42.125 |  | 40.6989
7558 | 27208800 | 5.6035 | 40.7053 | 42.1269 |  | 40.7008
7559 | 27212400 | 5.6035 | 40.7072 | 42.1288 |  | 40.7027
7560 | 27216000 | 5.6035 | 40.7091 | 42.1307 |  | 40.7046
7561 | 27219600 | 5.6036 | 40.711 | 42.1326 |  | 40.7065
7562 | 27223200 | 5.6036 | 40.7129 | 42.1346 |  | 40.7084
7563 | 27226800 | 5.6037 | 40.7148 | 42.1365 |  | 40.7103
7564 | 27230400 | 5.6037 | 40.7167 | 42.1384 |  | 40.7122
7565 | 27234000 | 5.6038 | 40.7186 | 42.1403 |  | 40.7141
7566 | 27237600 | 5.6038 | 40.7205 | 42.1422 |  | 40.716
7567 | 27241200 | 5.6039 | 40.7224 | 42.1441 |  | 40.7179
7568 | 27244800 | 5.6039 | 40.7243 | 42.146 |  | 40.7198
7569 | 27248400 | 5.6039 | 40.7262 | 42.1479 |  | 40.7217
7570 | 27252000 | 5.604 | 40.7281 | 42.1498 |  | 40.7236
7571 | 27255600 | 5.604 | 40.73 | 42.1517 |  | 40.7255
7572 | 27259200 | 5.6041 | 40.7319 | 42.1536 |  | 40.7274
7573 | 27262800 | 5.6041 | 40.7338 | 42.1555 |  | 40.7293
7574 | 27266400 | 5.6042 | 40.7357 | 42.1574 |  | 40.7312
7575 | 27270000 | 5.6042 | 40.7376 | 42.1593 |  | 40.7331
7576 | 27273600 | 5.6042 | 40.7395 | 42.1612 |  | 40.735
7577 | 27277200 | 5.6043 | 40.7414 | 42.1631 |  | 40.7369
7578 | 27280800 | 5.6043 | 40.7433 | 42.165 |  | 40.7388
7579 | 27284400 | 5.6044 | 40.7452 | 42.1669 |  | 40.7407
7580 | 27288000 | 5.6044 | 40.7471 | 42.1688 |  | 40.7426
7581 | 27291600 | 5.6045 | 40.749 | 42.1707 |  | 40.7445
7582 | 27295200 | 5.6045 | 40.7509 | 42.1726 |  | 40.7464
7583 | 27298800 | 5.6046 | 40.7528 | 42.1745 |  | 40.7483
7584 | 27302400 | 5.6046 | 40.7547 | 42.1764 |  | 40.7502
7585 | 27306000 | 5.6046 | 40.7566 | 42.1783 |  | 40.7521
7586 | 27309600 | 5.6047 | 40.7585 | 42.1802 |  | 40.754
7587 | 27313200 | 5.6047 | 40.7604 | 42.1821 |  | 40.7559
7588 | 27316800 | 5.6048 | 40.7623 | 42.1841 |  | 40.7578
7589 | 27320400 | 5.6048 | 40.7642 | 42.186 |  | 40.7597
7590 | 27324000 | 5.6049 | 40.7661 | 42.1879 |  | 40.7616
7591 | 27327600 | 5.6049 | 40.768 | 42.1898 |  | 40.7635
7592 | 27331200 | 5.605 | 40.7699 | 42.1917 |  | 40.7654
7593 | 27334800 | 5.605 | 40.7718 | 42.1936 |  | 40.7673
7594 | 27338400 | 5.605 | 40.7737 | 42.1955 |  | 40.7692
7595 | 27342000 | 5.6051 | 40.7756 | 42.1974 |  | 40.7711
7596 | 27345600 | 5.6051 | 40.7775 | 42.1993 |  | 40.773
7597 | 27349200 | 5.6052 | 40.7794 | 42.2012 |  | 40.7749
7598 | 27352800 | 5.6052 | 40.7813 | 42.2031 |  | 40.7768
7599 | 27356400 | 5.6053 | 40.7832 | 42.205 |  | 40.7787
7600 | 27360000 | 5.6053 | 40.7851 | 42.2069 |  | 40.7806
7601 | 27363600 | 5.6053 | 40.787 | 42.2088 |  | 40.7825
7602 | 27367200 | 5.6054 | 40.7889 | 42.2107 |  | 40.7844
7603 | 27370800 | 5.6054 | 40.7907 | 42.2126 |  | 40.7862
7604 | 27374400 | 5.6055 | 40.7926 | 42.2145 |  | 40.7881
7605 | 27378000 | 5.6055 | 40.7945 | 42.2164 |  | 40.79
7606 | 27381600 | 5.6056 | 40.7964 | 42.2183 |  | 40.7919
7607 | 27385200 | 5.6056 | 40.7983 | 42.2202 |  | 40.7938
7608 | 27388800 | 5.6056 | 40.8002 | 42.2221 |  | 40.7957
7609 | 27392400 | 5.6057 | 40.8021 | 42.224 |  | 40.7976
7610 | 27396000 | 5.6057 | 40.804 | 42.2259 |  | 40.7995
7611 | 27399600 | 5.6058 | 40.8059 | 42.2278 |  | 40.8014
7612 | 27403200 | 5.6058 | 40.8078 | 42.2297 |  | 40.8033
7613 | 27406800 | 5.6059 | 40.8097 | 42.2316 |  | 40.8052
7614 | 27410400 | 5.6059 | 40.8116 | 42.2335 |  | 40.8071
7615 | 27414000 | 5.606 | 40.8135 | 42.2354 |  | 40.809
7616 | 27417600 | 5.606 | 40.8154 | 42.2373 |  | 40.8109
7617 | 27421200 | 5.606 | 40.8173 | 42.2392 |  | 40.8128
7618 | 27424800 | 5.6061 | 40.8192 | 42.2411 |  | 40.8147
7619 | 27428400 | 5.6061 | 40.8211 | 42.243 |  | 40.8166
7620 | 27432000 | 5.6062 | 40.823 | 42.2449 |  | 40.8185
7621 | 27435600 | 5.6062 | 40.8249 | 42.2468 |  | 40.8204
7622 | 27439200 | 5.6063 | 40.8268 | 42.2487 |  | 40.8223
7623 | 27442800 | 5.6063 | 40.8287 | 42.2506 |  | 40.8242
7624 | 27446400 | 5.6063 | 40.8306 | 42.2524 |  | 40.8261
7625 | 27450000 | 5.6064 | 40.8324 | 42.2543 |  | 40.8279
7626 | 27453600 | 5.6064 | 40.8343 | 42.2562 |  | 40.8298
7627 | 27457200 | 5.6065 | 40.8362 | 42.2581 |  | 40.8317
7628 | 27460800 | 5.6065 | 40.8381 | 42.26 |  | 40.8336
7629 | 27464400 | 5.6066 | 40.84 | 42.2619 |  | 40.8355
7630 | 27468000 | 5.6066 | 40.8419 | 42.2638 |  | 40.8374
7631 | 27471600 | 5.6067 | 40.8438 | 42.2657 |  | 40.8393
7632 | 27475200 | 5.6067 | 40.8457 | 42.2676 |  | 40.8412
7633 | 27478800 | 5.6067 | 40.8476 | 42.2695 |  | 40.8431
7634 | 27482400 | 5.6068 | 40.8495 | 42.2714 |  | 40.845
7635 | 27486000 | 5.6068 | 40.8514 | 42.2733 |  | 40.8469
7636 | 27489600 | 5.6069 | 40.8533 | 42.2752 |  | 40.8488
7637 | 27493200 | 5.6069 | 40.8552 | 42.2771 |  | 40.8507
7638 | 27496800 | 5.607 | 40.8571 | 42.279 |  | 40.8526
7639 | 27500400 | 5.607 | 40.859 | 42.2809 |  | 40.8544
7640 | 27504000 | 5.607 | 40.8608 | 42.2828 |  | 40.8563
7641 | 27507600 | 5.6071 | 40.8627 | 42.2847 |  | 40.8582
7642 | 27511200 | 5.6071 | 40.8646 | 42.2866 |  | 40.8601
7643 | 27514800 | 5.6072 | 40.8665 | 42.2885 |  | 40.862
7644 | 27518400 | 5.6072 | 40.8684 | 42.2904 |  | 40.8639
7645 | 27522000 | 5.6073 | 40.8703 | 42.2923 |  | 40.8658
7646 | 27525600 | 5.6073 | 40.8722 | 42.2942 |  | 40.8677
7647 | 27529200 | 5.6073 | 40.8741 | 42.2961 |  | 40.8696
7648 | 27532800 | 5.6074 | 40.876 | 42.298 |  | 40.8715
7649 | 27536400 | 5.6074 | 40.8779 | 42.2999 |  | 40.8734
7650 | 27540000 | 5.6075 | 40.8798 | 42.3018 |  | 40.8753
7651 | 27543600 | 5.6075 | 40.8817 | 42.3036 |  | 40.8771
7652 | 27547200 | 5.6076 | 40.8835 | 42.3055 |  | 40.879
7653 | 27550800 | 5.6076 | 40.8854 | 42.3074 |  | 40.8809
7654 | 27554400 | 5.6076 | 40.8873 | 42.3093 |  | 40.8828
7655 | 27558000 | 5.6077 | 40.8892 | 42.3112 |  | 40.8847
7656 | 27561600 | 5.6077 | 40.8911 | 42.3131 |  | 40.8866
7657 | 27565200 | 5.6078 | 40.893 | 42.315 |  | 40.8885
7658 | 27568800 | 5.6078 | 40.8949 | 42.3169 |  | 40.8904
7659 | 27572400 | 5.6079 | 40.8968 | 42.3188 |  | 40.8923
7660 | 27576000 | 5.6079 | 40.8987 | 42.3207 |  | 40.8942
7661 | 27579600 | 5.6079 | 40.9006 | 42.3226 |  | 40.896
7662 | 27583200 | 5.608 | 40.9024 | 42.3245 |  | 40.8979
7663 | 27586800 | 5.608 | 40.9043 | 42.3264 |  | 40.8998
7664 | 27590400 | 5.6081 | 40.9062 | 42.3283 |  | 40.9017
7665 | 27594000 | 5.6081 | 40.9081 | 42.3302 |  | 40.9036
7666 | 27597600 | 5.6082 | 40.91 | 42.3321 |  | 40.9055
7667 | 27601200 | 5.6082 | 40.9119 | 42.3339 |  | 40.9074
7668 | 27604800 | 5.6083 | 40.9138 | 42.3358 |  | 40.9093
7669 | 27608400 | 5.6083 | 40.9157 | 42.3377 |  | 40.9112
7670 | 27612000 | 5.6083 | 40.9176 | 42.3396 |  | 40.9131
7671 | 27615600 | 5.6084 | 40.9194 | 42.3415 |  | 40.9149
7672 | 27619200 | 5.6084 | 40.9213 | 42.3434 |  | 40.9168
7673 | 27622800 | 5.6085 | 40.9232 | 42.3453 |  | 40.9187
7674 | 27626400 | 5.6085 | 40.9251 | 42.3472 |  | 40.9206
7675 | 27630000 | 5.6086 | 40.927 | 42.3491 |  | 40.9225
7676 | 27633600 | 5.6086 | 40.9289 | 42.351 |  | 40.9244
7677 | 27637200 | 5.6086 | 40.9308 | 42.3529 |  | 40.9263
7678 | 27640800 | 5.6087 | 40.9327 | 42.3548 |  | 40.9282
7679 | 27644400 | 5.6087 | 40.9346 | 42.3566 |  | 40.93
7680 | 27648000 | 5.6088 | 40.9364 | 42.3585 |  | 40.9319
7681 | 27651600 | 5.6088 | 40.9383 | 42.3604 |  | 40.9338
7682 | 27655200 | 5.6089 | 40.9402 | 42.3623 |  | 40.9357
7683 | 27658800 | 5.6089 | 40.9421 | 42.3642 |  | 40.9376
7684 | 27662400 | 5.6089 | 40.944 | 42.3661 |  | 40.9395
7685 | 27666000 | 5.609 | 40.9459 | 42.368 |  | 40.9414
7686 | 27669600 | 5.609 | 40.9478 | 42.3699 |  | 40.9433
7687 | 27673200 | 5.6091 | 40.9496 | 42.3718 |  | 40.9451
7688 | 27676800 | 5.6091 | 40.9515 | 42.3737 |  | 40.947
7689 | 27680400 | 5.6092 | 40.9534 | 42.3756 |  | 40.9489
7690 | 27684000 | 5.6092 | 40.9553 | 42.3774 |  | 40.9508
7691 | 27687600 | 5.6092 | 40.9572 | 42.3793 |  | 40.9527
7692 | 27691200 | 5.6093 | 40.9591 | 42.3812 |  | 40.9546
7693 | 27694800 | 5.6093 | 40.961 | 42.3831 |  | 40.9565
7694 | 27698400 | 5.6094 | 40.9629 | 42.385 |  | 40.9583
7695 | 27702000 | 5.6094 | 40.9647 | 42.3869 |  | 40.9602
7696 | 27705600 | 5.6095 | 40.9666 | 42.3888 |  | 40.9621
7697 | 27709200 | 5.6095 | 40.9685 | 42.3907 |  | 40.964
7698 | 27712800 | 5.6095 | 40.9704 | 42.3926 |  | 40.9659
7699 | 27716400 | 5.6096 | 40.9723 | 42.3944 |  | 40.9678
7700 | 27720000 | 5.6096 | 40.9742 | 42.3963 |  | 40.9697
7701 | 27723600 | 5.6097 | 40.976 | 42.3982 |  | 40.9715
7702 | 27727200 | 5.6097 | 40.9779 | 42.4001 |  | 40.9734
7703 | 27730800 | 5.6098 | 40.9798 | 42.402 |  | 40.9753
7704 | 27734400 | 5.6098 | 40.9817 | 42.4039 |  | 40.9772
7705 | 27738000 | 5.6098 | 40.9836 | 42.4058 |  | 40.9791
7706 | 27741600 | 5.6099 | 40.9855 | 42.4077 |  | 40.981
7707 | 27745200 | 5.6099 | 40.9874 | 42.4096 |  | 40.9828
7708 | 27748800 | 5.61 | 40.9892 | 42.4114 |  | 40.9847
7709 | 27752400 | 5.61 | 40.9911 | 42.4133 |  | 40.9866
7710 | 27756000 | 5.6101 | 40.993 | 42.4152 |  | 40.9885
7711 | 27759600 | 5.6101 | 40.9949 | 42.4171 |  | 40.9904
7712 | 27763200 | 5.6101 | 40.9968 | 42.419 |  | 40.9923
7713 | 27766800 | 5.6102 | 40.9987 | 42.4209 |  | 40.9942
7714 | 27770400 | 5.6102 | 41.0005 | 42.4228 |  | 40.996
7715 | 27774000 | 5.6103 | 41.0024 | 42.4247 |  | 40.9979
7716 | 27777600 | 5.6103 | 41.0043 | 42.4265 |  | 40.9998
7717 | 27781200 | 5.6104 | 41.0062 | 42.4284 |  | 41.0017
7718 | 27784800 | 5.6104 | 41.0081 | 42.4303 |  | 41.0036
7719 | 27788400 | 5.6104 | 41.01 | 42.4322 |  | 41.0055
7720 | 27792000 | 5.6105 | 41.0118 | 42.4341 |  | 41.0073
7721 | 27795600 | 5.6105 | 41.0137 | 42.436 |  | 41.0092
7722 | 27799200 | 5.6106 | 41.0156 | 42.4379 |  | 41.0111
7723 | 27802800 | 5.6106 | 41.0175 | 42.4397 |  | 41.013
7724 | 27806400 | 5.6107 | 41.0194 | 42.4416 |  | 41.0149
7725 | 27810000 | 5.6107 | 41.0213 | 42.4435 |  | 41.0167
7726 | 27813600 | 5.6107 | 41.0231 | 42.4454 |  | 41.0186
7727 | 27817200 | 5.6108 | 41.025 | 42.4473 |  | 41.0205
7728 | 27820800 | 5.6108 | 41.0269 | 42.4492 |  | 41.0224
7729 | 27824400 | 5.6109 | 41.0288 | 42.4511 |  | 41.0243
7730 | 27828000 | 5.6109 | 41.0307 | 42.4529 |  | 41.0262
7731 | 27831600 | 5.6109 | 41.0325 | 42.4548 |  | 41.028
7732 | 27835200 | 5.611 | 41.0344 | 42.4567 |  | 41.0299
7733 | 27838800 | 5.611 | 41.0363 | 42.4586 |  | 41.0318
7734 | 27842400 | 5.6111 | 41.0382 | 42.4605 |  | 41.0337
7735 | 27846000 | 5.6111 | 41.0401 | 42.4624 |  | 41.0356
7736 | 27849600 | 5.6112 | 41.042 | 42.4643 |  | 41.0374
7737 | 27853200 | 5.6112 | 41.0438 | 42.4661 |  | 41.0393
7738 | 27856800 | 5.6112 | 41.0457 | 42.468 |  | 41.0412
7739 | 27860400 | 5.6113 | 41.0476 | 42.4699 |  | 41.0431
7740 | 27864000 | 5.6113 | 41.0495 | 42.4718 |  | 41.045
7741 | 27867600 | 5.6114 | 41.0514 | 42.4737 |  | 41.0468
7742 | 27871200 | 5.6114 | 41.0532 | 42.4756 |  | 41.0487
7743 | 27874800 | 5.6115 | 41.0551 | 42.4774 |  | 41.0506
7744 | 27878400 | 5.6115 | 41.057 | 42.4793 |  | 41.0525
7745 | 27882000 | 5.6115 | 41.0589 | 42.4812 |  | 41.0544
7746 | 27885600 | 5.6116 | 41.0608 | 42.4831 |  | 41.0562
7747 | 27889200 | 5.6116 | 41.0626 | 42.485 |  | 41.0581
7748 | 27892800 | 5.6117 | 41.0645 | 42.4869 |  | 41.06
7749 | 27896400 | 5.6117 | 41.0664 | 42.4887 |  | 41.0619
7750 | 27900000 | 5.6118 | 41.0683 | 42.4906 |  | 41.0638
7751 | 27903600 | 5.6118 | 41.0702 | 42.4925 |  | 41.0656
7752 | 27907200 | 5.6118 | 41.072 | 42.4944 |  | 41.0675
7753 | 27910800 | 5.6119 | 41.0739 | 42.4963 |  | 41.0694
7754 | 27914400 | 5.6119 | 41.0758 | 42.4982 |  | 41.0713
7755 | 27918000 | 5.612 | 41.0777 | 42.5 |  | 41.0732
7756 | 27921600 | 5.612 | 41.0795 | 42.5019 |  | 41.075
7757 | 27925200 | 5.6121 | 41.0814 | 42.5038 |  | 41.0769
7758 | 27928800 | 5.6121 | 41.0833 | 42.5057 |  | 41.0788
7759 | 27932400 | 5.6121 | 41.0852 | 42.5076 |  | 41.0807
7760 | 27936000 | 5.6122 | 41.0871 | 42.5094 |  | 41.0825
7761 | 27939600 | 5.6122 | 41.0889 | 42.5113 |  | 41.0844
7762 | 27943200 | 5.6123 | 41.0908 | 42.5132 |  | 41.0863
7763 | 27946800 | 5.6123 | 41.0927 | 42.5151 |  | 41.0882
7764 | 27950400 | 5.6124 | 41.0946 | 42.517 |  | 41.0901
7765 | 27954000 | 5.6124 | 41.0964 | 42.5189 |  | 41.0919
7766 | 27957600 | 5.6124 | 41.0983 | 42.5207 |  | 41.0938
7767 | 27961200 | 5.6125 | 41.1002 | 42.5226 |  | 41.0957
7768 | 27964800 | 5.6125 | 41.1021 | 42.5245 |  | 41.0976
7769 | 27968400 | 5.6126 | 41.104 | 42.5264 |  | 41.0994
7770 | 27972000 | 5.6126 | 41.1058 | 42.5283 |  | 41.1013
7771 | 27975600 | 5.6126 | 41.1077 | 42.5301 |  | 41.1032
7772 | 27979200 | 5.6127 | 41.1096 | 42.532 |  | 41.1051
7773 | 27982800 | 5.6127 | 41.1115 | 42.5339 |  | 41.1069
7774 | 27986400 | 5.6128 | 41.1133 | 42.5358 |  | 41.1088
7775 | 27990000 | 5.6128 | 41.1152 | 42.5377 |  | 41.1107
7776 | 27993600 | 5.6129 | 41.1171 | 42.5395 |  | 41.1126
7777 | 27997200 | 5.6129 | 41.119 | 42.5414 |  | 41.1145
7778 | 28000800 | 5.6129 | 41.1208 | 42.5433 |  | 41.1163
7779 | 28004400 | 5.613 | 41.1227 | 42.5452 |  | 41.1182
7780 | 28008000 | 5.613 | 41.1246 | 42.5471 |  | 41.1201
7781 | 28011600 | 5.6131 | 41.1265 | 42.5489 |  | 41.122
7782 | 28015200 | 5.6131 | 41.1283 | 42.5508 |  | 41.1238
7783 | 28018800 | 5.6132 | 41.1302 | 42.5527 |  | 41.1257
7784 | 28022400 | 5.6132 | 41.1321 | 42.5546 |  | 41.1276
7785 | 28026000 | 5.6132 | 41.134 | 42.5564 |  | 41.1295
7786 | 28029600 | 5.6133 | 41.1358 | 42.5583 |  | 41.1313
7787 | 28033200 | 5.6133 | 41.1377 | 42.5602 |  | 41.1332
7788 | 28036800 | 5.6134 | 41.1396 | 42.5621 |  | 41.1351
7789 | 28040400 | 5.6134 | 41.1415 | 42.564 |  | 41.137
7790 | 28044000 | 5.6134 | 41.1433 | 42.5658 |  | 41.1388
7791 | 28047600 | 5.6135 | 41.1452 | 42.5677 |  | 41.1407
7792 | 28051200 | 5.6135 | 41.1471 | 42.5696 |  | 41.1426
7793 | 28054800 | 5.6136 | 41.149 | 42.5715 |  | 41.1445
7794 | 28058400 | 5.6136 | 41.1508 | 42.5733 |  | 41.1463
7795 | 28062000 | 5.6137 | 41.1527 | 42.5752 |  | 41.1482
7796 | 28065600 | 5.6137 | 41.1546 | 42.5771 |  | 41.1501
7797 | 28069200 | 5.6137 | 41.1565 | 42.579 |  | 41.1519
7798 | 28072800 | 5.6138 | 41.1583 | 42.5809 |  | 41.1538
7799 | 28076400 | 5.6138 | 41.1602 | 42.5827 |  | 41.1557
7800 | 28080000 | 5.6139 | 41.1621 | 42.5846 |  | 41.1576
7801 | 28083600 | 5.6139 | 41.164 | 42.5865 |  | 41.1594
7802 | 28087200 | 5.614 | 41.1658 | 42.5884 |  | 41.1613
7803 | 28090800 | 5.614 | 41.1677 | 42.5902 |  | 41.1632
7804 | 28094400 | 5.614 | 41.1696 | 42.5921 |  | 41.1651
7805 | 28098000 | 5.6141 | 41.1715 | 42.594 |  | 41.1669
7806 | 28101600 | 5.6141 | 41.1733 | 42.5959 |  | 41.1688
7807 | 28105200 | 5.6142 | 41.1752 | 42.5977 |  | 41.1707
7808 | 28108800 | 5.6142 | 41.1771 | 42.5996 |  | 41.1726
7809 | 28112400 | 5.6142 | 41.1789 | 42.6015 |  | 41.1744
7810 | 28116000 | 5.6143 | 41.1808 | 42.6034 |  | 41.1763
7811 | 28119600 | 5.6143 | 41.1827 | 42.6053 |  | 41.1782
7812 | 28123200 | 5.6144 | 41.1846 | 42.6071 |  | 41.18
7813 | 28126800 | 5.6144 | 41.1864 | 42.609 |  | 41.1819
7814 | 28130400 | 5.6145 | 41.1883 | 42.6109 |  | 41.1838
7815 | 28134000 | 5.6145 | 41.1902 | 42.6128 |  | 41.1857
7816 | 28137600 | 5.6145 | 41.192 | 42.6146 |  | 41.1875
7817 | 28141200 | 5.6146 | 41.1939 | 42.6165 |  | 41.1894
7818 | 28144800 | 5.6146 | 41.1958 | 42.6184 |  | 41.1913
7819 | 28148400 | 5.6147 | 41.1977 | 42.6203 |  | 41.1931
7820 | 28152000 | 5.6147 | 41.1995 | 42.6221 |  | 41.195
7821 | 28155600 | 5.6148 | 41.2014 | 42.624 |  | 41.1969
7822 | 28159200 | 5.6148 | 41.2033 | 42.6259 |  | 41.1988
7823 | 28162800 | 5.6148 | 41.2051 | 42.6278 |  | 41.2006
7824 | 28166400 | 5.6149 | 41.207 | 42.6296 |  | 41.2025
7825 | 28170000 | 5.6149 | 41.2089 | 42.6315 |  | 41.2044
7826 | 28173600 | 5.615 | 41.2108 | 42.6334 |  | 41.2062
7827 | 28177200 | 5.615 | 41.2126 | 42.6352 |  | 41.2081
7828 | 28180800 | 5.615 | 41.2145 | 42.6371 |  | 41.21
7829 | 28184400 | 5.6151 | 41.2164 | 42.639 |  | 41.2118
7830 | 28188000 | 5.6151 | 41.2182 | 42.6409 |  | 41.2137
7831 | 28191600 | 5.6152 | 41.2201 | 42.6427 |  | 41.2156
7832 | 28195200 | 5.6152 | 41.222 | 42.6446 |  | 41.2175
7833 | 28198800 | 5.6153 | 41.2238 | 42.6465 |  | 41.2193
7834 | 28202400 | 5.6153 | 41.2257 | 42.6484 |  | 41.2212
7835 | 28206000 | 5.6153 | 41.2276 | 42.6502 |  | 41.2231
7836 | 28209600 | 5.6154 | 41.2295 | 42.6521 |  | 41.2249
7837 | 28213200 | 5.6154 | 41.2313 | 42.654 |  | 41.2268
7838 | 28216800 | 5.6155 | 41.2332 | 42.6559 |  | 41.2287
7839 | 28220400 | 5.6155 | 41.2351 | 42.6577 |  | 41.2305
7840 | 28224000 | 5.6155 | 41.2369 | 42.6596 |  | 41.2324
7841 | 28227600 | 5.6156 | 41.2388 | 42.6615 |  | 41.2343
7842 | 28231200 | 5.6156 | 41.2407 | 42.6633 |  | 41.2361
7843 | 28234800 | 5.6157 | 41.2425 | 42.6652 |  | 41.238
7844 | 28238400 | 5.6157 | 41.2444 | 42.6671 |  | 41.2399
7845 | 28242000 | 5.6158 | 41.2463 | 42.669 |  | 41.2418
7846 | 28245600 | 5.6158 | 41.2481 | 42.6708 |  | 41.2436
7847 | 28249200 | 5.6158 | 41.25 | 42.6727 |  | 41.2455
7848 | 28252800 | 5.6159 | 41.2519 | 42.6746 |  | 41.2474
7849 | 28256400 | 5.6159 | 41.2537 | 42.6764 |  | 41.2492
7850 | 28260000 | 5.616 | 41.2556 | 42.6783 |  | 41.2511
7851 | 28263600 | 5.616 | 41.2575 | 42.6802 |  | 41.253
7852 | 28267200 | 5.616 | 41.2593 | 42.6821 |  | 41.2548
7853 | 28270800 | 5.6161 | 41.2612 | 42.6839 |  | 41.2567
7854 | 28274400 | 5.6161 | 41.2631 | 42.6858 |  | 41.2586
7855 | 28278000 | 5.6162 | 41.2649 | 42.6877 |  | 41.2604
7856 | 28281600 | 5.6162 | 41.2668 | 42.6895 |  | 41.2623
7857 | 28285200 | 5.6163 | 41.2687 | 42.6914 |  | 41.2642
7858 | 28288800 | 5.6163 | 41.2705 | 42.6933 |  | 41.266
7859 | 28292400 | 5.6163 | 41.2724 | 42.6951 |  | 41.2679
7860 | 28296000 | 5.6164 | 41.2743 | 42.697 |  | 41.2698
7861 | 28299600 | 5.6164 | 41.2761 | 42.6989 |  | 41.2716
7862 | 28303200 | 5.6165 | 41.278 | 42.7008 |  | 41.2735
7863 | 28306800 | 5.6165 | 41.2799 | 42.7026 |  | 41.2754
7864 | 28310400 | 5.6165 | 41.2817 | 42.7045 |  | 41.2772
7865 | 28314000 | 5.6166 | 41.2836 | 42.7064 |  | 41.2791
7866 | 28317600 | 5.6166 | 41.2855 | 42.7082 |  | 41.281
7867 | 28321200 | 5.6167 | 41.2873 | 42.7101 |  | 41.2828
7868 | 28324800 | 5.6167 | 41.2892 | 42.712 |  | 41.2847
7869 | 28328400 | 5.6168 | 41.2911 | 42.7138 |  | 41.2866
7870 | 28332000 | 5.6168 | 41.2929 | 42.7157 |  | 41.2884
7871 | 28335600 | 5.6168 | 41.2948 | 42.7176 |  | 41.2903
7872 | 28339200 | 5.6169 | 41.2967 | 42.7194 |  | 41.2921
7873 | 28342800 | 5.6169 | 41.2985 | 42.7213 |  | 41.294
7874 | 28346400 | 5.617 | 41.3004 | 42.7232 |  | 41.2959
7875 | 28350000 | 5.617 | 41.3023 | 42.7251 |  | 41.2977
7876 | 28353600 | 5.617 | 41.3041 | 42.7269 |  | 41.2996
7877 | 28357200 | 5.6171 | 41.306 | 42.7288 |  | 41.3015
7878 | 28360800 | 5.6171 | 41.3079 | 42.7307 |  | 41.3033
7879 | 28364400 | 5.6172 | 41.3097 | 42.7325 |  | 41.3052
7880 | 28368000 | 5.6172 | 41.3116 | 42.7344 |  | 41.3071
7881 | 28371600 | 5.6172 | 41.3135 | 42.7363 |  | 41.3089
7882 | 28375200 | 5.6173 | 41.3153 | 42.7381 |  | 41.3108
7883 | 28378800 | 5.6173 | 41.3172 | 42.74 |  | 41.3127
7884 | 28382400 | 5.6174 | 41.319 | 42.7419 |  | 41.3145
7885 | 28386000 | 5.6174 | 41.3209 | 42.7437 |  | 41.3164
7886 | 28389600 | 5.6175 | 41.3228 | 42.7456 |  | 41.3182
7887 | 28393200 | 5.6175 | 41.3246 | 42.7475 |  | 41.3201
7888 | 28396800 | 5.6175 | 41.3265 | 42.7493 |  | 41.322
7889 | 28400400 | 5.6176 | 41.3284 | 42.7512 |  | 41.3238
7890 | 28404000 | 5.6176 | 41.3302 | 42.7531 |  | 41.3257
7891 | 28407600 | 5.6177 | 41.3321 | 42.7549 |  | 41.3276
7892 | 28411200 | 5.6177 | 41.334 | 42.7568 |  | 41.3294
7893 | 28414800 | 5.6177 | 41.3358 | 42.7587 |  | 41.3313
7894 | 28418400 | 5.6178 | 41.3377 | 42.7605 |  | 41.3331
7895 | 28422000 | 5.6178 | 41.3395 | 42.7624 |  | 41.335
7896 | 28425600 | 5.6179 | 41.3414 | 42.7643 |  | 41.3369
7897 | 28429200 | 5.6179 | 41.3433 | 42.7661 |  | 41.3387
7898 | 28432800 | 5.618 | 41.3451 | 42.768 |  | 41.3406
7899 | 28436400 | 5.618 | 41.347 | 42.7699 |  | 41.3425
7900 | 28440000 | 5.618 | 41.3488 | 42.7717 |  | 41.3443
7901 | 28443600 | 5.6181 | 41.3507 | 42.7736 |  | 41.3462
7902 | 28447200 | 5.6181 | 41.3526 | 42.7755 |  | 41.348
7903 | 28450800 | 5.6182 | 41.3544 | 42.7773 |  | 41.3499
7904 | 28454400 | 5.6182 | 41.3563 | 42.7792 |  | 41.3518
7905 | 28458000 | 5.6182 | 41.3582 | 42.781 |  | 41.3536
7906 | 28461600 | 5.6183 | 41.36 | 42.7829 |  | 41.3555
7907 | 28465200 | 5.6183 | 41.3619 | 42.7848 |  | 41.3574
7908 | 28468800 | 5.6184 | 41.3637 | 42.7866 |  | 41.3592
7909 | 28472400 | 5.6184 | 41.3656 | 42.7885 |  | 41.3611
7910 | 28476000 | 5.6184 | 41.3675 | 42.7904 |  | 41.3629
7911 | 28479600 | 5.6185 | 41.3693 | 42.7922 |  | 41.3648
7912 | 28483200 | 5.6185 | 41.3712 | 42.7941 |  | 41.3667
7913 | 28486800 | 5.6186 | 41.373 | 42.796 |  | 41.3685
7914 | 28490400 | 5.6186 | 41.3749 | 42.7978 |  | 41.3704
7915 | 28494000 | 5.6187 | 41.3768 | 42.7997 |  | 41.3722
7916 | 28497600 | 5.6187 | 41.3786 | 42.8016 |  | 41.3741
7917 | 28501200 | 5.6187 | 41.3805 | 42.8034 |  | 41.376
7918 | 28504800 | 5.6188 | 41.3823 | 42.8053 |  | 41.3778
7919 | 28508400 | 5.6188 | 41.3842 | 42.8071 |  | 41.3797
7920 | 28512000 | 5.6189 | 41.3861 | 42.809 |  | 41.3815
7921 | 28515600 | 5.6189 | 41.3879 | 42.8109 |  | 41.3834
7922 | 28519200 | 5.6189 | 41.3898 | 42.8127 |  | 41.3853
7923 | 28522800 | 5.619 | 41.3916 | 42.8146 |  | 41.3871
7924 | 28526400 | 5.619 | 41.3935 | 42.8165 |  | 41.389
7925 | 28530000 | 5.6191 | 41.3954 | 42.8183 |  | 41.3908
7926 | 28533600 | 5.6191 | 41.3972 | 42.8202 |  | 41.3927
7927 | 28537200 | 5.6191 | 41.3991 | 42.822 |  | 41.3945
7928 | 28540800 | 5.6192 | 41.4009 | 42.8239 |  | 41.3964
7929 | 28544400 | 5.6192 | 41.4028 | 42.8258 |  | 41.3983
7930 | 28548000 | 5.6193 | 41.4047 | 42.8276 |  | 41.4001
7931 | 28551600 | 5.6193 | 41.4065 | 42.8295 |  | 41.402
7932 | 28555200 | 5.6194 | 41.4084 | 42.8314 |  | 41.4038
7933 | 28558800 | 5.6194 | 41.4102 | 42.8332 |  | 41.4057
7934 | 28562400 | 5.6194 | 41.4121 | 42.8351 |  | 41.4076
7935 | 28566000 | 5.6195 | 41.4139 | 42.8369 |  | 41.4094
7936 | 28569600 | 5.6195 | 41.4158 | 42.8388 |  | 41.4113
7937 | 28573200 | 5.6196 | 41.4177 | 42.8407 |  | 41.4131
7938 | 28576800 | 5.6196 | 41.4195 | 42.8425 |  | 41.415
7939 | 28580400 | 5.6196 | 41.4214 | 42.8444 |  | 41.4168
7940 | 28584000 | 5.6197 | 41.4232 | 42.8462 |  | 41.4187
7941 | 28587600 | 5.6197 | 41.4251 | 42.8481 |  | 41.4206
7942 | 28591200 | 5.6198 | 41.4269 | 42.85 |  | 41.4224
7943 | 28594800 | 5.6198 | 41.4288 | 42.8518 |  | 41.4243
7944 | 28598400 | 5.6198 | 41.4307 | 42.8537 |  | 41.4261
7945 | 28602000 | 5.6199 | 41.4325 | 42.8555 |  | 41.428
7946 | 28605600 | 5.6199 | 41.4344 | 42.8574 |  | 41.4298
7947 | 28609200 | 5.62 | 41.4362 | 42.8593 |  | 41.4317
7948 | 28612800 | 5.62 | 41.4381 | 42.8611 |  | 41.4336
7949 | 28616400 | 5.62 | 41.4399 | 42.863 |  | 41.4354
7950 | 28620000 | 5.6201 | 41.4418 | 42.8648 |  | 41.4373
7951 | 28623600 | 5.6201 | 41.4437 | 42.8667 |  | 41.4391
7952 | 28627200 | 5.6202 | 41.4455 | 42.8686 |  | 41.441
7953 | 28630800 | 5.6202 | 41.4474 | 42.8704 |  | 41.4428
7954 | 28634400 | 5.6203 | 41.4492 | 42.8723 |  | 41.4447
7955 | 28638000 | 5.6203 | 41.4511 | 42.8741 |  | 41.4465
7956 | 28641600 | 5.6203 | 41.4529 | 42.876 |  | 41.4484
7957 | 28645200 | 5.6204 | 41.4548 | 42.8779 |  | 41.4503
7958 | 28648800 | 5.6204 | 41.4566 | 42.8797 |  | 41.4521
7959 | 28652400 | 5.6205 | 41.4585 | 42.8816 |  | 41.454
7960 | 28656000 | 5.6205 | 41.4604 | 42.8834 |  | 41.4558
7961 | 28659600 | 5.6205 | 41.4622 | 42.8853 |  | 41.4577
7962 | 28663200 | 5.6206 | 41.4641 | 42.8872 |  | 41.4595
7963 | 28666800 | 5.6206 | 41.4659 | 42.889 |  | 41.4614
7964 | 28670400 | 5.6207 | 41.4678 | 42.8909 |  | 41.4632
7965 | 28674000 | 5.6207 | 41.4696 | 42.8927 |  | 41.4651
7966 | 28677600 | 5.6207 | 41.4715 | 42.8946 |  | 41.467
7967 | 28681200 | 5.6208 | 41.4733 | 42.8964 |  | 41.4688
7968 | 28684800 | 5.6208 | 41.4752 | 42.8983 |  | 41.4707
7969 | 28688400 | 5.6209 | 41.477 | 42.9002 |  | 41.4725
7970 | 28692000 | 5.6209 | 41.4789 | 42.902 |  | 41.4744
7971 | 28695600 | 5.6209 | 41.4808 | 42.9039 |  | 41.4762
7972 | 28699200 | 5.621 | 41.4826 | 42.9057 |  | 41.4781
7973 | 28702800 | 5.621 | 41.4845 | 42.9076 |  | 41.4799
7974 | 28706400 | 5.6211 | 41.4863 | 42.9094 |  | 41.4818
7975 | 28710000 | 5.6211 | 41.4882 | 42.9113 |  | 41.4836
7976 | 28713600 | 5.6211 | 41.49 | 42.9132 |  | 41.4855
7977 | 28717200 | 5.6212 | 41.4919 | 42.915 |  | 41.4873
7978 | 28720800 | 5.6212 | 41.4937 | 42.9169 |  | 41.4892
7979 | 28724400 | 5.6213 | 41.4956 | 42.9187 |  | 41.491
7980 | 28728000 | 5.6213 | 41.4974 | 42.9206 |  | 41.4929
7981 | 28731600 | 5.6214 | 41.4993 | 42.9224 |  | 41.4948
7982 | 28735200 | 5.6214 | 41.5011 | 42.9243 |  | 41.4966
7983 | 28738800 | 5.6214 | 41.503 | 42.9261 |  | 41.4985
7984 | 28742400 | 5.6215 | 41.5048 | 42.928 |  | 41.5003
7985 | 28746000 | 5.6215 | 41.5067 | 42.9299 |  | 41.5022
7986 | 28749600 | 5.6216 | 41.5085 | 42.9317 |  | 41.504
7987 | 28753200 | 5.6216 | 41.5104 | 42.9336 |  | 41.5059
7988 | 28756800 | 5.6216 | 41.5123 | 42.9354 |  | 41.5077
7989 | 28760400 | 5.6217 | 41.5141 | 42.9373 |  | 41.5096
7990 | 28764000 | 5.6217 | 41.516 | 42.9391 |  | 41.5114
7991 | 28767600 | 5.6218 | 41.5178 | 42.941 |  | 41.5133
7992 | 28771200 | 5.6218 | 41.5197 | 42.9428 |  | 41.5151
7993 | 28774800 | 5.6218 | 41.5215 | 42.9447 |  | 41.517
7994 | 28778400 | 5.6219 | 41.5234 | 42.9466 |  | 41.5188
7995 | 28782000 | 5.6219 | 41.5252 | 42.9484 |  | 41.5207
7996 | 28785600 | 5.622 | 41.5271 | 42.9503 |  | 41.5225
7997 | 28789200 | 5.622 | 41.5289 | 42.9521 |  | 41.5244
7998 | 28792800 | 5.622 | 41.5308 | 42.954 |  | 41.5262
7999 | 28796400 | 5.6221 | 41.5326 | 42.9558 |  | 41.5281
8000 | 28800000 | 5.6221 | 41.5345 | 42.9577 |  | 41.5299
8001 | 28803600 | 5.6222 | 41.5363 | 42.9595 |  | 41.5318
8002 | 28807200 | 5.6222 | 41.5382 | 42.9614 |  | 41.5336
8003 | 28810800 | 5.6222 | 41.54 | 42.9632 |  | 41.5355
8004 | 28814400 | 5.6223 | 41.5419 | 42.9651 |  | 41.5373
8005 | 28818000 | 5.6223 | 41.5437 | 42.967 |  | 41.5392
8006 | 28821600 | 5.6224 | 41.5456 | 42.9688 |  | 41.541
8007 | 28825200 | 5.6224 | 41.5474 | 42.9707 |  | 41.5429
8008 | 28828800 | 5.6224 | 41.5493 | 42.9725 |  | 41.5447
8009 | 28832400 | 5.6225 | 41.5511 | 42.9744 |  | 41.5466
8010 | 28836000 | 5.6225 | 41.553 | 42.9762 |  | 41.5484
8011 | 28839600 | 5.6226 | 41.5548 | 42.9781 |  | 41.5503
8012 | 28843200 | 5.6226 | 41.5567 | 42.9799 |  | 41.5521
8013 | 28846800 | 5.6226 | 41.5585 | 42.9818 |  | 41.554
8014 | 28850400 | 5.6227 | 41.5604 | 42.9836 |  | 41.5558
8015 | 28854000 | 5.6227 | 41.5622 | 42.9855 |  | 41.5577
8016 | 28857600 | 5.6228 | 41.5641 | 42.9873 |  | 41.5595
8017 | 28861200 | 5.6228 | 41.5659 | 42.9892 |  | 41.5614
8018 | 28864800 | 5.6228 | 41.5678 | 42.991 |  | 41.5632
8019 | 28868400 | 5.6229 | 41.5696 | 42.9929 |  | 41.5651
8020 | 28872000 | 5.6229 | 41.5715 | 42.9947 |  | 41.5669
8021 | 28875600 | 5.623 | 41.5733 | 42.9966 |  | 41.5688
8022 | 28879200 | 5.623 | 41.5752 | 42.9984 |  | 41.5706
8023 | 28882800 | 5.6231 | 41.577 | 43.0003 |  | 41.5725
8024 | 28886400 | 5.6231 | 41.5788 | 43.0021 |  | 41.5743
8025 | 28890000 | 5.6231 | 41.5807 | 43.004 |  | 41.5762
8026 | 28893600 | 5.6232 | 41.5825 | 43.0058 |  | 41.578
8027 | 28897200 | 5.6232 | 41.5844 | 43.0077 |  | 41.5799
8028 | 28900800 | 5.6233 | 41.5862 | 43.0095 |  | 41.5817
8029 | 28904400 | 5.6233 | 41.5881 | 43.0114 |  | 41.5835
8030 | 28908000 | 5.6233 | 41.5899 | 43.0132 |  | 41.5854
8031 | 28911600 | 5.6234 | 41.5918 | 43.0151 |  | 41.5872
8032 | 28915200 | 5.6234 | 41.5936 | 43.017 |  | 41.5891
8033 | 28918800 | 5.6235 | 41.5955 | 43.0188 |  | 41.5909
8034 | 28922400 | 5.6235 | 41.5973 | 43.0207 |  | 41.5928
8035 | 28926000 | 5.6235 | 41.5992 | 43.0225 |  | 41.5946
8036 | 28929600 | 5.6236 | 41.601 | 43.0244 |  | 41.5965
8037 | 28933200 | 5.6236 | 41.6029 | 43.0262 |  | 41.5983
8038 | 28936800 | 5.6237 | 41.6047 | 43.0281 |  | 41.6002
8039 | 28940400 | 5.6237 | 41.6066 | 43.0299 |  | 41.602
8040 | 28944000 | 5.6237 | 41.6084 | 43.0318 |  | 41.6039
8041 | 28947600 | 5.6238 | 41.6102 | 43.0336 |  | 41.6057
8042 | 28951200 | 5.6238 | 41.6121 | 43.0354 |  | 41.6076
8043 | 28954800 | 5.6239 | 41.6139 | 43.0373 |  | 41.6094
8044 | 28958400 | 5.6239 | 41.6158 | 43.0391 |  | 41.6112
8045 | 28962000 | 5.6239 | 41.6176 | 43.041 |  | 41.6131
8046 | 28965600 | 5.624 | 41.6195 | 43.0428 |  | 41.6149
8047 | 28969200 | 5.624 | 41.6213 | 43.0447 |  | 41.6168
8048 | 28972800 | 5.6241 | 41.6232 | 43.0465 |  | 41.6186
8049 | 28976400 | 5.6241 | 41.625 | 43.0484 |  | 41.6205
8050 | 28980000 | 5.6241 | 41.6269 | 43.0502 |  | 41.6223
8051 | 28983600 | 5.6242 | 41.6287 | 43.0521 |  | 41.6242
8052 | 28987200 | 5.6242 | 41.6305 | 43.0539 |  | 41.626
8053 | 28990800 | 5.6243 | 41.6324 | 43.0558 |  | 41.6279
8054 | 28994400 | 5.6243 | 41.6342 | 43.0576 |  | 41.6297
8055 | 28998000 | 5.6243 | 41.6361 | 43.0595 |  | 41.6315
8056 | 29001600 | 5.6244 | 41.6379 | 43.0613 |  | 41.6334
8057 | 29005200 | 5.6244 | 41.6398 | 43.0632 |  | 41.6352
8058 | 29008800 | 5.6245 | 41.6416 | 43.065 |  | 41.6371
8059 | 29012400 | 5.6245 | 41.6435 | 43.0669 |  | 41.6389
8060 | 29016000 | 5.6245 | 41.6453 | 43.0687 |  | 41.6408
8061 | 29019600 | 5.6246 | 41.6471 | 43.0706 |  | 41.6426
8062 | 29023200 | 5.6246 | 41.649 | 43.0724 |  | 41.6444
8063 | 29026800 | 5.6247 | 41.6508 | 43.0743 |  | 41.6463
8064 | 29030400 | 5.6247 | 41.6527 | 43.0761 |  | 41.6481
8065 | 29034000 | 5.6247 | 41.6545 | 43.078 |  | 41.65
8066 | 29037600 | 5.6248 | 41.6564 | 43.0798 |  | 41.6518
8067 | 29041200 | 5.6248 | 41.6582 | 43.0816 |  | 41.6537
8068 | 29044800 | 5.6249 | 41.66 | 43.0835 |  | 41.6555
8069 | 29048400 | 5.6249 | 41.6619 | 43.0853 |  | 41.6574
8070 | 29052000 | 5.6249 | 41.6637 | 43.0872 |  | 41.6592
8071 | 29055600 | 5.625 | 41.6656 | 43.089 |  | 41.661
8072 | 29059200 | 5.625 | 41.6674 | 43.0909 |  | 41.6629
8073 | 29062800 | 5.6251 | 41.6693 | 43.0927 |  | 41.6647
8074 | 29066400 | 5.6251 | 41.6711 | 43.0946 |  | 41.6666
8075 | 29070000 | 5.6251 | 41.6729 | 43.0964 |  | 41.6684
8076 | 29073600 | 5.6252 | 41.6748 | 43.0983 |  | 41.6702
8077 | 29077200 | 5.6252 | 41.6766 | 43.1001 |  | 41.6721
8078 | 29080800 | 5.6253 | 41.6785 | 43.1019 |  | 41.6739
8079 | 29084400 | 5.6253 | 41.6803 | 43.1038 |  | 41.6758
8080 | 29088000 | 5.6253 | 41.6822 | 43.1056 |  | 41.6776
8081 | 29091600 | 5.6254 | 41.684 | 43.1075 |  | 41.6795
8082 | 29095200 | 5.6254 | 41.6858 | 43.1093 |  | 41.6813
8083 | 29098800 | 5.6255 | 41.6877 | 43.1112 |  | 41.6831
8084 | 29102400 | 5.6255 | 41.6895 | 43.113 |  | 41.685
8085 | 29106000 | 5.6255 | 41.6914 | 43.1149 |  | 41.6868
8086 | 29109600 | 5.6256 | 41.6932 | 43.1167 |  | 41.6887
8087 | 29113200 | 5.6256 | 41.695 | 43.1186 |  | 41.6905
8088 | 29116800 | 5.6257 | 41.6969 | 43.1204 |  | 41.6923
8089 | 29120400 | 5.6257 | 41.6987 | 43.1222 |  | 41.6942
8090 | 29124000 | 5.6257 | 41.7006 | 43.1241 |  | 41.696
8091 | 29127600 | 5.6258 | 41.7024 | 43.1259 |  | 41.6979
8092 | 29131200 | 5.6258 | 41.7042 | 43.1278 |  | 41.6997
8093 | 29134800 | 5.6259 | 41.7061 | 43.1296 |  | 41.7015
8094 | 29138400 | 5.6259 | 41.7079 | 43.1315 |  | 41.7034
8095 | 29142000 | 5.6259 | 41.7098 | 43.1333 |  | 41.7052
8096 | 29145600 | 5.626 | 41.7116 | 43.1351 |  | 41.7071
8097 | 29149200 | 5.626 | 41.7134 | 43.137 |  | 41.7089
8098 | 29152800 | 5.6261 | 41.7153 | 43.1388 |  | 41.7107
8099 | 29156400 | 5.6261 | 41.7171 | 43.1407 |  | 41.7126
8100 | 29160000 | 5.6261 | 41.719 | 43.1425 |  | 41.7144
8101 | 29163600 | 5.6262 | 41.7208 | 43.1444 |  | 41.7163
8102 | 29167200 | 5.6262 | 41.7226 | 43.1462 |  | 41.7181
8103 | 29170800 | 5.6263 | 41.7245 | 43.148 |  | 41.7199
8104 | 29174400 | 5.6263 | 41.7263 | 43.1499 |  | 41.7218
8105 | 29178000 | 5.6263 | 41.7282 | 43.1517 |  | 41.7236
8106 | 29181600 | 5.6264 | 41.73 | 43.1536 |  | 41.7255
8107 | 29185200 | 5.6264 | 41.7318 | 43.1554 |  | 41.7273
8108 | 29188800 | 5.6265 | 41.7337 | 43.1573 |  | 41.7291
8109 | 29192400 | 5.6265 | 41.7355 | 43.1591 |  | 41.731
8110 | 29196000 | 5.6265 | 41.7374 | 43.1609 |  | 41.7328
8111 | 29199600 | 5.6266 | 41.7392 | 43.1628 |  | 41.7347
8112 | 29203200 | 5.6266 | 41.741 | 43.1646 |  | 41.7365
8113 | 29206800 | 5.6267 | 41.7429 | 43.1665 |  | 41.7383
8114 | 29210400 | 5.6267 | 41.7447 | 43.1683 |  | 41.7402
8115 | 29214000 | 5.6267 | 41.7465 | 43.1701 |  | 41.742
8116 | 29217600 | 5.6268 | 41.7484 | 43.172 |  | 41.7438
8117 | 29221200 | 5.6268 | 41.7502 | 43.1738 |  | 41.7457
8118 | 29224800 | 5.6269 | 41.7521 | 43.1757 |  | 41.7475
8119 | 29228400 | 5.6269 | 41.7539 | 43.1775 |  | 41.7494
8120 | 29232000 | 5.6269 | 41.7557 | 43.1793 |  | 41.7512
8121 | 29235600 | 5.627 | 41.7576 | 43.1812 |  | 41.753
8122 | 29239200 | 5.627 | 41.7594 | 43.183 |  | 41.7549
8123 | 29242800 | 5.627 | 41.7612 | 43.1849 |  | 41.7567
8124 | 29246400 | 5.6271 | 41.7631 | 43.1867 |  | 41.7585
8125 | 29250000 | 5.6271 | 41.7649 | 43.1886 |  | 41.7604
8126 | 29253600 | 5.6272 | 41.7668 | 43.1904 |  | 41.7622
8127 | 29257200 | 5.6272 | 41.7686 | 43.1922 |  | 41.764
8128 | 29260800 | 5.6272 | 41.7704 | 43.1941 |  | 41.7659
8129 | 29264400 | 5.6273 | 41.7723 | 43.1959 |  | 41.7677
8130 | 29268000 | 5.6273 | 41.7741 | 43.1977 |  | 41.7696
8131 | 29271600 | 5.6274 | 41.7759 | 43.1996 |  | 41.7714
8132 | 29275200 | 5.6274 | 41.7778 | 43.2014 |  | 41.7732
8133 | 29278800 | 5.6274 | 41.7796 | 43.2033 |  | 41.7751
8134 | 29282400 | 5.6275 | 41.7814 | 43.2051 |  | 41.7769
8135 | 29286000 | 5.6275 | 41.7833 | 43.2069 |  | 41.7787
8136 | 29289600 | 5.6276 | 41.7851 | 43.2088 |  | 41.7806
8137 | 29293200 | 5.6276 | 41.787 | 43.2106 |  | 41.7824
8138 | 29296800 | 5.6276 | 41.7888 | 43.2125 |  | 41.7842
8139 | 29300400 | 5.6277 | 41.7906 | 43.2143 |  | 41.7861
8140 | 29304000 | 5.6277 | 41.7925 | 43.2161 |  | 41.7879
8141 | 29307600 | 5.6278 | 41.7943 | 43.218 |  | 41.7897
8142 | 29311200 | 5.6278 | 41.7961 | 43.2198 |  | 41.7916
8143 | 29314800 | 5.6278 | 41.798 | 43.2217 |  | 41.7934
8144 | 29318400 | 5.6279 | 41.7998 | 43.2235 |  | 41.7953
8145 | 29322000 | 5.6279 | 41.8016 | 43.2253 |  | 41.7971
8146 | 29325600 | 5.628 | 41.8035 | 43.2272 |  | 41.7989
8147 | 29329200 | 5.628 | 41.8053 | 43.229 |  | 41.8008
8148 | 29332800 | 5.628 | 41.8071 | 43.2308 |  | 41.8026
8149 | 29336400 | 5.6281 | 41.809 | 43.2327 |  | 41.8044
8150 | 29340000 | 5.6281 | 41.8108 | 43.2345 |  | 41.8063
8151 | 29343600 | 5.6282 | 41.8126 | 43.2364 |  | 41.8081
8152 | 29347200 | 5.6282 | 41.8145 | 43.2382 |  | 41.8099
8153 | 29350800 | 5.6282 | 41.8163 | 43.24 |  | 41.8118
8154 | 29354400 | 5.6283 | 41.8181 | 43.2419 |  | 41.8136
8155 | 29358000 | 5.6283 | 41.82 | 43.2437 |  | 41.8154
8156 | 29361600 | 5.6284 | 41.8218 | 43.2455 |  | 41.8173
8157 | 29365200 | 5.6284 | 41.8236 | 43.2474 |  | 41.8191
8158 | 29368800 | 5.6284 | 41.8255 | 43.2492 |  | 41.8209
8159 | 29372400 | 5.6285 | 41.8273 | 43.251 |  | 41.8228
8160 | 29376000 | 5.6285 | 41.8291 | 43.2529 |  | 41.8246
8161 | 29379600 | 5.6285 | 41.831 | 43.2547 |  | 41.8264
8162 | 29383200 | 5.6286 | 41.8328 | 43.2566 |  | 41.8283
8163 | 29386800 | 5.6286 | 41.8346 | 43.2584 |  | 41.8301
8164 | 29390400 | 5.6287 | 41.8365 | 43.2602 |  | 41.8319
8165 | 29394000 | 5.6287 | 41.8383 | 43.2621 |  | 41.8338
8166 | 29397600 | 5.6287 | 41.8401 | 43.2639 |  | 41.8356
8167 | 29401200 | 5.6288 | 41.842 | 43.2657 |  | 41.8374
8168 | 29404800 | 5.6288 | 41.8438 | 43.2676 |  | 41.8392
8169 | 29408400 | 5.6289 | 41.8456 | 43.2694 |  | 41.8411
8170 | 29412000 | 5.6289 | 41.8475 | 43.2712 |  | 41.8429
8171 | 29415600 | 5.6289 | 41.8493 | 43.2731 |  | 41.8447
8172 | 29419200 | 5.629 | 41.8511 | 43.2749 |  | 41.8466
8173 | 29422800 | 5.629 | 41.853 | 43.2767 |  | 41.8484
8174 | 29426400 | 5.6291 | 41.8548 | 43.2786 |  | 41.8502
8175 | 29430000 | 5.6291 | 41.8566 | 43.2804 |  | 41.8521
8176 | 29433600 | 5.6291 | 41.8585 | 43.2822 |  | 41.8539
8177 | 29437200 | 5.6292 | 41.8603 | 43.2841 |  | 41.8557
8178 | 29440800 | 5.6292 | 41.8621 | 43.2859 |  | 41.8576
8179 | 29444400 | 5.6293 | 41.8639 | 43.2878 |  | 41.8594
8180 | 29448000 | 5.6293 | 41.8658 | 43.2896 |  | 41.8612
8181 | 29451600 | 5.6293 | 41.8676 | 43.2914 |  | 41.8631
8182 | 29455200 | 5.6294 | 41.8694 | 43.2933 |  | 41.8649
8183 | 29458800 | 5.6294 | 41.8713 | 43.2951 |  | 41.8667
8184 | 29462400 | 5.6295 | 41.8731 | 43.2969 |  | 41.8685
8185 | 29466000 | 5.6295 | 41.8749 | 43.2988 |  | 41.8704
8186 | 29469600 | 5.6295 | 41.8768 | 43.3006 |  | 41.8722
8187 | 29473200 | 5.6296 | 41.8786 | 43.3024 |  | 41.874
8188 | 29476800 | 5.6296 | 41.8804 | 43.3043 |  | 41.8759
8189 | 29480400 | 5.6296 | 41.8822 | 43.3061 |  | 41.8777
8190 | 29484000 | 5.6297 | 41.8841 | 43.3079 |  | 41.8795
8191 | 29487600 | 5.6297 | 41.8859 | 43.3098 |  | 41.8814
8192 | 29491200 | 5.6298 | 41.8877 | 43.3116 |  | 41.8832
8193 | 29494800 | 5.6298 | 41.8896 | 43.3134 |  | 41.885
8194 | 29498400 | 5.6298 | 41.8914 | 43.3153 |  | 41.8868
8195 | 29502000 | 5.6299 | 41.8932 | 43.3171 |  | 41.8887
8196 | 29505600 | 5.6299 | 41.8951 | 43.3189 |  | 41.8905
8197 | 29509200 | 5.63 | 41.8969 | 43.3207 |  | 41.8923
8198 | 29512800 | 5.63 | 41.8987 | 43.3226 |  | 41.8942
8199 | 29516400 | 5.63 | 41.9005 | 43.3244 |  | 41.896
8200 | 29520000 | 5.6301 | 41.9024 | 43.3262 |  | 41.8978
8201 | 29523600 | 5.6301 | 41.9042 | 43.3281 |  | 41.8996
8202 | 29527200 | 5.6302 | 41.906 | 43.3299 |  | 41.9015
8203 | 29530800 | 5.6302 | 41.9079 | 43.3317 |  | 41.9033
8204 | 29534400 | 5.6302 | 41.9097 | 43.3336 |  | 41.9051
8205 | 29538000 | 5.6303 | 41.9115 | 43.3354 |  | 41.907
8206 | 29541600 | 5.6303 | 41.9133 | 43.3372 |  | 41.9088
8207 | 29545200 | 5.6303 | 41.9152 | 43.3391 |  | 41.9106
8208 | 29548800 | 5.6304 | 41.917 | 43.3409 |  | 41.9124
8209 | 29552400 | 5.6304 | 41.9188 | 43.3427 |  | 41.9143
8210 | 29556000 | 5.6305 | 41.9206 | 43.3446 |  | 41.9161
8211 | 29559600 | 5.6305 | 41.9225 | 43.3464 |  | 41.9179
8212 | 29563200 | 5.6305 | 41.9243 | 43.3482 |  | 41.9197
8213 | 29566800 | 5.6306 | 41.9261 | 43.35 |  | 41.9216
8214 | 29570400 | 5.6306 | 41.928 | 43.3519 |  | 41.9234
8215 | 29574000 | 5.6307 | 41.9298 | 43.3537 |  | 41.9252
8216 | 29577600 | 5.6307 | 41.9316 | 43.3555 |  | 41.9271
8217 | 29581200 | 5.6307 | 41.9334 | 43.3574 |  | 41.9289
8218 | 29584800 | 5.6308 | 41.9353 | 43.3592 |  | 41.9307
8219 | 29588400 | 5.6308 | 41.9371 | 43.361 |  | 41.9325
8220 | 29592000 | 5.6309 | 41.9389 | 43.3629 |  | 41.9344
8221 | 29595600 | 5.6309 | 41.9407 | 43.3647 |  | 41.9362
8222 | 29599200 | 5.6309 | 41.9426 | 43.3665 |  | 41.938
8223 | 29602800 | 5.631 | 41.9444 | 43.3683 |  | 41.9398
8224 | 29606400 | 5.631 | 41.9462 | 43.3702 |  | 41.9417
8225 | 29610000 | 5.6311 | 41.948 | 43.372 |  | 41.9435
8226 | 29613600 | 5.6311 | 41.9499 | 43.3738 |  | 41.9453
8227 | 29617200 | 5.6311 | 41.9517 | 43.3757 |  | 41.9471
8228 | 29620800 | 5.6312 | 41.9535 | 43.3775 |  | 41.949
8229 | 29624400 | 5.6312 | 41.9553 | 43.3793 |  | 41.9508
8230 | 29628000 | 5.6312 | 41.9572 | 43.3811 |  | 41.9526
8231 | 29631600 | 5.6313 | 41.959 | 43.383 |  | 41.9544
8232 | 29635200 | 5.6313 | 41.9608 | 43.3848 |  | 41.9563
8233 | 29638800 | 5.6314 | 41.9626 | 43.3866 |  | 41.9581
8234 | 29642400 | 5.6314 | 41.9645 | 43.3885 |  | 41.9599
8235 | 29646000 | 5.6314 | 41.9663 | 43.3903 |  | 41.9617
8236 | 29649600 | 5.6315 | 41.9681 | 43.3921 |  | 41.9636
8237 | 29653200 | 5.6315 | 41.9699 | 43.3939 |  | 41.9654
8238 | 29656800 | 5.6316 | 41.9718 | 43.3958 |  | 41.9672
8239 | 29660400 | 5.6316 | 41.9736 | 43.3976 |  | 41.969
8240 | 29664000 | 5.6316 | 41.9754 | 43.3994 |  | 41.9709
8241 | 29667600 | 5.6317 | 41.9772 | 43.4013 |  | 41.9727
8242 | 29671200 | 5.6317 | 41.9791 | 43.4031 |  | 41.9745
8243 | 29674800 | 5.6317 | 41.9809 | 43.4049 |  | 41.9763
8244 | 29678400 | 5.6318 | 41.9827 | 43.4067 |  | 41.9782
8245 | 29682000 | 5.6318 | 41.9845 | 43.4086 |  | 41.98
8246 | 29685600 | 5.6319 | 41.9864 | 43.4104 |  | 41.9818
8247 | 29689200 | 5.6319 | 41.9882 | 43.4122 |  | 41.9836
8248 | 29692800 | 5.6319 | 41.99 | 43.414 |  | 41.9855
8249 | 29696400 | 5.632 | 41.9918 | 43.4159 |  | 41.9873
8250 | 29700000 | 5.632 | 41.9937 | 43.4177 |  | 41.9891
8251 | 29703600 | 5.6321 | 41.9955 | 43.4195 |  | 41.9909
8252 | 29707200 | 5.6321 | 41.9973 | 43.4214 |  | 41.9927
8253 | 29710800 | 5.6321 | 41.9991 | 43.4232 |  | 41.9946
8254 | 29714400 | 5.6322 | 42.001 | 43.425 |  | 41.9964
8255 | 29718000 | 5.6322 | 42.0028 | 43.4268 |  | 41.9982
8256 | 29721600 | 5.6323 | 42.0046 | 43.4287 |  | 42
8257 | 29725200 | 5.6323 | 42.0064 | 43.4305 |  | 42.0019
8258 | 29728800 | 5.6323 | 42.0082 | 43.4323 |  | 42.0037
8259 | 29732400 | 5.6324 | 42.0101 | 43.4341 |  | 42.0055
8260 | 29736000 | 5.6324 | 42.0119 | 43.436 |  | 42.0073
8261 | 29739600 | 5.6324 | 42.0137 | 43.4378 |  | 42.0092
8262 | 29743200 | 5.6325 | 42.0155 | 43.4396 |  | 42.011
8263 | 29746800 | 5.6325 | 42.0174 | 43.4414 |  | 42.0128
8264 | 29750400 | 5.6326 | 42.0192 | 43.4433 |  | 42.0146
8265 | 29754000 | 5.6326 | 42.021 | 43.4451 |  | 42.0164
8266 | 29757600 | 5.6326 | 42.0228 | 43.4469 |  | 42.0183
8267 | 29761200 | 5.6327 | 42.0246 | 43.4487 |  | 42.0201
8268 | 29764800 | 5.6327 | 42.0265 | 43.4506 |  | 42.0219
8269 | 29768400 | 5.6328 | 42.0283 | 43.4524 |  | 42.0237
8270 | 29772000 | 5.6328 | 42.0301 | 43.4542 |  | 42.0255
8271 | 29775600 | 5.6328 | 42.0319 | 43.456 |  | 42.0274
8272 | 29779200 | 5.6329 | 42.0337 | 43.4579 |  | 42.0292
8273 | 29782800 | 5.6329 | 42.0356 | 43.4597 |  | 42.031
8274 | 29786400 | 5.6329 | 42.0374 | 43.4615 |  | 42.0328
8275 | 29790000 | 5.633 | 42.0392 | 43.4633 |  | 42.0346
8276 | 29793600 | 5.633 | 42.041 | 43.4651 |  | 42.0365
8277 | 29797200 | 5.6331 | 42.0428 | 43.467 |  | 42.0383
8278 | 29800800 | 5.6331 | 42.0447 | 43.4688 |  | 42.0401
8279 | 29804400 | 5.6331 | 42.0465 | 43.4706 |  | 42.0419
8280 | 29808000 | 5.6332 | 42.0483 | 43.4724 |  | 42.0437
8281 | 29811600 | 5.6332 | 42.0501 | 43.4743 |  | 42.0456
8282 | 29815200 | 5.6333 | 42.0519 | 43.4761 |  | 42.0474
8283 | 29818800 | 5.6333 | 42.0538 | 43.4779 |  | 42.0492
8284 | 29822400 | 5.6333 | 42.0556 | 43.4797 |  | 42.051
8285 | 29826000 | 5.6334 | 42.0574 | 43.4816 |  | 42.0528
8286 | 29829600 | 5.6334 | 42.0592 | 43.4834 |  | 42.0547
8287 | 29833200 | 5.6334 | 42.061 | 43.4852 |  | 42.0565
8288 | 29836800 | 5.6335 | 42.0629 | 43.487 |  | 42.0583
8289 | 29840400 | 5.6335 | 42.0647 | 43.4888 |  | 42.0601
8290 | 29844000 | 5.6336 | 42.0665 | 43.4907 |  | 42.0619
8291 | 29847600 | 5.6336 | 42.0683 | 43.4925 |  | 42.0638
8292 | 29851200 | 5.6336 | 42.0701 | 43.4943 |  | 42.0656
8293 | 29854800 | 5.6337 | 42.072 | 43.4961 |  | 42.0674
8294 | 29858400 | 5.6337 | 42.0738 | 43.498 |  | 42.0692
8295 | 29862000 | 5.6338 | 42.0756 | 43.4998 |  | 42.071
8296 | 29865600 | 5.6338 | 42.0774 | 43.5016 |  | 42.0729
8297 | 29869200 | 5.6338 | 42.0792 | 43.5034 |  | 42.0747
8298 | 29872800 | 5.6339 | 42.081 | 43.5052 |  | 42.0765
8299 | 29876400 | 5.6339 | 42.0829 | 43.5071 |  | 42.0783
8300 | 29880000 | 5.6339 | 42.0847 | 43.5089 |  | 42.0801
8301 | 29883600 | 5.634 | 42.0865 | 43.5107 |  | 42.0819
8302 | 29887200 | 5.634 | 42.0883 | 43.5125 |  | 42.0838
8303 | 29890800 | 5.6341 | 42.0901 | 43.5143 |  | 42.0856
8304 | 29894400 | 5.6341 | 42.092 | 43.5162 |  | 42.0874
8305 | 29898000 | 5.6341 | 42.0938 | 43.518 |  | 42.0892
8306 | 29901600 | 5.6342 | 42.0956 | 43.5198 |  | 42.091
8307 | 29905200 | 5.6342 | 42.0974 | 43.5216 |  | 42.0928
8308 | 29908800 | 5.6343 | 42.0992 | 43.5234 |  | 42.0947
8309 | 29912400 | 5.6343 | 42.101 | 43.5253 |  | 42.0965
8310 | 29916000 | 5.6343 | 42.1029 | 43.5271 |  | 42.0983
8311 | 29919600 | 5.6344 | 42.1047 | 43.5289 |  | 42.1001
8312 | 29923200 | 5.6344 | 42.1065 | 43.5307 |  | 42.1019
8313 | 29926800 | 5.6344 | 42.1083 | 43.5325 |  | 42.1037
8314 | 29930400 | 5.6345 | 42.1101 | 43.5344 |  | 42.1056
8315 | 29934000 | 5.6345 | 42.1119 | 43.5362 |  | 42.1074
8316 | 29937600 | 5.6346 | 42.1138 | 43.538 |  | 42.1092
8317 | 29941200 | 5.6346 | 42.1156 | 43.5398 |  | 42.111
8318 | 29944800 | 5.6346 | 42.1174 | 43.5416 |  | 42.1128
8319 | 29948400 | 5.6347 | 42.1192 | 43.5435 |  | 42.1146
8320 | 29952000 | 5.6347 | 42.121 | 43.5453 |  | 42.1165
8321 | 29955600 | 5.6348 | 42.1228 | 43.5471 |  | 42.1183
8322 | 29959200 | 5.6348 | 42.1247 | 43.5489 |  | 42.1201
8323 | 29962800 | 5.6348 | 42.1265 | 43.5507 |  | 42.1219
8324 | 29966400 | 5.6349 | 42.1283 | 43.5526 |  | 42.1237
8325 | 29970000 | 5.6349 | 42.1301 | 43.5544 |  | 42.1255
8326 | 29973600 | 5.6349 | 42.1319 | 43.5562 |  | 42.1273
8327 | 29977200 | 5.635 | 42.1337 | 43.558 |  | 42.1292
8328 | 29980800 | 5.635 | 42.1355 | 43.5598 |  | 42.131
8329 | 29984400 | 5.6351 | 42.1374 | 43.5617 |  | 42.1328
8330 | 29988000 | 5.6351 | 42.1392 | 43.5635 |  | 42.1346
8331 | 29991600 | 5.6351 | 42.141 | 43.5653 |  | 42.1364
8332 | 29995200 | 5.6352 | 42.1428 | 43.5671 |  | 42.1382
8333 | 29998800 | 5.6352 | 42.1446 | 43.5689 |  | 42.1401
8334 | 30002400 | 5.6352 | 42.1464 | 43.5707 |  | 42.1419
8335 | 30006000 | 5.6353 | 42.1482 | 43.5726 |  | 42.1437
8336 | 30009600 | 5.6353 | 42.1501 | 43.5744 |  | 42.1455
8337 | 30013200 | 5.6354 | 42.1519 | 43.5762 |  | 42.1473
8338 | 30016800 | 5.6354 | 42.1537 | 43.578 |  | 42.1491
8339 | 30020400 | 5.6354 | 42.1555 | 43.5798 |  | 42.1509
8340 | 30024000 | 5.6355 | 42.1573 | 43.5816 |  | 42.1527
8341 | 30027600 | 5.6355 | 42.1591 | 43.5835 |  | 42.1546
8342 | 30031200 | 5.6356 | 42.1609 | 43.5853 |  | 42.1564
8343 | 30034800 | 5.6356 | 42.1628 | 43.5871 |  | 42.1582
8344 | 30038400 | 5.6356 | 42.1646 | 43.5889 |  | 42.16
8345 | 30042000 | 5.6357 | 42.1664 | 43.5907 |  | 42.1618
8346 | 30045600 | 5.6357 | 42.1682 | 43.5925 |  | 42.1636
8347 | 30049200 | 5.6357 | 42.17 | 43.5944 |  | 42.1654
8348 | 30052800 | 5.6358 | 42.1718 | 43.5962 |  | 42.1673
8349 | 30056400 | 5.6358 | 42.1736 | 43.598 |  | 42.1691
8350 | 30060000 | 5.6359 | 42.1754 | 43.5998 |  | 42.1709
8351 | 30063600 | 5.6359 | 42.1773 | 43.6016 |  | 42.1727
8352 | 30067200 | 5.6359 | 42.1791 | 43.6034 |  | 42.1745
8353 | 30070800 | 5.636 | 42.1809 | 43.6053 |  | 42.1763
8354 | 30074400 | 5.636 | 42.1827 | 43.6071 |  | 42.1781
8355 | 30078000 | 5.636 | 42.1845 | 43.6089 |  | 42.1799
8356 | 30081600 | 5.6361 | 42.1863 | 43.6107 |  | 42.1818
8357 | 30085200 | 5.6361 | 42.1881 | 43.6125 |  | 42.1836
8358 | 30088800 | 5.6362 | 42.1899 | 43.6143 |  | 42.1854
8359 | 30092400 | 5.6362 | 42.1918 | 43.6161 |  | 42.1872
8360 | 30096000 | 5.6362 | 42.1936 | 43.618 |  | 42.189
8361 | 30099600 | 5.6363 | 42.1954 | 43.6198 |  | 42.1908
8362 | 30103200 | 5.6363 | 42.1972 | 43.6216 |  | 42.1926
8363 | 30106800 | 5.6364 | 42.199 | 43.6234 |  | 42.1944
8364 | 30110400 | 5.6364 | 42.2008 | 43.6252 |  | 42.1962
8365 | 30114000 | 5.6364 | 42.2026 | 43.627 |  | 42.1981
8366 | 30117600 | 5.6365 | 42.2044 | 43.6288 |  | 42.1999
8367 | 30121200 | 5.6365 | 42.2062 | 43.6307 |  | 42.2017
8368 | 30124800 | 5.6365 | 42.2081 | 43.6325 |  | 42.2035
8369 | 30128400 | 5.6366 | 42.2099 | 43.6343 |  | 42.2053
8370 | 30132000 | 5.6366 | 42.2117 | 43.6361 |  | 42.2071
8371 | 30135600 | 5.6367 | 42.2135 | 43.6379 |  | 42.2089
8372 | 30139200 | 5.6367 | 42.2153 | 43.6397 |  | 42.2107
8373 | 30142800 | 5.6367 | 42.2171 | 43.6415 |  | 42.2125
8374 | 30146400 | 5.6368 | 42.2189 | 43.6434 |  | 42.2143
8375 | 30150000 | 5.6368 | 42.2207 | 43.6452 |  | 42.2162
8376 | 30153600 | 5.6368 | 42.2225 | 43.647 |  | 42.218
8377 | 30157200 | 5.6369 | 42.2243 | 43.6488 |  | 42.2198
8378 | 30160800 | 5.6369 | 42.2262 | 43.6506 |  | 42.2216
8379 | 30164400 | 5.637 | 42.228 | 43.6524 |  | 42.2234
8380 | 30168000 | 5.637 | 42.2298 | 43.6542 |  | 42.2252
8381 | 30171600 | 5.637 | 42.2316 | 43.656 |  | 42.227
8382 | 30175200 | 5.6371 | 42.2334 | 43.6579 |  | 42.2288
8383 | 30178800 | 5.6371 | 42.2352 | 43.6597 |  | 42.2306
8384 | 30182400 | 5.6371 | 42.237 | 43.6615 |  | 42.2324
8385 | 30186000 | 5.6372 | 42.2388 | 43.6633 |  | 42.2343
8386 | 30189600 | 5.6372 | 42.2406 | 43.6651 |  | 42.2361
8387 | 30193200 | 5.6373 | 42.2424 | 43.6669 |  | 42.2379
8388 | 30196800 | 5.6373 | 42.2442 | 43.6687 |  | 42.2397
8389 | 30200400 | 5.6373 | 42.2461 | 43.6705 |  | 42.2415
8390 | 30204000 | 5.6374 | 42.2479 | 43.6723 |  | 42.2433
8391 | 30207600 | 5.6374 | 42.2497 | 43.6742 |  | 42.2451
8392 | 30211200 | 5.6374 | 42.2515 | 43.676 |  | 42.2469
8393 | 30214800 | 5.6375 | 42.2533 | 43.6778 |  | 42.2487
8394 | 30218400 | 5.6375 | 42.2551 | 43.6796 |  | 42.2505
8395 | 30222000 | 5.6376 | 42.2569 | 43.6814 |  | 42.2523
8396 | 30225600 | 5.6376 | 42.2587 | 43.6832 |  | 42.2541
8397 | 30229200 | 5.6376 | 42.2605 | 43.685 |  | 42.2559
8398 | 30232800 | 5.6377 | 42.2623 | 43.6868 |  | 42.2578
8399 | 30236400 | 5.6377 | 42.2641 | 43.6886 |  | 42.2596
8400 | 30240000 | 5.6378 | 42.2659 | 43.6905 |  | 42.2614
8401 | 30243600 | 5.6378 | 42.2677 | 43.6923 |  | 42.2632
8402 | 30247200 | 5.6378 | 42.2696 | 43.6941 |  | 42.265
8403 | 30250800 | 5.6379 | 42.2714 | 43.6959 |  | 42.2668
8404 | 30254400 | 5.6379 | 42.2732 | 43.6977 |  | 42.2686
8405 | 30258000 | 5.6379 | 42.275 | 43.6995 |  | 42.2704
8406 | 30261600 | 5.638 | 42.2768 | 43.7013 |  | 42.2722
8407 | 30265200 | 5.638 | 42.2786 | 43.7031 |  | 42.274
8408 | 30268800 | 5.6381 | 42.2804 | 43.7049 |  | 42.2758
8409 | 30272400 | 5.6381 | 42.2822 | 43.7067 |  | 42.2776
8410 | 30276000 | 5.6381 | 42.284 | 43.7086 |  | 42.2794
8411 | 30279600 | 5.6382 | 42.2858 | 43.7104 |  | 42.2812
8412 | 30283200 | 5.6382 | 42.2876 | 43.7122 |  | 42.2831
8413 | 30286800 | 5.6382 | 42.2894 | 43.714 |  | 42.2849
8414 | 30290400 | 5.6383 | 42.2912 | 43.7158 |  | 42.2867
8415 | 30294000 | 5.6383 | 42.293 | 43.7176 |  | 42.2885
8416 | 30297600 | 5.6384 | 42.2948 | 43.7194 |  | 42.2903
8417 | 30301200 | 5.6384 | 42.2966 | 43.7212 |  | 42.2921
8418 | 30304800 | 5.6384 | 42.2985 | 43.723 |  | 42.2939
8419 | 30308400 | 5.6385 | 42.3003 | 43.7248 |  | 42.2957
8420 | 30312000 | 5.6385 | 42.3021 | 43.7266 |  | 42.2975
8421 | 30315600 | 5.6385 | 42.3039 | 43.7285 |  | 42.2993
8422 | 30319200 | 5.6386 | 42.3057 | 43.7303 |  | 42.3011
8423 | 30322800 | 5.6386 | 42.3075 | 43.7321 |  | 42.3029
8424 | 30326400 | 5.6387 | 42.3093 | 43.7339 |  | 42.3047
8425 | 30330000 | 5.6387 | 42.3111 | 43.7357 |  | 42.3065
8426 | 30333600 | 5.6387 | 42.3129 | 43.7375 |  | 42.3083
8427 | 30337200 | 5.6388 | 42.3147 | 43.7393 |  | 42.3101
8428 | 30340800 | 5.6388 | 42.3165 | 43.7411 |  | 42.3119
8429 | 30344400 | 5.6388 | 42.3183 | 43.7429 |  | 42.3137
8430 | 30348000 | 5.6389 | 42.3201 | 43.7447 |  | 42.3155
8431 | 30351600 | 5.6389 | 42.3219 | 43.7465 |  | 42.3173
8432 | 30355200 | 5.639 | 42.3237 | 43.7483 |  | 42.3191
8433 | 30358800 | 5.639 | 42.3255 | 43.7501 |  | 42.321
8434 | 30362400 | 5.639 | 42.3273 | 43.752 |  | 42.3228
8435 | 30366000 | 5.6391 | 42.3291 | 43.7538 |  | 42.3246
8436 | 30369600 | 5.6391 | 42.3309 | 43.7556 |  | 42.3264
8437 | 30373200 | 5.6391 | 42.3327 | 43.7574 |  | 42.3282
8438 | 30376800 | 5.6392 | 42.3345 | 43.7592 |  | 42.33
8439 | 30380400 | 5.6392 | 42.3363 | 43.761 |  | 42.3318
8440 | 30384000 | 5.6393 | 42.3381 | 43.7628 |  | 42.3336
8441 | 30387600 | 5.6393 | 42.34 | 43.7646 |  | 42.3354
8442 | 30391200 | 5.6393 | 42.3418 | 43.7664 |  | 42.3372
8443 | 30394800 | 5.6394 | 42.3436 | 43.7682 |  | 42.339
8444 | 30398400 | 5.6394 | 42.3454 | 43.77 |  | 42.3408
8445 | 30402000 | 5.6394 | 42.3472 | 43.7718 |  | 42.3426
8446 | 30405600 | 5.6395 | 42.349 | 43.7736 |  | 42.3444
8447 | 30409200 | 5.6395 | 42.3508 | 43.7754 |  | 42.3462
8448 | 30412800 | 5.6396 | 42.3526 | 43.7772 |  | 42.348
8449 | 30416400 | 5.6396 | 42.3544 | 43.779 |  | 42.3498
8450 | 30420000 | 5.6396 | 42.3562 | 43.7808 |  | 42.3516
8451 | 30423600 | 5.6397 | 42.358 | 43.7827 |  | 42.3534
8452 | 30427200 | 5.6397 | 42.3598 | 43.7845 |  | 42.3552
8453 | 30430800 | 5.6397 | 42.3616 | 43.7863 |  | 42.357
8454 | 30434400 | 5.6398 | 42.3634 | 43.7881 |  | 42.3588
8455 | 30438000 | 5.6398 | 42.3652 | 43.7899 |  | 42.3606
8456 | 30441600 | 5.6399 | 42.367 | 43.7917 |  | 42.3624
8457 | 30445200 | 5.6399 | 42.3688 | 43.7935 |  | 42.3642
8458 | 30448800 | 5.6399 | 42.3706 | 43.7953 |  | 42.366
8459 | 30452400 | 5.64 | 42.3724 | 43.7971 |  | 42.3678
8460 | 30456000 | 5.64 | 42.3742 | 43.7989 |  | 42.3696
8461 | 30459600 | 5.64 | 42.376 | 43.8007 |  | 42.3714
8462 | 30463200 | 5.6401 | 42.3778 | 43.8025 |  | 42.3732
8463 | 30466800 | 5.6401 | 42.3796 | 43.8043 |  | 42.375
8464 | 30470400 | 5.6401 | 42.3814 | 43.8061 |  | 42.3768
8465 | 30474000 | 5.6402 | 42.3832 | 43.8079 |  | 42.3786
8466 | 30477600 | 5.6402 | 42.385 | 43.8097 |  | 42.3804
8467 | 30481200 | 5.6403 | 42.3868 | 43.8115 |  | 42.3822
8468 | 30484800 | 5.6403 | 42.3886 | 43.8133 |  | 42.384
8469 | 30488400 | 5.6403 | 42.3904 | 43.8151 |  | 42.3858
8470 | 30492000 | 5.6404 | 42.3922 | 43.8169 |  | 42.3876
8471 | 30495600 | 5.6404 | 42.394 | 43.8187 |  | 42.3894
8472 | 30499200 | 5.6404 | 42.3958 | 43.8205 |  | 42.3912
8473 | 30502800 | 5.6405 | 42.3976 | 43.8223 |  | 42.393
8474 | 30506400 | 5.6405 | 42.3994 | 43.8241 |  | 42.3948
8475 | 30510000 | 5.6406 | 42.4012 | 43.8259 |  | 42.3966
8476 | 30513600 | 5.6406 | 42.403 | 43.8278 |  | 42.3984
8477 | 30517200 | 5.6406 | 42.4048 | 43.8296 |  | 42.4002
8478 | 30520800 | 5.6407 | 42.4066 | 43.8314 |  | 42.402
8479 | 30524400 | 5.6407 | 42.4084 | 43.8332 |  | 42.4038
8480 | 30528000 | 5.6407 | 42.4102 | 43.835 |  | 42.4056
8481 | 30531600 | 5.6408 | 42.412 | 43.8368 |  | 42.4074
8482 | 30535200 | 5.6408 | 42.4138 | 43.8386 |  | 42.4092
8483 | 30538800 | 5.6409 | 42.4156 | 43.8404 |  | 42.411
8484 | 30542400 | 5.6409 | 42.4174 | 43.8422 |  | 42.4128
8485 | 30546000 | 5.6409 | 42.4192 | 43.844 |  | 42.4146
8486 | 30549600 | 5.641 | 42.421 | 43.8458 |  | 42.4164
8487 | 30553200 | 5.641 | 42.4228 | 43.8476 |  | 42.4182
8488 | 30556800 | 5.641 | 42.4246 | 43.8494 |  | 42.42
8489 | 30560400 | 5.6411 | 42.4264 | 43.8512 |  | 42.4218
8490 | 30564000 | 5.6411 | 42.4282 | 43.853 |  | 42.4236
8491 | 30567600 | 5.6412 | 42.43 | 43.8548 |  | 42.4254
8492 | 30571200 | 5.6412 | 42.4318 | 43.8566 |  | 42.4272
8493 | 30574800 | 5.6412 | 42.4336 | 43.8584 |  | 42.429
8494 | 30578400 | 5.6413 | 42.4354 | 43.8602 |  | 42.4308
8495 | 30582000 | 5.6413 | 42.4372 | 43.862 |  | 42.4326
8496 | 30585600 | 5.6413 | 42.439 | 43.8638 |  | 42.4344
8497 | 30589200 | 5.6414 | 42.4408 | 43.8656 |  | 42.4362
8498 | 30592800 | 5.6414 | 42.4426 | 43.8674 |  | 42.438
8499 | 30596400 | 5.6415 | 42.4444 | 43.8692 |  | 42.4398
8500 | 30600000 | 5.6415 | 42.4462 | 43.871 |  | 42.4416
8501 | 30603600 | 5.6415 | 42.4479 | 43.8728 |  | 42.4434
8502 | 30607200 | 5.6416 | 42.4497 | 43.8746 |  | 42.4452
8503 | 30610800 | 5.6416 | 42.4515 | 43.8764 |  | 42.447
8504 | 30614400 | 5.6416 | 42.4533 | 43.8782 |  | 42.4488
8505 | 30618000 | 5.6417 | 42.4551 | 43.88 |  | 42.4506
8506 | 30621600 | 5.6417 | 42.4569 | 43.8818 |  | 42.4524
8507 | 30625200 | 5.6417 | 42.4587 | 43.8836 |  | 42.4542
8508 | 30628800 | 5.6418 | 42.4605 | 43.8854 |  | 42.4559
8509 | 30632400 | 5.6418 | 42.4623 | 43.8872 |  | 42.4577
8510 | 30636000 | 5.6419 | 42.4641 | 43.889 |  | 42.4595
8511 | 30639600 | 5.6419 | 42.4659 | 43.8908 |  | 42.4613
8512 | 30643200 | 5.6419 | 42.4677 | 43.8926 |  | 42.4631
8513 | 30646800 | 5.642 | 42.4695 | 43.8944 |  | 42.4649
8514 | 30650400 | 5.642 | 42.4713 | 43.8962 |  | 42.4667
8515 | 30654000 | 5.642 | 42.4731 | 43.898 |  | 42.4685
8516 | 30657600 | 5.6421 | 42.4749 | 43.8998 |  | 42.4703
8517 | 30661200 | 5.6421 | 42.4767 | 43.9016 |  | 42.4721
8518 | 30664800 | 5.6422 | 42.4785 | 43.9034 |  | 42.4739
8519 | 30668400 | 5.6422 | 42.4803 | 43.9052 |  | 42.4757
8520 | 30672000 | 5.6422 | 42.4821 | 43.907 |  | 42.4775
8521 | 30675600 | 5.6423 | 42.4839 | 43.9088 |  | 42.4793
8522 | 30679200 | 5.6423 | 42.4857 | 43.9106 |  | 42.4811
8523 | 30682800 | 5.6423 | 42.4875 | 43.9124 |  | 42.4829
8524 | 30686400 | 5.6424 | 42.4892 | 43.9142 |  | 42.4847
8525 | 30690000 | 5.6424 | 42.491 | 43.916 |  | 42.4865
8526 | 30693600 | 5.6424 | 42.4928 | 43.9177 |  | 42.4883
8527 | 30697200 | 5.6425 | 42.4946 | 43.9195 |  | 42.4901
8528 | 30700800 | 5.6425 | 42.4964 | 43.9213 |  | 42.4918
8529 | 30704400 | 5.6426 | 42.4982 | 43.9231 |  | 42.4936
8530 | 30708000 | 5.6426 | 42.5 | 43.9249 |  | 42.4954
8531 | 30711600 | 5.6426 | 42.5018 | 43.9267 |  | 42.4972
8532 | 30715200 | 5.6427 | 42.5036 | 43.9285 |  | 42.499
8533 | 30718800 | 5.6427 | 42.5054 | 43.9303 |  | 42.5008
8534 | 30722400 | 5.6427 | 42.5072 | 43.9321 |  | 42.5026
8535 | 30726000 | 5.6428 | 42.509 | 43.9339 |  | 42.5044
8536 | 30729600 | 5.6428 | 42.5108 | 43.9357 |  | 42.5062
8537 | 30733200 | 5.6429 | 42.5126 | 43.9375 |  | 42.508
8538 | 30736800 | 5.6429 | 42.5144 | 43.9393 |  | 42.5098
8539 | 30740400 | 5.6429 | 42.5162 | 43.9411 |  | 42.5116
8540 | 30744000 | 5.643 | 42.5179 | 43.9429 |  | 42.5134
8541 | 30747600 | 5.643 | 42.5197 | 43.9447 |  | 42.5152
8542 | 30751200 | 5.643 | 42.5215 | 43.9465 |  | 42.517
8543 | 30754800 | 5.6431 | 42.5233 | 43.9483 |  | 42.5187
8544 | 30758400 | 5.6431 | 42.5251 | 43.9501 |  | 42.5205
8545 | 30762000 | 5.6431 | 42.5269 | 43.9519 |  | 42.5223
8546 | 30765600 | 5.6432 | 42.5287 | 43.9537 |  | 42.5241
8547 | 30769200 | 5.6432 | 42.5305 | 43.9555 |  | 42.5259
8548 | 30772800 | 5.6433 | 42.5323 | 43.9573 |  | 42.5277
8549 | 30776400 | 5.6433 | 42.5341 | 43.9591 |  | 42.5295
8550 | 30780000 | 5.6433 | 42.5359 | 43.9609 |  | 42.5313
8551 | 30783600 | 5.6434 | 42.5377 | 43.9627 |  | 42.5331
8552 | 30787200 | 5.6434 | 42.5395 | 43.9644 |  | 42.5349
8553 | 30790800 | 5.6434 | 42.5412 | 43.9662 |  | 42.5367
8554 | 30794400 | 5.6435 | 42.543 | 43.968 |  | 42.5385
8555 | 30798000 | 5.6435 | 42.5448 | 43.9698 |  | 42.5402
8556 | 30801600 | 5.6436 | 42.5466 | 43.9716 |  | 42.542
8557 | 30805200 | 5.6436 | 42.5484 | 43.9734 |  | 42.5438
8558 | 30808800 | 5.6436 | 42.5502 | 43.9752 |  | 42.5456
8559 | 30812400 | 5.6437 | 42.552 | 43.977 |  | 42.5474
8560 | 30816000 | 5.6437 | 42.5538 | 43.9788 |  | 42.5492
8561 | 30819600 | 5.6437 | 42.5556 | 43.9806 |  | 42.551
8562 | 30823200 | 5.6438 | 42.5574 | 43.9824 |  | 42.5528
8563 | 30826800 | 5.6438 | 42.5592 | 43.9842 |  | 42.5546
8564 | 30830400 | 5.6438 | 42.5609 | 43.986 |  | 42.5564
8565 | 30834000 | 5.6439 | 42.5627 | 43.9878 |  | 42.5582
8566 | 30837600 | 5.6439 | 42.5645 | 43.9896 |  | 42.5599
8567 | 30841200 | 5.644 | 42.5663 | 43.9914 |  | 42.5617
8568 | 30844800 | 5.644 | 42.5681 | 43.9931 |  | 42.5635
8569 | 30848400 | 5.644 | 42.5699 | 43.9949 |  | 42.5653
8570 | 30852000 | 5.6441 | 42.5717 | 43.9967 |  | 42.5671
8571 | 30855600 | 5.6441 | 42.5735 | 43.9985 |  | 42.5689
8572 | 30859200 | 5.6441 | 42.5753 | 44.0003 |  | 42.5707
8573 | 30862800 | 5.6442 | 42.5771 | 44.0021 |  | 42.5725
8574 | 30866400 | 5.6442 | 42.5788 | 44.0039 |  | 42.5743
8575 | 30870000 | 5.6442 | 42.5806 | 44.0057 |  | 42.5761
8576 | 30873600 | 5.6443 | 42.5824 | 44.0075 |  | 42.5778
8577 | 30877200 | 5.6443 | 42.5842 | 44.0093 |  | 42.5796
8578 | 30880800 | 5.6444 | 42.586 | 44.0111 |  | 42.5814
8579 | 30884400 | 5.6444 | 42.5878 | 44.0129 |  | 42.5832
8580 | 30888000 | 5.6444 | 42.5896 | 44.0147 |  | 42.585
8581 | 30891600 | 5.6445 | 42.5914 | 44.0164 |  | 42.5868
8582 | 30895200 | 5.6445 | 42.5932 | 44.0182 |  | 42.5886
8583 | 30898800 | 5.6445 | 42.5949 | 44.02 |  | 42.5904
8584 | 30902400 | 5.6446 | 42.5967 | 44.0218 |  | 42.5922
8585 | 30906000 | 5.6446 | 42.5985 | 44.0236 |  | 42.5939
8586 | 30909600 | 5.6447 | 42.6003 | 44.0254 |  | 42.5957
8587 | 30913200 | 5.6447 | 42.6021 | 44.0272 |  | 42.5975
8588 | 30916800 | 5.6447 | 42.6039 | 44.029 |  | 42.5993
8589 | 30920400 | 5.6448 | 42.6057 | 44.0308 |  | 42.6011
8590 | 30924000 | 5.6448 | 42.6075 | 44.0326 |  | 42.6029
8591 | 30927600 | 5.6448 | 42.6093 | 44.0344 |  | 42.6047
8592 | 30931200 | 5.6449 | 42.611 | 44.0362 |  | 42.6065
8593 | 30934800 | 5.6449 | 42.6128 | 44.0379 |  | 42.6082
8594 | 30938400 | 5.6449 | 42.6146 | 44.0397 |  | 42.61
8595 | 30942000 | 5.645 | 42.6164 | 44.0415 |  | 42.6118
8596 | 30945600 | 5.645 | 42.6182 | 44.0433 |  | 42.6136
8597 | 30949200 | 5.6451 | 42.62 | 44.0451 |  | 42.6154
8598 | 30952800 | 5.6451 | 42.6218 | 44.0469 |  | 42.6172
8599 | 30956400 | 5.6451 | 42.6236 | 44.0487 |  | 42.619
8600 | 30960000 | 5.6452 | 42.6253 | 44.0505 |  | 42.6208
8601 | 30963600 | 5.6452 | 42.6271 | 44.0523 |  | 42.6225
8602 | 30967200 | 5.6452 | 42.6289 | 44.0541 |  | 42.6243
8603 | 30970800 | 5.6453 | 42.6307 | 44.0558 |  | 42.6261
8604 | 30974400 | 5.6453 | 42.6325 | 44.0576 |  | 42.6279
8605 | 30978000 | 5.6453 | 42.6343 | 44.0594 |  | 42.6297
8606 | 30981600 | 5.6454 | 42.6361 | 44.0612 |  | 42.6315
8607 | 30985200 | 5.6454 | 42.6378 | 44.063 |  | 42.6333
8608 | 30988800 | 5.6455 | 42.6396 | 44.0648 |  | 42.635
8609 | 30992400 | 5.6455 | 42.6414 | 44.0666 |  | 42.6368
8610 | 30996000 | 5.6455 | 42.6432 | 44.0684 |  | 42.6386
8611 | 30999600 | 5.6456 | 42.645 | 44.0702 |  | 42.6404
8612 | 31003200 | 5.6456 | 42.6468 | 44.0719 |  | 42.6422
8613 | 31006800 | 5.6456 | 42.6486 | 44.0737 |  | 42.644
8614 | 31010400 | 5.6457 | 42.6503 | 44.0755 |  | 42.6458
8615 | 31014000 | 5.6457 | 42.6521 | 44.0773 |  | 42.6475
8616 | 31017600 | 5.6457 | 42.6539 | 44.0791 |  | 42.6493
8617 | 31021200 | 5.6458 | 42.6557 | 44.0809 |  | 42.6511
8618 | 31024800 | 5.6458 | 42.6575 | 44.0827 |  | 42.6529
8619 | 31028400 | 5.6459 | 42.6593 | 44.0845 |  | 42.6547
8620 | 31032000 | 5.6459 | 42.6611 | 44.0863 |  | 42.6565
8621 | 31035600 | 5.6459 | 42.6628 | 44.088 |  | 42.6583
8622 | 31039200 | 5.646 | 42.6646 | 44.0898 |  | 42.66
8623 | 31042800 | 5.646 | 42.6664 | 44.0916 |  | 42.6618
8624 | 31046400 | 5.646 | 42.6682 | 44.0934 |  | 42.6636
8625 | 31050000 | 5.6461 | 42.67 | 44.0952 |  | 42.6654
8626 | 31053600 | 5.6461 | 42.6718 | 44.097 |  | 42.6672
8627 | 31057200 | 5.6461 | 42.6735 | 44.0988 |  | 42.669
8628 | 31060800 | 5.6462 | 42.6753 | 44.1005 |  | 42.6707
8629 | 31064400 | 5.6462 | 42.6771 | 44.1023 |  | 42.6725
8630 | 31068000 | 5.6463 | 42.6789 | 44.1041 |  | 42.6743
8631 | 31071600 | 5.6463 | 42.6807 | 44.1059 |  | 42.6761
8632 | 31075200 | 5.6463 | 42.6825 | 44.1077 |  | 42.6779
8633 | 31078800 | 5.6464 | 42.6842 | 44.1095 |  | 42.6797
8634 | 31082400 | 5.6464 | 42.686 | 44.1113 |  | 42.6814
8635 | 31086000 | 5.6464 | 42.6878 | 44.1131 |  | 42.6832
8636 | 31089600 | 5.6465 | 42.6896 | 44.1148 |  | 42.685
8637 | 31093200 | 5.6465 | 42.6914 | 44.1166 |  | 42.6868
8638 | 31096800 | 5.6465 | 42.6932 | 44.1184 |  | 42.6886
8639 | 31100400 | 5.6466 | 42.6949 | 44.1202 |  | 42.6904
8640 | 31104000 | 5.6466 | 42.6967 | 44.122 |  | 42.6921
8641 | 31107600 | 5.6466 | 42.6985 | 44.1238 |  | 42.6939
8642 | 31111200 | 5.6467 | 42.7003 | 44.1256 |  | 42.6957
8643 | 31114800 | 5.6467 | 42.7021 | 44.1273 |  | 42.6975
8644 | 31118400 | 5.6468 | 42.7039 | 44.1291 |  | 42.6993
8645 | 31122000 | 5.6468 | 42.7056 | 44.1309 |  | 42.7011
8646 | 31125600 | 5.6468 | 42.7074 | 44.1327 |  | 42.7028
8647 | 31129200 | 5.6469 | 42.7092 | 44.1345 |  | 42.7046
8648 | 31132800 | 5.6469 | 42.711 | 44.1363 |  | 42.7064
8649 | 31136400 | 5.6469 | 42.7128 | 44.1381 |  | 42.7082
8650 | 31140000 | 5.647 | 42.7146 | 44.1398 |  | 42.71
8651 | 31143600 | 5.647 | 42.7163 | 44.1416 |  | 42.7117
8652 | 31147200 | 5.647 | 42.7181 | 44.1434 |  | 42.7135
8653 | 31150800 | 5.6471 | 42.7199 | 44.1452 |  | 42.7153
8654 | 31154400 | 5.6471 | 42.7217 | 44.147 |  | 42.7171
8655 | 31158000 | 5.6472 | 42.7235 | 44.1488 |  | 42.7189
8656 | 31161600 | 5.6472 | 42.7252 | 44.1505 |  | 42.7207
8657 | 31165200 | 5.6472 | 42.727 | 44.1523 |  | 42.7224
8658 | 31168800 | 5.6473 | 42.7288 | 44.1541 |  | 42.7242
8659 | 31172400 | 5.6473 | 42.7306 | 44.1559 |  | 42.726
8660 | 31176000 | 5.6473 | 42.7324 | 44.1577 |  | 42.7278
8661 | 31179600 | 5.6474 | 42.7341 | 44.1595 |  | 42.7296
8662 | 31183200 | 5.6474 | 42.7359 | 44.1612 |  | 42.7313
8663 | 31186800 | 5.6474 | 42.7377 | 44.163 |  | 42.7331
8664 | 31190400 | 5.6475 | 42.7395 | 44.1648 |  | 42.7349
8665 | 31194000 | 5.6475 | 42.7413 | 44.1666 |  | 42.7367
8666 | 31197600 | 5.6476 | 42.743 | 44.1684 |  | 42.7385
8667 | 31201200 | 5.6476 | 42.7448 | 44.1702 |  | 42.7402
8668 | 31204800 | 5.6476 | 42.7466 | 44.1719 |  | 42.742
8669 | 31208400 | 5.6477 | 42.7484 | 44.1737 |  | 42.7438
8670 | 31212000 | 5.6477 | 42.7502 | 44.1755 |  | 42.7456
8671 | 31215600 | 5.6477 | 42.7519 | 44.1773 |  | 42.7474
8672 | 31219200 | 5.6478 | 42.7537 | 44.1791 |  | 42.7491
8673 | 31222800 | 5.6478 | 42.7555 | 44.1809 |  | 42.7509
8674 | 31226400 | 5.6478 | 42.7573 | 44.1826 |  | 42.7527
8675 | 31230000 | 5.6479 | 42.7591 | 44.1844 |  | 42.7545
8676 | 31233600 | 5.6479 | 42.7608 | 44.1862 |  | 42.7563
8677 | 31237200 | 5.6479 | 42.7626 | 44.188 |  | 42.758
8678 | 31240800 | 5.648 | 42.7644 | 44.1898 |  | 42.7598
8679 | 31244400 | 5.648 | 42.7662 | 44.1916 |  | 42.7616
8680 | 31248000 | 5.6481 | 42.768 | 44.1933 |  | 42.7634
8681 | 31251600 | 5.6481 | 42.7697 | 44.1951 |  | 42.7651
8682 | 31255200 | 5.6481 | 42.7715 | 44.1969 |  | 42.7669
8683 | 31258800 | 5.6482 | 42.7733 | 44.1987 |  | 42.7687
8684 | 31262400 | 5.6482 | 42.7751 | 44.2005 |  | 42.7705
8685 | 31266000 | 5.6482 | 42.7769 | 44.2022 |  | 42.7723
8686 | 31269600 | 5.6483 | 42.7786 | 44.204 |  | 42.774
8687 | 31273200 | 5.6483 | 42.7804 | 44.2058 |  | 42.7758
8688 | 31276800 | 5.6483 | 42.7822 | 44.2076 |  | 42.7776
8689 | 31280400 | 5.6484 | 42.784 | 44.2094 |  | 42.7794
8690 | 31284000 | 5.6484 | 42.7857 | 44.2112 |  | 42.7812
8691 | 31287600 | 5.6484 | 42.7875 | 44.2129 |  | 42.7829
8692 | 31291200 | 5.6485 | 42.7893 | 44.2147 |  | 42.7847
8693 | 31294800 | 5.6485 | 42.7911 | 44.2165 |  | 42.7865
8694 | 31298400 | 5.6486 | 42.7929 | 44.2183 |  | 42.7883
8695 | 31302000 | 5.6486 | 42.7946 | 44.2201 |  | 42.79
8696 | 31305600 | 5.6486 | 42.7964 | 44.2218 |  | 42.7918
8697 | 31309200 | 5.6487 | 42.7982 | 44.2236 |  | 42.7936
8698 | 31312800 | 5.6487 | 42.8 | 44.2254 |  | 42.7954
8699 | 31316400 | 5.6487 | 42.8017 | 44.2272 |  | 42.7971
8700 | 31320000 | 5.6488 | 42.8035 | 44.229 |  | 42.7989
8701 | 31323600 | 5.6488 | 42.8053 | 44.2307 |  | 42.8007
8702 | 31327200 | 5.6488 | 42.8071 | 44.2325 |  | 42.8025
8703 | 31330800 | 5.6489 | 42.8088 | 44.2343 |  | 42.8043
8704 | 31334400 | 5.6489 | 42.8106 | 44.2361 |  | 42.806
8705 | 31338000 | 5.649 | 42.8124 | 44.2379 |  | 42.8078
8706 | 31341600 | 5.649 | 42.8142 | 44.2396 |  | 42.8096
8707 | 31345200 | 5.649 | 42.816 | 44.2414 |  | 42.8114
8708 | 31348800 | 5.6491 | 42.8177 | 44.2432 |  | 42.8131
8709 | 31352400 | 5.6491 | 42.8195 | 44.245 |  | 42.8149
8710 | 31356000 | 5.6491 | 42.8213 | 44.2467 |  | 42.8167
8711 | 31359600 | 5.6492 | 42.8231 | 44.2485 |  | 42.8185
8712 | 31363200 | 5.6492 | 42.8248 | 44.2503 |  | 42.8202
8713 | 31366800 | 5.6492 | 42.8266 | 44.2521 |  | 42.822
8714 | 31370400 | 5.6493 | 42.8284 | 44.2539 |  | 42.8238
8715 | 31374000 | 5.6493 | 42.8302 | 44.2556 |  | 42.8256
8716 | 31377600 | 5.6493 | 42.8319 | 44.2574 |  | 42.8273
8717 | 31381200 | 5.6494 | 42.8337 | 44.2592 |  | 42.8291
8718 | 31384800 | 5.6494 | 42.8355 | 44.261 |  | 42.8309
8719 | 31388400 | 5.6495 | 42.8373 | 44.2628 |  | 42.8327
8720 | 31392000 | 5.6495 | 42.839 | 44.2645 |  | 42.8344
8721 | 31395600 | 5.6495 | 42.8408 | 44.2663 |  | 42.8362
8722 | 31399200 | 5.6496 | 42.8426 | 44.2681 |  | 42.838
8723 | 31402800 | 5.6496 | 42.8444 | 44.2699 |  | 42.8398
8724 | 31406400 | 5.6496 | 42.8461 | 44.2716 |  | 42.8415
8725 | 31410000 | 5.6497 | 42.8479 | 44.2734 |  | 42.8433
8726 | 31413600 | 5.6497 | 42.8497 | 44.2752 |  | 42.8451
8727 | 31417200 | 5.6497 | 42.8515 | 44.277 |  | 42.8469
8728 | 31420800 | 5.6498 | 42.8532 | 44.2787 |  | 42.8486
8729 | 31424400 | 5.6498 | 42.855 | 44.2805 |  | 42.8504
8730 | 31428000 | 5.6498 | 42.8568 | 44.2823 |  | 42.8522
8731 | 31431600 | 5.6499 | 42.8585 | 44.2841 |  | 42.854
8732 | 31435200 | 5.6499 | 42.8603 | 44.2859 |  | 42.8557
8733 | 31438800 | 5.6499 | 42.8621 | 44.2876 |  | 42.8575
8734 | 31442400 | 5.65 | 42.8639 | 44.2894 |  | 42.8593
8735 | 31446000 | 5.65 | 42.8656 | 44.2912 |  | 42.861
8736 | 31449600 | 5.6501 | 42.8674 | 44.293 |  | 42.8628
8737 | 31453200 | 5.6501 | 42.8692 | 44.2947 |  | 42.8646
8738 | 31456800 | 5.6501 | 42.871 | 44.2965 |  | 42.8664
8739 | 31460400 | 5.6502 | 42.8727 | 44.2983 |  | 42.8681
8740 | 31464000 | 5.6502 | 42.8745 | 44.3001 |  | 42.8699
8741 | 31467600 | 5.6502 | 42.8763 | 44.3018 |  | 42.8717
8742 | 31471200 | 5.6503 | 42.8781 | 44.3036 |  | 42.8735
8743 | 31474800 | 5.6503 | 42.8798 | 44.3054 |  | 42.8752
8744 | 31478400 | 5.6503 | 42.8816 | 44.3072 |  | 42.877
8745 | 31482000 | 5.6504 | 42.8834 | 44.3089 |  | 42.8788
8746 | 31485600 | 5.6504 | 42.8851 | 44.3107 |  | 42.8805
8747 | 31489200 | 5.6504 | 42.8869 | 44.3125 |  | 42.8823
8748 | 31492800 | 5.6505 | 42.8887 | 44.3143 |  | 42.8841
8749 | 31496400 | 5.6505 | 42.8905 | 44.316 |  | 42.8859
8750 | 31500000 | 5.6506 | 42.8922 | 44.3178 |  | 42.8876
8751 | 31503600 | 5.6506 | 42.894 | 44.3196 |  | 42.8894
8752 | 31507200 | 5.6506 | 42.8958 | 44.3214 |  | 42.8912
8753 | 31510800 | 5.6507 | 42.8975 | 44.3231 |  | 42.893
8754 | 31514400 | 5.6507 | 42.8993 | 44.3249 |  | 42.8947
8755 | 31518000 | 5.6507 | 42.9011 | 44.3267 |  | 42.8965
8756 | 31521600 | 5.6508 | 42.9029 | 44.3285 |  | 42.8983
8757 | 31525200 | 5.6508 | 42.9046 | 44.3302 |  | 42.9
8758 | 31528800 | 5.6508 | 42.9064 | 44.332 |  | 42.9018
8759 | 31532400 | 5.6509 | 42.9082 | 44.3338 |  | 42.9036
8760 | 31536000 | 5.6509 | 42.9099 | 44.3356 |  | 42.9053
8761 | 31539600 | 5.6509 | 42.9117 | 44.3373 |  | 42.9071
8762 | 31543200 | 5.651 | 42.9135 | 44.3391 |  | 42.9089
8763 | 31546800 | 5.651 | 42.9153 | 44.3409 |  | 42.9107
8764 | 31550400 | 5.6511 | 42.917 | 44.3427 |  | 42.9124
8765 | 31554000 | 5.6511 | 42.9188 | 44.3444 |  | 42.9142
8766 | 31557600 | 5.6511 | 42.9206 | 44.3462 |  | 42.916
8767 | 31561200 | 5.6512 | 42.9223 | 44.348 |  | 42.9177
8768 | 31564800 | 5.6512 | 42.9241 | 44.3497 |  | 42.9195
8769 | 31568400 | 5.6512 | 42.9259 | 44.3515 |  | 42.9213
8770 | 31572000 | 5.6513 | 42.9276 | 44.3533 |  | 42.9231
8771 | 31575600 | 5.6513 | 42.9294 | 44.3551 |  | 42.9248
8772 | 31579200 | 5.6513 | 42.9312 | 44.3568 |  | 42.9266
8773 | 31582800 | 5.6514 | 42.933 | 44.3586 |  | 42.9284
8774 | 31586400 | 5.6514 | 42.9347 | 44.3604 |  | 42.9301
8775 | 31590000 | 5.6514 | 42.9365 | 44.3622 |  | 42.9319
8776 | 31593600 | 5.6515 | 42.9383 | 44.3639 |  | 42.9337
8777 | 31597200 | 5.6515 | 42.94 | 44.3657 |  | 42.9354
8778 | 31600800 | 5.6515 | 42.9418 | 44.3675 |  | 42.9372
8779 | 31604400 | 5.6516 | 42.9436 | 44.3692 |  | 42.939
8780 | 31608000 | 5.6516 | 42.9453 | 44.371 |  | 42.9407
8781 | 31611600 | 5.6517 | 42.9471 | 44.3728 |  | 42.9425
8782 | 31615200 | 5.6517 | 42.9489 | 44.3746 |  | 42.9443
8783 | 31618800 | 5.6517 | 42.9506 | 44.3763 |  | 42.9461
8784 | 31622400 | 5.6518 | 42.9524 | 44.3781 |  | 42.9478

## s=0.3m
Temp (initial) |  | 16 | ℃ | Soil | Themal Conductivity (λ) | 1 | W/(m.k)
Diameter (D) |  | 0.025 | m |  | Density (ρ) | 2000 | kg/(m^3)
Clear Cover (c) |  | 0.075 | m |  | Heat Capacity/Specific Heat (Cp) | 800 | J/(kg.K)
Cover (r+cover) |  | 0.0875 | m |  | Themal Diffusivity (α) | 6.25e-07 | (m^2)/s
Wall Thickness |  | 0.8 | m | Concrete | Themal Conductivity (λ) | 1 | W/(m.k)
Pipe Spacing |  | 0.3 | m |  | Density (ρ) | 2000 | kg/(m^3)
Heat Flux (Qeq) Wall |  | 6.2832 | W/(m^2) |  | Heat Capacity/Specific Heat (Cp) | 800 | J/(kg.K) | O
Heat Flux (Q0) Pipe |  | 24 | W/(m^2) |  | Themal Diffusivity (α) | 6.25e-07 | (m^2)/s
Total Time (Tf) |  | 366 | D
| Sec | Hr
time-step | 3600 | 1
COMSOL
Insert Comsol Data
t(hr) | t(sec) | qw | Tw(C)_s300_W800 | Tp(C)
0 | 0 | 2.6508e-06 | 16 | 16.1382
1 | 3600 | 0.53797 | 16.0255 | 16.5358
2 | 7200 | 1.0055 | 16.0603 | 16.6143
3 | 10800 | 1.3626 | 16.0966 | 16.6849
4 | 14400 | 1.5807 | 16.1312 | 16.7377
5 | 18000 | 1.7319 | 16.1638 | 16.7797
6 | 21600 | 1.846 | 16.1944 | 16.8159
7 | 25200 | 1.9365 | 16.2232 | 16.8488
8 | 28800 | 2.0107 | 16.2506 | 16.8795
9 | 32400 | 2.0746 | 16.2769 | 16.9087
10 | 36000 | 2.1298 | 16.3022 | 16.9363
11 | 39600 | 2.1772 | 16.3264 | 16.9626
12 | 43200 | 2.2185 | 16.3497 | 16.9877
13 | 46800 | 2.2546 | 16.3721 | 17.0117
14 | 50400 | 2.2868 | 16.3938 | 17.0347
15 | 54000 | 2.3156 | 16.4147 | 17.0569
16 | 57600 | 2.3416 | 16.4351 | 17.0784
17 | 61200 | 2.3652 | 16.4548 | 17.0991
18 | 64800 | 2.3869 | 16.4741 | 17.1193
19 | 68400 | 2.4068 | 16.4928 | 17.1389
20 | 72000 | 2.4252 | 16.5111 | 17.158
21 | 75600 | 2.4422 | 16.529 | 17.1766
22 | 79200 | 2.4581 | 16.5465 | 17.1947
23 | 82800 | 2.473 | 16.5636 | 17.2125
24 | 86400 | 2.4869 | 16.5804 | 17.2298
25 | 90000 | 2.4999 | 16.5968 | 17.2468
26 | 93600 | 2.5123 | 16.6129 | 17.2635
27 | 97200 | 2.5239 | 16.6288 | 17.2799
28 | 100800 | 2.5349 | 16.6444 | 17.2959
29 | 104400 | 2.5454 | 16.6597 | 17.3117
30 | 108000 | 2.5553 | 16.6747 | 17.3271
31 | 111600 | 2.5648 | 16.6896 | 17.3424
32 | 115200 | 2.5738 | 16.7042 | 17.3574
33 | 118800 | 2.5824 | 16.7186 | 17.3721
34 | 122400 | 2.5907 | 16.7327 | 17.3867
35 | 126000 | 2.5986 | 16.7467 | 17.401
36 | 129600 | 2.6063 | 16.7605 | 17.4151
37 | 133200 | 2.6136 | 16.7742 | 17.4291
38 | 136800 | 2.6207 | 16.7876 | 17.4428
39 | 140400 | 2.6275 | 16.8009 | 17.4564
40 | 144000 | 2.6341 | 16.814 | 17.4698
41 | 147600 | 2.6405 | 16.827 | 17.4831
42 | 151200 | 2.6467 | 16.8398 | 17.4962
43 | 154800 | 2.6527 | 16.8525 | 17.5092
44 | 158400 | 2.6585 | 16.865 | 17.522
45 | 162000 | 2.6642 | 16.8775 | 17.5347
46 | 165600 | 2.6698 | 16.8897 | 17.5472
47 | 169200 | 2.6752 | 16.9019 | 17.5596
48 | 172800 | 2.6805 | 16.914 | 17.5719
49 | 176400 | 2.6856 | 16.9259 | 17.5841
50 | 180000 | 2.6907 | 16.9377 | 17.5962
51 | 183600 | 2.6957 | 16.9494 | 17.6082
52 | 187200 | 2.7005 | 16.961 | 17.62
53 | 190800 | 2.7053 | 16.9726 | 17.6318
54 | 194400 | 2.71 | 16.984 | 17.6434
55 | 198000 | 2.7147 | 16.9953 | 17.655
56 | 201600 | 2.7192 | 17.0065 | 17.6665
57 | 205200 | 2.7238 | 17.0177 | 17.6779
58 | 208800 | 2.7282 | 17.0287 | 17.6892
59 | 212400 | 2.7326 | 17.0397 | 17.7004
60 | 216000 | 2.7369 | 17.0506 | 17.7115
61 | 219600 | 2.7412 | 17.0614 | 17.7226
62 | 223200 | 2.7455 | 17.0722 | 17.7336
63 | 226800 | 2.7497 | 17.0829 | 17.7445
64 | 230400 | 2.7539 | 17.0935 | 17.7554
65 | 234000 | 2.758 | 17.104 | 17.7662
66 | 237600 | 2.7622 | 17.1145 | 17.7769
67 | 241200 | 2.7663 | 17.1249 | 17.7875
68 | 244800 | 2.7703 | 17.1352 | 17.7981
69 | 248400 | 2.7744 | 17.1455 | 17.8087
70 | 252000 | 2.7784 | 17.1557 | 17.8191
71 | 255600 | 2.7824 | 17.1659 | 17.8296
72 | 259200 | 2.7864 | 17.176 | 17.8399
73 | 262800 | 2.7904 | 17.1861 | 17.8502
74 | 266400 | 2.7943 | 17.1961 | 17.8605
75 | 270000 | 2.7983 | 17.206 | 17.8707
76 | 273600 | 2.8022 | 17.2159 | 17.8809
77 | 277200 | 2.8061 | 17.2258 | 17.891
78 | 280800 | 2.81 | 17.2356 | 17.9011
79 | 284400 | 2.8139 | 17.2454 | 17.9111
80 | 288000 | 2.8178 | 17.2551 | 17.9211
81 | 291600 | 2.8217 | 17.2648 | 17.931
82 | 295200 | 2.8256 | 17.2744 | 17.9409
83 | 298800 | 2.8294 | 17.284 | 17.9508
84 | 302400 | 2.8333 | 17.2935 | 17.9606
85 | 306000 | 2.8372 | 17.303 | 17.9704
86 | 309600 | 2.841 | 17.3125 | 17.9801
87 | 313200 | 2.8449 | 17.3219 | 17.9898
88 | 316800 | 2.8487 | 17.3313 | 17.9995
89 | 320400 | 2.8526 | 17.3407 | 18.0091
90 | 324000 | 2.8564 | 17.35 | 18.0187
91 | 327600 | 2.8603 | 17.3593 | 18.0283
92 | 331200 | 2.8641 | 17.3685 | 18.0378
93 | 334800 | 2.8679 | 17.3778 | 18.0473
94 | 338400 | 2.8718 | 17.387 | 18.0568
95 | 342000 | 2.8756 | 17.3961 | 18.0663
96 | 345600 | 2.8794 | 17.4052 | 18.0757
97 | 349200 | 2.8833 | 17.4143 | 18.0851
98 | 352800 | 2.8871 | 17.4234 | 18.0944
99 | 356400 | 2.8909 | 17.4325 | 18.1038
100 | 360000 | 2.8948 | 17.4415 | 18.1131
101 | 363600 | 2.8986 | 17.4505 | 18.1223
102 | 367200 | 2.9024 | 17.4594 | 18.1316
103 | 370800 | 2.9063 | 17.4683 | 18.1408
104 | 374400 | 2.9101 | 17.4772 | 18.15
105 | 378000 | 2.9139 | 17.4861 | 18.1592
106 | 381600 | 2.9177 | 17.495 | 18.1683
107 | 385200 | 2.9216 | 17.5038 | 18.1775
108 | 388800 | 2.9254 | 17.5126 | 18.1866
109 | 392400 | 2.9292 | 17.5214 | 18.1957
110 | 396000 | 2.933 | 17.5302 | 18.2047
111 | 399600 | 2.9369 | 17.5389 | 18.2138
112 | 403200 | 2.9407 | 17.5476 | 18.2228
113 | 406800 | 2.9445 | 17.5563 | 18.2318
114 | 410400 | 2.9483 | 17.565 | 18.2407
115 | 414000 | 2.9521 | 17.5736 | 18.2497
116 | 417600 | 2.956 | 17.5823 | 18.2586
117 | 421200 | 2.9598 | 17.5909 | 18.2675
118 | 424800 | 2.9636 | 17.5995 | 18.2764
119 | 428400 | 2.9674 | 17.6081 | 18.2853
120 | 432000 | 2.9712 | 17.6166 | 18.2942
121 | 435600 | 2.975 | 17.6251 | 18.303
122 | 439200 | 2.9788 | 17.6337 | 18.3118
123 | 442800 | 2.9826 | 17.6422 | 18.3206
124 | 446400 | 2.9864 | 17.6506 | 18.3294
125 | 450000 | 2.9902 | 17.6591 | 18.3382
126 | 453600 | 2.994 | 17.6675 | 18.347
127 | 457200 | 2.9978 | 17.676 | 18.3557
128 | 460800 | 3.0016 | 17.6844 | 18.3644
129 | 464400 | 3.0054 | 17.6928 | 18.3731
130 | 468000 | 3.0092 | 17.7012 | 18.3818
131 | 471600 | 3.0129 | 17.7095 | 18.3905
132 | 475200 | 3.0167 | 17.7179 | 18.3991
133 | 478800 | 3.0205 | 17.7262 | 18.4078
134 | 482400 | 3.0243 | 17.7345 | 18.4164
135 | 486000 | 3.028 | 17.7428 | 18.425
136 | 489600 | 3.0318 | 17.7511 | 18.4336
137 | 493200 | 3.0356 | 17.7594 | 18.4422
138 | 496800 | 3.0393 | 17.7676 | 18.4507
139 | 500400 | 3.0431 | 17.7759 | 18.4593
140 | 504000 | 3.0468 | 17.7841 | 18.4678
141 | 507600 | 3.0506 | 17.7923 | 18.4763
142 | 511200 | 3.0543 | 17.8005 | 18.4848
143 | 514800 | 3.0581 | 17.8087 | 18.4933
144 | 518400 | 3.0618 | 17.8168 | 18.5018
145 | 522000 | 3.0655 | 17.825 | 18.5103
146 | 525600 | 3.0692 | 17.8331 | 18.5187
147 | 529200 | 3.073 | 17.8413 | 18.5272
148 | 532800 | 3.0767 | 17.8494 | 18.5356
149 | 536400 | 3.0804 | 17.8575 | 18.544
150 | 540000 | 3.0841 | 17.8656 | 18.5524
151 | 543600 | 3.0878 | 17.8737 | 18.5608
152 | 547200 | 3.0915 | 17.8817 | 18.5692
153 | 550800 | 3.0952 | 17.8898 | 18.5775
154 | 554400 | 3.0989 | 17.8978 | 18.5859
155 | 558000 | 3.1025 | 17.9059 | 18.5942
156 | 561600 | 3.1062 | 17.9139 | 18.6025
157 | 565200 | 3.1099 | 17.9219 | 18.6108
158 | 568800 | 3.1135 | 17.9299 | 18.6192
159 | 572400 | 3.1172 | 17.9379 | 18.6274
160 | 576000 | 3.1208 | 17.9459 | 18.6357
161 | 579600 | 3.1245 | 17.9538 | 18.644
162 | 583200 | 3.1281 | 17.9618 | 18.6522
163 | 586800 | 3.1318 | 17.9697 | 18.6605
164 | 590400 | 3.1354 | 17.9777 | 18.6687
165 | 594000 | 3.139 | 17.9856 | 18.6769
166 | 597600 | 3.1426 | 17.9935 | 18.6852
167 | 601200 | 3.1462 | 18.0014 | 18.6934
168 | 604800 | 3.1498 | 18.0093 | 18.7015
169 | 608400 | 3.1534 | 18.0171 | 18.7097
170 | 612000 | 3.157 | 18.025 | 18.7179
171 | 615600 | 3.1606 | 18.0329 | 18.7261
172 | 619200 | 3.1642 | 18.0407 | 18.7342
173 | 622800 | 3.1677 | 18.0486 | 18.7423
174 | 626400 | 3.1713 | 18.0564 | 18.7505
175 | 630000 | 3.1749 | 18.0642 | 18.7586
176 | 633600 | 3.1784 | 18.072 | 18.7667
177 | 637200 | 3.1819 | 18.0798 | 18.7748
178 | 640800 | 3.1855 | 18.0876 | 18.7829
179 | 644400 | 3.189 | 18.0954 | 18.7909
180 | 648000 | 3.1925 | 18.1031 | 18.799
181 | 651600 | 3.196 | 18.1109 | 18.8071
182 | 655200 | 3.1996 | 18.1186 | 18.8151
183 | 658800 | 3.2031 | 18.1264 | 18.8231
184 | 662400 | 3.2065 | 18.1341 | 18.8312
185 | 666000 | 3.21 | 18.1418 | 18.8392
186 | 669600 | 3.2135 | 18.1496 | 18.8472
187 | 673200 | 3.217 | 18.1573 | 18.8552
188 | 676800 | 3.2205 | 18.1649 | 18.8632
189 | 680400 | 3.2239 | 18.1726 | 18.8711
190 | 684000 | 3.2274 | 18.1803 | 18.8791
191 | 687600 | 3.2308 | 18.188 | 18.8871
192 | 691200 | 3.2342 | 18.1956 | 18.895
193 | 694800 | 3.2377 | 18.2033 | 18.903
194 | 698400 | 3.2411 | 18.2109 | 18.9109
195 | 702000 | 3.2445 | 18.2186 | 18.9188
196 | 705600 | 3.2479 | 18.2262 | 18.9267
197 | 709200 | 3.2513 | 18.2338 | 18.9346
198 | 712800 | 3.2547 | 18.2414 | 18.9425
199 | 716400 | 3.2581 | 18.249 | 18.9504
200 | 720000 | 3.2615 | 18.2566 | 18.9583
201 | 723600 | 3.2648 | 18.2642 | 18.9662
202 | 727200 | 3.2682 | 18.2718 | 18.974
203 | 730800 | 3.2716 | 18.2793 | 18.9819
204 | 734400 | 3.2749 | 18.2869 | 18.9897
205 | 738000 | 3.2782 | 18.2945 | 18.9976
206 | 741600 | 3.2816 | 18.302 | 19.0054
207 | 745200 | 3.2849 | 18.3095 | 19.0132
208 | 748800 | 3.2882 | 18.3171 | 19.021
209 | 752400 | 3.2915 | 18.3246 | 19.0288
210 | 756000 | 3.2948 | 18.3321 | 19.0366
211 | 759600 | 3.2981 | 18.3396 | 19.0444
212 | 763200 | 3.3014 | 18.3471 | 19.0522
213 | 766800 | 3.3047 | 18.3546 | 19.0599
214 | 770400 | 3.308 | 18.3621 | 19.0677
215 | 774000 | 3.3112 | 18.3695 | 19.0754
216 | 777600 | 3.3145 | 18.377 | 19.0832
217 | 781200 | 3.3177 | 18.3845 | 19.0909
218 | 784800 | 3.321 | 18.3919 | 19.0986
219 | 788400 | 3.3242 | 18.3994 | 19.1063
220 | 792000 | 3.3274 | 18.4068 | 19.1141
221 | 795600 | 3.3307 | 18.4142 | 19.1218
222 | 799200 | 3.3339 | 18.4216 | 19.1295
223 | 802800 | 3.3371 | 18.4291 | 19.1371
224 | 806400 | 3.3403 | 18.4365 | 19.1448
225 | 810000 | 3.3435 | 18.4439 | 19.1525
226 | 813600 | 3.3466 | 18.4512 | 19.1601
227 | 817200 | 3.3498 | 18.4586 | 19.1678
228 | 820800 | 3.353 | 18.466 | 19.1754
229 | 824400 | 3.3561 | 18.4734 | 19.1831
230 | 828000 | 3.3593 | 18.4807 | 19.1907
231 | 831600 | 3.3624 | 18.4881 | 19.1983
232 | 835200 | 3.3656 | 18.4954 | 19.206
233 | 838800 | 3.3687 | 18.5028 | 19.2136
234 | 842400 | 3.3718 | 18.5101 | 19.2212
235 | 846000 | 3.3749 | 18.5175 | 19.2288
236 | 849600 | 3.378 | 18.5248 | 19.2363
237 | 853200 | 3.3811 | 18.5321 | 19.2439
238 | 856800 | 3.3842 | 18.5394 | 19.2515
239 | 860400 | 3.3873 | 18.5467 | 19.259
240 | 864000 | 3.3904 | 18.554 | 19.2666
241 | 867600 | 3.3934 | 18.5613 | 19.2741
242 | 871200 | 3.3965 | 18.5686 | 19.2817
243 | 874800 | 3.3995 | 18.5758 | 19.2892
244 | 878400 | 3.4026 | 18.5831 | 19.2967
245 | 882000 | 3.4056 | 18.5904 | 19.3043
246 | 885600 | 3.4087 | 18.5976 | 19.3118
247 | 889200 | 3.4117 | 18.6049 | 19.3193
248 | 892800 | 3.4147 | 18.6121 | 19.3268
249 | 896400 | 3.4177 | 18.6193 | 19.3343
250 | 900000 | 3.4207 | 18.6266 | 19.3417
251 | 903600 | 3.4237 | 18.6338 | 19.3492
252 | 907200 | 3.4267 | 18.641 | 19.3567
253 | 910800 | 3.4297 | 18.6482 | 19.3641
254 | 914400 | 3.4326 | 18.6554 | 19.3716
255 | 918000 | 3.4356 | 18.6626 | 19.379
256 | 921600 | 3.4385 | 18.6698 | 19.3865
257 | 925200 | 3.4415 | 18.677 | 19.3939
258 | 928800 | 3.4444 | 18.6841 | 19.4013
259 | 932400 | 3.4474 | 18.6913 | 19.4088
260 | 936000 | 3.4503 | 18.6985 | 19.4162
261 | 939600 | 3.4532 | 18.7056 | 19.4236
262 | 943200 | 3.4561 | 18.7128 | 19.431
263 | 946800 | 3.459 | 18.7199 | 19.4384
264 | 950400 | 3.4619 | 18.7271 | 19.4457
265 | 954000 | 3.4648 | 18.7342 | 19.4531
266 | 957600 | 3.4677 | 18.7413 | 19.4605
267 | 961200 | 3.4706 | 18.7484 | 19.4679
268 | 964800 | 3.4734 | 18.7555 | 19.4752
269 | 968400 | 3.4763 | 18.7626 | 19.4826
270 | 972000 | 3.4791 | 18.7697 | 19.4899
271 | 975600 | 3.482 | 18.7768 | 19.4972
272 | 979200 | 3.4848 | 18.7839 | 19.5046
273 | 982800 | 3.4877 | 18.791 | 19.5119
274 | 986400 | 3.4905 | 18.7981 | 19.5192
275 | 990000 | 3.4933 | 18.8052 | 19.5265
276 | 993600 | 3.4961 | 18.8122 | 19.5338
277 | 997200 | 3.4989 | 18.8193 | 19.5411
278 | 1000800 | 3.5017 | 18.8263 | 19.5484
279 | 1004400 | 3.5045 | 18.8334 | 19.5557
280 | 1008000 | 3.5073 | 18.8404 | 19.563
281 | 1011600 | 3.5101 | 18.8474 | 19.5702
282 | 1015200 | 3.5128 | 18.8545 | 19.5775
283 | 1018800 | 3.5156 | 18.8615 | 19.5848
284 | 1022400 | 3.5183 | 18.8685 | 19.592
285 | 1026000 | 3.5211 | 18.8755 | 19.5993
286 | 1029600 | 3.5238 | 18.8825 | 19.6065
287 | 1033200 | 3.5266 | 18.8895 | 19.6137
288 | 1036800 | 3.5293 | 18.8965 | 19.621
289 | 1040400 | 3.532 | 18.9035 | 19.6282
290 | 1044000 | 3.5347 | 18.9105 | 19.6354
291 | 1047600 | 3.5374 | 18.9175 | 19.6426
292 | 1051200 | 3.5401 | 18.9244 | 19.6498
293 | 1054800 | 3.5428 | 18.9314 | 19.657
294 | 1058400 | 3.5455 | 18.9384 | 19.6642
295 | 1062000 | 3.5482 | 18.9453 | 19.6713
296 | 1065600 | 3.5509 | 18.9523 | 19.6785
297 | 1069200 | 3.5535 | 18.9592 | 19.6857
298 | 1072800 | 3.5562 | 18.9661 | 19.6929
299 | 1076400 | 3.5588 | 18.9731 | 19.7
300 | 1080000 | 3.5615 | 18.98 | 19.7072
301 | 1083600 | 3.5641 | 18.9869 | 19.7143
302 | 1087200 | 3.5668 | 18.9938 | 19.7214
303 | 1090800 | 3.5694 | 19.0007 | 19.7286
304 | 1094400 | 3.572 | 19.0076 | 19.7357
305 | 1098000 | 3.5746 | 19.0145 | 19.7428
306 | 1101600 | 3.5772 | 19.0214 | 19.7499
307 | 1105200 | 3.5798 | 19.0283 | 19.757
308 | 1108800 | 3.5824 | 19.0352 | 19.7641
309 | 1112400 | 3.585 | 19.0421 | 19.7712
310 | 1116000 | 3.5876 | 19.0489 | 19.7783
311 | 1119600 | 3.5902 | 19.0558 | 19.7854
312 | 1123200 | 3.5927 | 19.0626 | 19.7925
313 | 1126800 | 3.5953 | 19.0695 | 19.7995
314 | 1130400 | 3.5979 | 19.0763 | 19.8066
315 | 1134000 | 3.6004 | 19.0832 | 19.8137
316 | 1137600 | 3.6029 | 19.09 | 19.8207
317 | 1141200 | 3.6055 | 19.0969 | 19.8278
318 | 1144800 | 3.608 | 19.1037 | 19.8348
319 | 1148400 | 3.6105 | 19.1105 | 19.8418
320 | 1152000 | 3.6131 | 19.1173 | 19.8489
321 | 1155600 | 3.6156 | 19.1241 | 19.8559
322 | 1159200 | 3.6181 | 19.1309 | 19.8629
323 | 1162800 | 3.6206 | 19.1377 | 19.8699
324 | 1166400 | 3.6231 | 19.1445 | 19.8769
325 | 1170000 | 3.6256 | 19.1513 | 19.8839
326 | 1173600 | 3.628 | 19.1581 | 19.8909
327 | 1177200 | 3.6305 | 19.1649 | 19.8979
328 | 1180800 | 3.633 | 19.1716 | 19.9049
329 | 1184400 | 3.6354 | 19.1784 | 19.9119
330 | 1188000 | 3.6379 | 19.1852 | 19.9188
331 | 1191600 | 3.6403 | 19.1919 | 19.9258
332 | 1195200 | 3.6428 | 19.1987 | 19.9328
333 | 1198800 | 3.6452 | 19.2054 | 19.9397
334 | 1202400 | 3.6477 | 19.2122 | 19.9467
335 | 1206000 | 3.6501 | 19.2189 | 19.9536
336 | 1209600 | 3.6525 | 19.2256 | 19.9606
337 | 1213200 | 3.6549 | 19.2324 | 19.9675
338 | 1216800 | 3.6573 | 19.2391 | 19.9744
339 | 1220400 | 3.6597 | 19.2458 | 19.9813
340 | 1224000 | 3.6621 | 19.2525 | 19.9882
341 | 1227600 | 3.6645 | 19.2592 | 19.9952
342 | 1231200 | 3.6669 | 19.2659 | 20.0021
343 | 1234800 | 3.6693 | 19.2726 | 20.009
344 | 1238400 | 3.6717 | 19.2793 | 20.0159
345 | 1242000 | 3.674 | 19.286 | 20.0227
346 | 1245600 | 3.6764 | 19.2927 | 20.0296
347 | 1249200 | 3.6787 | 19.2993 | 20.0365
348 | 1252800 | 3.6811 | 19.306 | 20.0434
349 | 1256400 | 3.6834 | 19.3127 | 20.0502
350 | 1260000 | 3.6858 | 19.3193 | 20.0571
351 | 1263600 | 3.6881 | 19.326 | 20.0639
352 | 1267200 | 3.6904 | 19.3327 | 20.0708
353 | 1270800 | 3.6928 | 19.3393 | 20.0776
354 | 1274400 | 3.6951 | 19.3459 | 20.0845
355 | 1278000 | 3.6974 | 19.3526 | 20.0913
356 | 1281600 | 3.6997 | 19.3592 | 20.0981
357 | 1285200 | 3.702 | 19.3658 | 20.105
358 | 1288800 | 3.7043 | 19.3725 | 20.1118
359 | 1292400 | 3.7066 | 19.3791 | 20.1186
360 | 1296000 | 3.7088 | 19.3857 | 20.1254
361 | 1299600 | 3.7111 | 19.3923 | 20.1322
362 | 1303200 | 3.7134 | 19.3989 | 20.139
363 | 1306800 | 3.7157 | 19.4055 | 20.1458
364 | 1310400 | 3.7179 | 19.4121 | 20.1526
365 | 1314000 | 3.7202 | 19.4187 | 20.1593
366 | 1317600 | 3.7224 | 19.4252 | 20.1661
367 | 1321200 | 3.7247 | 19.4318 | 20.1729
368 | 1324800 | 3.7269 | 19.4384 | 20.1796
369 | 1328400 | 3.7292 | 19.445 | 20.1864
370 | 1332000 | 3.7314 | 19.4515 | 20.1932
371 | 1335600 | 3.7336 | 19.4581 | 20.1999
372 | 1339200 | 3.7358 | 19.4646 | 20.2066
373 | 1342800 | 3.738 | 19.4712 | 20.2134
374 | 1346400 | 3.7402 | 19.4777 | 20.2201
375 | 1350000 | 3.7424 | 19.4843 | 20.2268
376 | 1353600 | 3.7446 | 19.4908 | 20.2336
377 | 1357200 | 3.7468 | 19.4973 | 20.2403
378 | 1360800 | 3.749 | 19.5039 | 20.247
379 | 1364400 | 3.7512 | 19.5104 | 20.2537
380 | 1368000 | 3.7534 | 19.5169 | 20.2604
381 | 1371600 | 3.7556 | 19.5234 | 20.2671
382 | 1375200 | 3.7577 | 19.5299 | 20.2738
383 | 1378800 | 3.7599 | 19.5364 | 20.2805
384 | 1382400 | 3.762 | 19.5429 | 20.2872
385 | 1386000 | 3.7642 | 19.5494 | 20.2938
386 | 1389600 | 3.7663 | 19.5559 | 20.3005
387 | 1393200 | 3.7685 | 19.5624 | 20.3072
388 | 1396800 | 3.7706 | 19.5689 | 20.3138
389 | 1400400 | 3.7727 | 19.5753 | 20.3205
390 | 1404000 | 3.7749 | 19.5818 | 20.3271
391 | 1407600 | 3.777 | 19.5883 | 20.3338
392 | 1411200 | 3.7791 | 19.5947 | 20.3404
393 | 1414800 | 3.7812 | 19.6012 | 20.3471
394 | 1418400 | 3.7833 | 19.6076 | 20.3537
395 | 1422000 | 3.7854 | 19.6141 | 20.3603
396 | 1425600 | 3.7875 | 19.6205 | 20.3669
397 | 1429200 | 3.7896 | 19.627 | 20.3736
398 | 1432800 | 3.7917 | 19.6334 | 20.3802
399 | 1436400 | 3.7938 | 19.6398 | 20.3868
400 | 1440000 | 3.7959 | 19.6463 | 20.3934
401 | 1443600 | 3.7979 | 19.6527 | 20.4
402 | 1447200 | 3.8 | 19.6591 | 20.4066
403 | 1450800 | 3.8021 | 19.6655 | 20.4132
404 | 1454400 | 3.8041 | 19.6719 | 20.4197
405 | 1458000 | 3.8062 | 19.6783 | 20.4263
406 | 1461600 | 3.8082 | 19.6847 | 20.4329
407 | 1465200 | 3.8103 | 19.6911 | 20.4395
408 | 1468800 | 3.8123 | 19.6975 | 20.446
409 | 1472400 | 3.8143 | 19.7039 | 20.4526
410 | 1476000 | 3.8164 | 19.7103 | 20.4591
411 | 1479600 | 3.8184 | 19.7166 | 20.4657
412 | 1483200 | 3.8204 | 19.723 | 20.4722
413 | 1486800 | 3.8224 | 19.7294 | 20.4788
414 | 1490400 | 3.8244 | 19.7357 | 20.4853
415 | 1494000 | 3.8264 | 19.7421 | 20.4918
416 | 1497600 | 3.8284 | 19.7485 | 20.4984
417 | 1501200 | 3.8304 | 19.7548 | 20.5049
418 | 1504800 | 3.8324 | 19.7612 | 20.5114
419 | 1508400 | 3.8344 | 19.7675 | 20.5179
420 | 1512000 | 3.8364 | 19.7738 | 20.5244
421 | 1515600 | 3.8384 | 19.7802 | 20.5309
422 | 1519200 | 3.8404 | 19.7865 | 20.5374
423 | 1522800 | 3.8423 | 19.7928 | 20.5439
424 | 1526400 | 3.8443 | 19.7991 | 20.5504
425 | 1530000 | 3.8463 | 19.8055 | 20.5569
426 | 1533600 | 3.8482 | 19.8118 | 20.5633
427 | 1537200 | 3.8502 | 19.8181 | 20.5698
428 | 1540800 | 3.8521 | 19.8244 | 20.5763
429 | 1544400 | 3.8541 | 19.8307 | 20.5828
430 | 1548000 | 3.856 | 19.837 | 20.5892
431 | 1551600 | 3.8579 | 19.8433 | 20.5957
432 | 1555200 | 3.8599 | 19.8496 | 20.6021
433 | 1558800 | 3.8618 | 19.8558 | 20.6086
434 | 1562400 | 3.8637 | 19.8621 | 20.615
435 | 1566000 | 3.8656 | 19.8684 | 20.6214
436 | 1569600 | 3.8676 | 19.8747 | 20.6279
437 | 1573200 | 3.8695 | 19.8809 | 20.6343
438 | 1576800 | 3.8714 | 19.8872 | 20.6407
439 | 1580400 | 3.8733 | 19.8934 | 20.6471
440 | 1584000 | 3.8752 | 19.8997 | 20.6536
441 | 1587600 | 3.8771 | 19.9059 | 20.66
442 | 1591200 | 3.8789 | 19.9122 | 20.6664
443 | 1594800 | 3.8808 | 19.9184 | 20.6728
444 | 1598400 | 3.8827 | 19.9247 | 20.6792
445 | 1602000 | 3.8846 | 19.9309 | 20.6856
446 | 1605600 | 3.8865 | 19.9371 | 20.692
447 | 1609200 | 3.8883 | 19.9434 | 20.6983
448 | 1612800 | 3.8902 | 19.9496 | 20.7047
449 | 1616400 | 3.8921 | 19.9558 | 20.7111
450 | 1620000 | 3.8939 | 19.962 | 20.7175
451 | 1623600 | 3.8958 | 19.9682 | 20.7238
452 | 1627200 | 3.8976 | 19.9744 | 20.7302
453 | 1630800 | 3.8995 | 19.9806 | 20.7365
454 | 1634400 | 3.9013 | 19.9868 | 20.7429
455 | 1638000 | 3.9031 | 19.993 | 20.7492
456 | 1641600 | 3.905 | 19.9992 | 20.7556
457 | 1645200 | 3.9068 | 20.0054 | 20.7619
458 | 1648800 | 3.9086 | 20.0116 | 20.7683
459 | 1652400 | 3.9104 | 20.0177 | 20.7746
460 | 1656000 | 3.9122 | 20.0239 | 20.7809
461 | 1659600 | 3.9141 | 20.0301 | 20.7872
462 | 1663200 | 3.9159 | 20.0362 | 20.7936
463 | 1666800 | 3.9177 | 20.0424 | 20.7999
464 | 1670400 | 3.9195 | 20.0486 | 20.8062
465 | 1674000 | 3.9213 | 20.0547 | 20.8125
466 | 1677600 | 3.9231 | 20.0609 | 20.8188
467 | 1681200 | 3.9248 | 20.067 | 20.8251
468 | 1684800 | 3.9266 | 20.0731 | 20.8314
469 | 1688400 | 3.9284 | 20.0793 | 20.8377
470 | 1692000 | 3.9302 | 20.0854 | 20.8439
471 | 1695600 | 3.932 | 20.0915 | 20.8502
472 | 1699200 | 3.9337 | 20.0977 | 20.8565
473 | 1702800 | 3.9355 | 20.1038 | 20.8628
474 | 1706400 | 3.9373 | 20.1099 | 20.869
475 | 1710000 | 3.939 | 20.116 | 20.8753
476 | 1713600 | 3.9408 | 20.1221 | 20.8816
477 | 1717200 | 3.9425 | 20.1282 | 20.8878
478 | 1720800 | 3.9443 | 20.1343 | 20.8941
479 | 1724400 | 3.946 | 20.1404 | 20.9003
480 | 1728000 | 3.9477 | 20.1465 | 20.9066
481 | 1731600 | 3.9495 | 20.1526 | 20.9128
482 | 1735200 | 3.9512 | 20.1587 | 20.919
483 | 1738800 | 3.9529 | 20.1648 | 20.9253
484 | 1742400 | 3.9547 | 20.1709 | 20.9315
485 | 1746000 | 3.9564 | 20.1769 | 20.9377
486 | 1749600 | 3.9581 | 20.183 | 20.9439
487 | 1753200 | 3.9598 | 20.1891 | 20.9501
488 | 1756800 | 3.9615 | 20.1951 | 20.9563
489 | 1760400 | 3.9632 | 20.2012 | 20.9625
490 | 1764000 | 3.9649 | 20.2073 | 20.9687
491 | 1767600 | 3.9666 | 20.2133 | 20.9749
492 | 1771200 | 3.9683 | 20.2194 | 20.9811
493 | 1774800 | 3.97 | 20.2254 | 20.9873
494 | 1778400 | 3.9717 | 20.2314 | 20.9935
495 | 1782000 | 3.9734 | 20.2375 | 20.9997
496 | 1785600 | 3.9751 | 20.2435 | 21.0059
497 | 1789200 | 3.9768 | 20.2495 | 21.012
498 | 1792800 | 3.9784 | 20.2556 | 21.0182
499 | 1796400 | 3.9801 | 20.2616 | 21.0244
500 | 1800000 | 3.9818 | 20.2676 | 21.0305
501 | 1803600 | 3.9834 | 20.2736 | 21.0367
502 | 1807200 | 3.9851 | 20.2796 | 21.0428
503 | 1810800 | 3.9868 | 20.2856 | 21.049
504 | 1814400 | 3.9884 | 20.2916 | 21.0551
505 | 1818000 | 3.9901 | 20.2976 | 21.0613
506 | 1821600 | 3.9917 | 20.3036 | 21.0674
507 | 1825200 | 3.9934 | 20.3096 | 21.0735
508 | 1828800 | 3.995 | 20.3156 | 21.0797
509 | 1832400 | 3.9966 | 20.3216 | 21.0858
510 | 1836000 | 3.9983 | 20.3276 | 21.0919
511 | 1839600 | 3.9999 | 20.3336 | 21.098
512 | 1843200 | 4.0015 | 20.3395 | 21.1041
513 | 1846800 | 4.0032 | 20.3455 | 21.1103
514 | 1850400 | 4.0048 | 20.3515 | 21.1164
515 | 1854000 | 4.0064 | 20.3574 | 21.1225
516 | 1857600 | 4.008 | 20.3634 | 21.1286
517 | 1861200 | 4.0096 | 20.3694 | 21.1346
518 | 1864800 | 4.0112 | 20.3753 | 21.1407
519 | 1868400 | 4.0128 | 20.3813 | 21.1468
520 | 1872000 | 4.0144 | 20.3872 | 21.1529
521 | 1875600 | 4.016 | 20.3931 | 21.159
522 | 1879200 | 4.0176 | 20.3991 | 21.1651
523 | 1882800 | 4.0192 | 20.405 | 21.1711
524 | 1886400 | 4.0208 | 20.411 | 21.1772
525 | 1890000 | 4.0224 | 20.4169 | 21.1833
526 | 1893600 | 4.024 | 20.4228 | 21.1893
527 | 1897200 | 4.0255 | 20.4287 | 21.1954
528 | 1900800 | 4.0271 | 20.4346 | 21.2014
529 | 1904400 | 4.0287 | 20.4406 | 21.2075
530 | 1908000 | 4.0303 | 20.4465 | 21.2135
531 | 1911600 | 4.0318 | 20.4524 | 21.2195
532 | 1915200 | 4.0334 | 20.4583 | 21.2256
533 | 1918800 | 4.035 | 20.4642 | 21.2316
534 | 1922400 | 4.0365 | 20.4701 | 21.2376
535 | 1926000 | 4.0381 | 20.476 | 21.2437
536 | 1929600 | 4.0396 | 20.4819 | 21.2497
537 | 1933200 | 4.0412 | 20.4877 | 21.2557
538 | 1936800 | 4.0427 | 20.4936 | 21.2617
539 | 1940400 | 4.0442 | 20.4995 | 21.2677
540 | 1944000 | 4.0458 | 20.5054 | 21.2737
541 | 1947600 | 4.0473 | 20.5112 | 21.2797
542 | 1951200 | 4.0489 | 20.5171 | 21.2857
543 | 1954800 | 4.0504 | 20.523 | 21.2917
544 | 1958400 | 4.0519 | 20.5288 | 21.2977
545 | 1962000 | 4.0534 | 20.5347 | 21.3037
546 | 1965600 | 4.055 | 20.5406 | 21.3097
547 | 1969200 | 4.0565 | 20.5464 | 21.3157
548 | 1972800 | 4.058 | 20.5523 | 21.3217
549 | 1976400 | 4.0595 | 20.5581 | 21.3276
550 | 1980000 | 4.061 | 20.5639 | 21.3336
551 | 1983600 | 4.0625 | 20.5698 | 21.3396
552 | 1987200 | 4.064 | 20.5756 | 21.3455
553 | 1990800 | 4.0655 | 20.5814 | 21.3515
554 | 1994400 | 4.067 | 20.5873 | 21.3574
555 | 1998000 | 4.0685 | 20.5931 | 21.3634
556 | 2001600 | 4.07 | 20.5989 | 21.3693
557 | 2005200 | 4.0715 | 20.6047 | 21.3753
558 | 2008800 | 4.073 | 20.6105 | 21.3812
559 | 2012400 | 4.0744 | 20.6164 | 21.3872
560 | 2016000 | 4.0759 | 20.6222 | 21.3931
561 | 2019600 | 4.0774 | 20.628 | 21.399
562 | 2023200 | 4.0789 | 20.6338 | 21.4049
563 | 2026800 | 4.0803 | 20.6396 | 21.4109
564 | 2030400 | 4.0818 | 20.6454 | 21.4168
565 | 2034000 | 4.0833 | 20.6512 | 21.4227
566 | 2037600 | 4.0847 | 20.6569 | 21.4286
567 | 2041200 | 4.0862 | 20.6627 | 21.4345
568 | 2044800 | 4.0877 | 20.6685 | 21.4404
569 | 2048400 | 4.0891 | 20.6743 | 21.4463
570 | 2052000 | 4.0906 | 20.6801 | 21.4522
571 | 2055600 | 4.092 | 20.6858 | 21.4581
572 | 2059200 | 4.0935 | 20.6916 | 21.464
573 | 2062800 | 4.0949 | 20.6974 | 21.4699
574 | 2066400 | 4.0963 | 20.7031 | 21.4758
575 | 2070000 | 4.0978 | 20.7089 | 21.4817
576 | 2073600 | 4.0992 | 20.7146 | 21.4875
577 | 2077200 | 4.1006 | 20.7204 | 21.4934
578 | 2080800 | 4.1021 | 20.7261 | 21.4993
579 | 2084400 | 4.1035 | 20.7319 | 21.5051
580 | 2088000 | 4.1049 | 20.7376 | 21.511
581 | 2091600 | 4.1063 | 20.7434 | 21.5169
582 | 2095200 | 4.1078 | 20.7491 | 21.5227
583 | 2098800 | 4.1092 | 20.7548 | 21.5286
584 | 2102400 | 4.1106 | 20.7605 | 21.5344
585 | 2106000 | 4.112 | 20.7663 | 21.5403
586 | 2109600 | 4.1134 | 20.772 | 21.5461
587 | 2113200 | 4.1148 | 20.7777 | 21.5519
588 | 2116800 | 4.1162 | 20.7834 | 21.5578
589 | 2120400 | 4.1176 | 20.7891 | 21.5636
590 | 2124000 | 4.119 | 20.7949 | 21.5694
591 | 2127600 | 4.1204 | 20.8006 | 21.5753
592 | 2131200 | 4.1218 | 20.8063 | 21.5811
593 | 2134800 | 4.1232 | 20.812 | 21.5869
594 | 2138400 | 4.1246 | 20.8177 | 21.5927
595 | 2142000 | 4.126 | 20.8234 | 21.5985
596 | 2145600 | 4.1273 | 20.829 | 21.6043
597 | 2149200 | 4.1287 | 20.8347 | 21.6101
598 | 2152800 | 4.1301 | 20.8404 | 21.6159
599 | 2156400 | 4.1315 | 20.8461 | 21.6217
600 | 2160000 | 4.1328 | 20.8518 | 21.6275
601 | 2163600 | 4.1342 | 20.8574 | 21.6333
602 | 2167200 | 4.1356 | 20.8631 | 21.6391
603 | 2170800 | 4.1369 | 20.8688 | 21.6449
604 | 2174400 | 4.1383 | 20.8745 | 21.6507
605 | 2178000 | 4.1397 | 20.8801 | 21.6564
606 | 2181600 | 4.141 | 20.8858 | 21.6622
607 | 2185200 | 4.1424 | 20.8914 | 21.668
608 | 2188800 | 4.1437 | 20.8971 | 21.6738
609 | 2192400 | 4.1451 | 20.9027 | 21.6795
610 | 2196000 | 4.1464 | 20.9084 | 21.6853
611 | 2199600 | 4.1478 | 20.914 | 21.691
612 | 2203200 | 4.1491 | 20.9197 | 21.6968
613 | 2206800 | 4.1504 | 20.9253 | 21.7025
614 | 2210400 | 4.1518 | 20.9309 | 21.7083
615 | 2214000 | 4.1531 | 20.9366 | 21.714
616 | 2217600 | 4.1544 | 20.9422 | 21.7198
617 | 2221200 | 4.1558 | 20.9478 | 21.7255
618 | 2224800 | 4.1571 | 20.9534 | 21.7313
619 | 2228400 | 4.1584 | 20.9591 | 21.737
620 | 2232000 | 4.1597 | 20.9647 | 21.7427
621 | 2235600 | 4.1611 | 20.9703 | 21.7484
622 | 2239200 | 4.1624 | 20.9759 | 21.7542
623 | 2242800 | 4.1637 | 20.9815 | 21.7599
624 | 2246400 | 4.165 | 20.9871 | 21.7656
625 | 2250000 | 4.1663 | 20.9927 | 21.7713
626 | 2253600 | 4.1676 | 20.9983 | 21.777
627 | 2257200 | 4.1689 | 21.0039 | 21.7827
628 | 2260800 | 4.1702 | 21.0095 | 21.7884
629 | 2264400 | 4.1715 | 21.0151 | 21.7941
630 | 2268000 | 4.1728 | 21.0207 | 21.7998
631 | 2271600 | 4.1741 | 21.0263 | 21.8055
632 | 2275200 | 4.1754 | 21.0318 | 21.8112
633 | 2278800 | 4.1767 | 21.0374 | 21.8169
634 | 2282400 | 4.178 | 21.043 | 21.8226
635 | 2286000 | 4.1793 | 21.0486 | 21.8282
636 | 2289600 | 4.1806 | 21.0541 | 21.8339
637 | 2293200 | 4.1818 | 21.0597 | 21.8396
638 | 2296800 | 4.1831 | 21.0652 | 21.8453
639 | 2300400 | 4.1844 | 21.0708 | 21.8509
640 | 2304000 | 4.1857 | 21.0764 | 21.8566
641 | 2307600 | 4.187 | 21.0819 | 21.8623
642 | 2311200 | 4.1882 | 21.0875 | 21.8679
643 | 2314800 | 4.1895 | 21.093 | 21.8736
644 | 2318400 | 4.1908 | 21.0986 | 21.8792
645 | 2322000 | 4.192 | 21.1041 | 21.8849
646 | 2325600 | 4.1933 | 21.1096 | 21.8905
647 | 2329200 | 4.1945 | 21.1152 | 21.8962
648 | 2332800 | 4.1958 | 21.1207 | 21.9018
649 | 2336400 | 4.1971 | 21.1262 | 21.9074
650 | 2340000 | 4.1983 | 21.1318 | 21.9131
651 | 2343600 | 4.1996 | 21.1373 | 21.9187
652 | 2347200 | 4.2008 | 21.1428 | 21.9243
653 | 2350800 | 4.2021 | 21.1483 | 21.93
654 | 2354400 | 4.2033 | 21.1538 | 21.9356
655 | 2358000 | 4.2045 | 21.1594 | 21.9412
656 | 2361600 | 4.2058 | 21.1649 | 21.9468
657 | 2365200 | 4.207 | 21.1704 | 21.9524
658 | 2368800 | 4.2083 | 21.1759 | 21.958
659 | 2372400 | 4.2095 | 21.1814 | 21.9636
660 | 2376000 | 4.2107 | 21.1869 | 21.9692
661 | 2379600 | 4.212 | 21.1924 | 21.9748
662 | 2383200 | 4.2132 | 21.1979 | 21.9804
663 | 2386800 | 4.2144 | 21.2034 | 21.986
664 | 2390400 | 4.2156 | 21.2088 | 21.9916
665 | 2394000 | 4.2168 | 21.2143 | 21.9972
666 | 2397600 | 4.2181 | 21.2198 | 22.0028
667 | 2401200 | 4.2193 | 21.2253 | 22.0084
668 | 2404800 | 4.2205 | 21.2308 | 22.0139
669 | 2408400 | 4.2217 | 21.2362 | 22.0195
670 | 2412000 | 4.2229 | 21.2417 | 22.0251
671 | 2415600 | 4.2241 | 21.2472 | 22.0307
672 | 2419200 | 4.2253 | 21.2526 | 22.0362
673 | 2422800 | 4.2265 | 21.2581 | 22.0418
674 | 2426400 | 4.2277 | 21.2635 | 22.0474
675 | 2430000 | 4.2289 | 21.269 | 22.0529
676 | 2433600 | 4.2301 | 21.2745 | 22.0585
677 | 2437200 | 4.2313 | 21.2799 | 22.064
678 | 2440800 | 4.2325 | 21.2854 | 22.0696
679 | 2444400 | 4.2337 | 21.2908 | 22.0751
680 | 2448000 | 4.2349 | 21.2962 | 22.0807
681 | 2451600 | 4.2361 | 21.3017 | 22.0862
682 | 2455200 | 4.2373 | 21.3071 | 22.0917
683 | 2458800 | 4.2385 | 21.3126 | 22.0973
684 | 2462400 | 4.2396 | 21.318 | 22.1028
685 | 2466000 | 4.2408 | 21.3234 | 22.1083
686 | 2469600 | 4.242 | 21.3288 | 22.1138
687 | 2473200 | 4.2432 | 21.3343 | 22.1194
688 | 2476800 | 4.2444 | 21.3397 | 22.1249
689 | 2480400 | 4.2455 | 21.3451 | 22.1304
690 | 2484000 | 4.2467 | 21.3505 | 22.1359
691 | 2487600 | 4.2479 | 21.3559 | 22.1414
692 | 2491200 | 4.249 | 21.3613 | 22.1469
693 | 2494800 | 4.2502 | 21.3667 | 22.1524
694 | 2498400 | 4.2514 | 21.3721 | 22.1579
695 | 2502000 | 4.2525 | 21.3775 | 22.1634
696 | 2505600 | 4.2537 | 21.3829 | 22.1689
697 | 2509200 | 4.2548 | 21.3883 | 22.1744
698 | 2512800 | 4.256 | 21.3937 | 22.1799
699 | 2516400 | 4.2571 | 21.3991 | 22.1854
700 | 2520000 | 4.2583 | 21.4045 | 22.1909
701 | 2523600 | 4.2594 | 21.4099 | 22.1964
702 | 2527200 | 4.2606 | 21.4153 | 22.2019
703 | 2530800 | 4.2617 | 21.4206 | 22.2073
704 | 2534400 | 4.2629 | 21.426 | 22.2128
705 | 2538000 | 4.264 | 21.4314 | 22.2183
706 | 2541600 | 4.2652 | 21.4368 | 22.2237
707 | 2545200 | 4.2663 | 21.4421 | 22.2292
708 | 2548800 | 4.2674 | 21.4475 | 22.2347
709 | 2552400 | 4.2686 | 21.4529 | 22.2401
710 | 2556000 | 4.2697 | 21.4582 | 22.2456
711 | 2559600 | 4.2708 | 21.4636 | 22.251
712 | 2563200 | 4.2719 | 21.4689 | 22.2565
713 | 2566800 | 4.2731 | 21.4743 | 22.2619
714 | 2570400 | 4.2742 | 21.4796 | 22.2674
715 | 2574000 | 4.2753 | 21.485 | 22.2728
716 | 2577600 | 4.2764 | 21.4903 | 22.2783
717 | 2581200 | 4.2776 | 21.4957 | 22.2837
718 | 2584800 | 4.2787 | 21.501 | 22.2891
719 | 2588400 | 4.2798 | 21.5063 | 22.2946
720 | 2592000 | 4.2809 | 21.5117 | 22.3
721 | 2595600 | 4.282 | 21.517 | 22.3054
722 | 2599200 | 4.2831 | 21.5223 | 22.3108
723 | 2602800 | 4.2842 | 21.5277 | 22.3163
724 | 2606400 | 4.2853 | 21.533 | 22.3217
725 | 2610000 | 4.2864 | 21.5383 | 22.3271
726 | 2613600 | 4.2875 | 21.5436 | 22.3325
727 | 2617200 | 4.2886 | 21.5489 | 22.3379
728 | 2620800 | 4.2897 | 21.5543 | 22.3433
729 | 2624400 | 4.2908 | 21.5596 | 22.3487
730 | 2628000 | 4.2919 | 21.5649 | 22.3541
731 | 2631600 | 4.293 | 21.5702 | 22.3595
732 | 2635200 | 4.2941 | 21.5755 | 22.3649
733 | 2638800 | 4.2952 | 21.5808 | 22.3703
734 | 2642400 | 4.2963 | 21.5861 | 22.3757
735 | 2646000 | 4.2974 | 21.5914 | 22.3811
736 | 2649600 | 4.2985 | 21.5967 | 22.3865
737 | 2653200 | 4.2996 | 21.602 | 22.3918
738 | 2656800 | 4.3006 | 21.6072 | 22.3972
739 | 2660400 | 4.3017 | 21.6125 | 22.4026
740 | 2664000 | 4.3028 | 21.6178 | 22.408
741 | 2667600 | 4.3039 | 21.6231 | 22.4133
742 | 2671200 | 4.3049 | 21.6284 | 22.4187
743 | 2674800 | 4.306 | 21.6336 | 22.4241
744 | 2678400 | 4.3071 | 21.6389 | 22.4294
745 | 2682000 | 4.3082 | 21.6442 | 22.4348
746 | 2685600 | 4.3092 | 21.6495 | 22.4402
747 | 2689200 | 4.3103 | 21.6547 | 22.4455
748 | 2692800 | 4.3114 | 21.66 | 22.4509
749 | 2696400 | 4.3124 | 21.6652 | 22.4562
750 | 2700000 | 4.3135 | 21.6705 | 22.4616
751 | 2703600 | 4.3145 | 21.6757 | 22.4669
752 | 2707200 | 4.3156 | 21.681 | 22.4722
753 | 2710800 | 4.3166 | 21.6863 | 22.4776
754 | 2714400 | 4.3177 | 21.6915 | 22.4829
755 | 2718000 | 4.3188 | 21.6967 | 22.4883
756 | 2721600 | 4.3198 | 21.702 | 22.4936
757 | 2725200 | 4.3209 | 21.7072 | 22.4989
758 | 2728800 | 4.3219 | 21.7125 | 22.5042
759 | 2732400 | 4.3229 | 21.7177 | 22.5096
760 | 2736000 | 4.324 | 21.7229 | 22.5149
761 | 2739600 | 4.325 | 21.7282 | 22.5202
762 | 2743200 | 4.3261 | 21.7334 | 22.5255
763 | 2746800 | 4.3271 | 21.7386 | 22.5308
764 | 2750400 | 4.3282 | 21.7438 | 22.5361
765 | 2754000 | 4.3292 | 21.7491 | 22.5414
766 | 2757600 | 4.3302 | 21.7543 | 22.5468
767 | 2761200 | 4.3313 | 21.7595 | 22.5521
768 | 2764800 | 4.3323 | 21.7647 | 22.5574
769 | 2768400 | 4.3333 | 21.7699 | 22.5627
770 | 2772000 | 4.3343 | 21.7751 | 22.5679
771 | 2775600 | 4.3354 | 21.7803 | 22.5732
772 | 2779200 | 4.3364 | 21.7855 | 22.5785
773 | 2782800 | 4.3374 | 21.7907 | 22.5838
774 | 2786400 | 4.3384 | 21.7959 | 22.5891
775 | 2790000 | 4.3395 | 21.8011 | 22.5944
776 | 2793600 | 4.3405 | 21.8063 | 22.5997
777 | 2797200 | 4.3415 | 21.8115 | 22.6049
778 | 2800800 | 4.3425 | 21.8167 | 22.6102
779 | 2804400 | 4.3435 | 21.8219 | 22.6155
780 | 2808000 | 4.3445 | 21.8271 | 22.6208
781 | 2811600 | 4.3455 | 21.8322 | 22.626
782 | 2815200 | 4.3466 | 21.8374 | 22.6313
783 | 2818800 | 4.3476 | 21.8426 | 22.6365
784 | 2822400 | 4.3486 | 21.8478 | 22.6418
785 | 2826000 | 4.3496 | 21.8529 | 22.6471
786 | 2829600 | 4.3506 | 21.8581 | 22.6523
787 | 2833200 | 4.3516 | 21.8633 | 22.6576
788 | 2836800 | 4.3526 | 21.8684 | 22.6628
789 | 2840400 | 4.3536 | 21.8736 | 22.6681
790 | 2844000 | 4.3546 | 21.8788 | 22.6733
791 | 2847600 | 4.3556 | 21.8839 | 22.6785
792 | 2851200 | 4.3566 | 21.8891 | 22.6838
793 | 2854800 | 4.3576 | 21.8942 | 22.689
794 | 2858400 | 4.3585 | 21.8994 | 22.6943
795 | 2862000 | 4.3595 | 21.9045 | 22.6995
796 | 2865600 | 4.3605 | 21.9097 | 22.7047
797 | 2869200 | 4.3615 | 21.9148 | 22.7099
798 | 2872800 | 4.3625 | 21.9199 | 22.7152
799 | 2876400 | 4.3635 | 21.9251 | 22.7204
800 | 2880000 | 4.3645 | 21.9302 | 22.7256
801 | 2883600 | 4.3654 | 21.9353 | 22.7308
802 | 2887200 | 4.3664 | 21.9405 | 22.736
803 | 2890800 | 4.3674 | 21.9456 | 22.7412
804 | 2894400 | 4.3684 | 21.9507 | 22.7465
805 | 2898000 | 4.3694 | 21.9559 | 22.7517
806 | 2901600 | 4.3703 | 21.961 | 22.7569
807 | 2905200 | 4.3713 | 21.9661 | 22.7621
808 | 2908800 | 4.3723 | 21.9712 | 22.7673
809 | 2912400 | 4.3732 | 21.9763 | 22.7725
810 | 2916000 | 4.3742 | 21.9814 | 22.7777
811 | 2919600 | 4.3752 | 21.9865 | 22.7828
812 | 2923200 | 4.3761 | 21.9917 | 22.788
813 | 2926800 | 4.3771 | 21.9968 | 22.7932
814 | 2930400 | 4.3781 | 22.0019 | 22.7984
815 | 2934000 | 4.379 | 22.007 | 22.8036
816 | 2937600 | 4.38 | 22.0121 | 22.8088
817 | 2941200 | 4.3809 | 22.0172 | 22.8139
818 | 2944800 | 4.3819 | 22.0223 | 22.8191
819 | 2948400 | 4.3828 | 22.0273 | 22.8243
820 | 2952000 | 4.3838 | 22.0324 | 22.8295
821 | 2955600 | 4.3847 | 22.0375 | 22.8346
822 | 2959200 | 4.3857 | 22.0426 | 22.8398
823 | 2962800 | 4.3866 | 22.0477 | 22.845
824 | 2966400 | 4.3876 | 22.0528 | 22.8501
825 | 2970000 | 4.3885 | 22.0578 | 22.8553
826 | 2973600 | 4.3895 | 22.0629 | 22.8604
827 | 2977200 | 4.3904 | 22.068 | 22.8656
828 | 2980800 | 4.3914 | 22.0731 | 22.8707
829 | 2984400 | 4.3923 | 22.0781 | 22.8759
830 | 2988000 | 4.3932 | 22.0832 | 22.881
831 | 2991600 | 4.3942 | 22.0883 | 22.8862
832 | 2995200 | 4.3951 | 22.0933 | 22.8913
833 | 2998800 | 4.3961 | 22.0984 | 22.8965
834 | 3002400 | 4.397 | 22.1034 | 22.9016
835 | 3006000 | 4.3979 | 22.1085 | 22.9067
836 | 3009600 | 4.3989 | 22.1136 | 22.9119
837 | 3013200 | 4.3998 | 22.1186 | 22.917
838 | 3016800 | 4.4007 | 22.1237 | 22.9221
839 | 3020400 | 4.4016 | 22.1287 | 22.9272
840 | 3024000 | 4.4026 | 22.1337 | 22.9324
841 | 3027600 | 4.4035 | 22.1388 | 22.9375
842 | 3031200 | 4.4044 | 22.1438 | 22.9426
843 | 3034800 | 4.4053 | 22.1489 | 22.9477
844 | 3038400 | 4.4063 | 22.1539 | 22.9528
845 | 3042000 | 4.4072 | 22.1589 | 22.9579
846 | 3045600 | 4.4081 | 22.164 | 22.963
847 | 3049200 | 4.409 | 22.169 | 22.9681
848 | 3052800 | 4.4099 | 22.174 | 22.9733
849 | 3056400 | 4.4108 | 22.179 | 22.9784
850 | 3060000 | 4.4117 | 22.1841 | 22.9835
851 | 3063600 | 4.4127 | 22.1891 | 22.9886
852 | 3067200 | 4.4136 | 22.1941 | 22.9936
853 | 3070800 | 4.4145 | 22.1991 | 22.9987
854 | 3074400 | 4.4154 | 22.2041 | 23.0038
855 | 3078000 | 4.4163 | 22.2091 | 23.0089
856 | 3081600 | 4.4172 | 22.2141 | 23.014
857 | 3085200 | 4.4181 | 22.2192 | 23.0191
858 | 3088800 | 4.419 | 22.2242 | 23.0242
859 | 3092400 | 4.4199 | 22.2292 | 23.0292
860 | 3096000 | 4.4208 | 22.2342 | 23.0343
861 | 3099600 | 4.4217 | 22.2392 | 23.0394
862 | 3103200 | 4.4226 | 22.2442 | 23.0445
863 | 3106800 | 4.4235 | 22.2491 | 23.0495
864 | 3110400 | 4.4244 | 22.2541 | 23.0546
865 | 3114000 | 4.4253 | 22.2591 | 23.0597
866 | 3117600 | 4.4262 | 22.2641 | 23.0647
867 | 3121200 | 4.4271 | 22.2691 | 23.0698
868 | 3124800 | 4.4279 | 22.2741 | 23.0748
869 | 3128400 | 4.4288 | 22.2791 | 23.0799
870 | 3132000 | 4.4297 | 22.284 | 23.085
871 | 3135600 | 4.4306 | 22.289 | 23.09
872 | 3139200 | 4.4315 | 22.294 | 23.0951
873 | 3142800 | 4.4324 | 22.299 | 23.1001
874 | 3146400 | 4.4333 | 22.3039 | 23.1051
875 | 3150000 | 4.4341 | 22.3089 | 23.1102
876 | 3153600 | 4.435 | 22.3139 | 23.1152
877 | 3157200 | 4.4359 | 22.3188 | 23.1203
878 | 3160800 | 4.4368 | 22.3238 | 23.1253
879 | 3164400 | 4.4376 | 22.3288 | 23.1303
880 | 3168000 | 4.4385 | 22.3337 | 23.1354
881 | 3171600 | 4.4394 | 22.3387 | 23.1404
882 | 3175200 | 4.4403 | 22.3436 | 23.1454
883 | 3178800 | 4.4411 | 22.3486 | 23.1504
884 | 3182400 | 4.442 | 22.3535 | 23.1555
885 | 3186000 | 4.4429 | 22.3585 | 23.1605
886 | 3189600 | 4.4437 | 22.3634 | 23.1655
887 | 3193200 | 4.4446 | 22.3684 | 23.1705
888 | 3196800 | 4.4455 | 22.3733 | 23.1755
889 | 3200400 | 4.4463 | 22.3782 | 23.1806
890 | 3204000 | 4.4472 | 22.3832 | 23.1856
891 | 3207600 | 4.448 | 22.3881 | 23.1906
892 | 3211200 | 4.4489 | 22.393 | 23.1956
893 | 3214800 | 4.4498 | 22.398 | 23.2006
894 | 3218400 | 4.4506 | 22.4029 | 23.2056
895 | 3222000 | 4.4515 | 22.4078 | 23.2106
896 | 3225600 | 4.4523 | 22.4127 | 23.2156
897 | 3229200 | 4.4532 | 22.4177 | 23.2206
898 | 3232800 | 4.454 | 22.4226 | 23.2256
899 | 3236400 | 4.4549 | 22.4275 | 23.2305
900 | 3240000 | 4.4557 | 22.4324 | 23.2355
901 | 3243600 | 4.4566 | 22.4373 | 23.2405
902 | 3247200 | 4.4574 | 22.4422 | 23.2455
903 | 3250800 | 4.4583 | 22.4472 | 23.2505
904 | 3254400 | 4.4591 | 22.4521 | 23.2555
905 | 3258000 | 4.46 | 22.457 | 23.2604
906 | 3261600 | 4.4608 | 22.4619 | 23.2654
907 | 3265200 | 4.4617 | 22.4668 | 23.2704
908 | 3268800 | 4.4625 | 22.4717 | 23.2754
909 | 3272400 | 4.4633 | 22.4766 | 23.2803
910 | 3276000 | 4.4642 | 22.4815 | 23.2853
911 | 3279600 | 4.465 | 22.4864 | 23.2903
912 | 3283200 | 4.4659 | 22.4912 | 23.2952
913 | 3286800 | 4.4667 | 22.4961 | 23.3002
914 | 3290400 | 4.4675 | 22.501 | 23.3051
915 | 3294000 | 4.4684 | 22.5059 | 23.3101
916 | 3297600 | 4.4692 | 22.5108 | 23.315
917 | 3301200 | 4.47 | 22.5157 | 23.32
918 | 3304800 | 4.4708 | 22.5205 | 23.3249
919 | 3308400 | 4.4717 | 22.5254 | 23.3299
920 | 3312000 | 4.4725 | 22.5303 | 23.3348
921 | 3315600 | 4.4733 | 22.5352 | 23.3398
922 | 3319200 | 4.4742 | 22.54 | 23.3447
923 | 3322800 | 4.475 | 22.5449 | 23.3496
924 | 3326400 | 4.4758 | 22.5498 | 23.3546
925 | 3330000 | 4.4766 | 22.5546 | 23.3595
926 | 3333600 | 4.4774 | 22.5595 | 23.3645
927 | 3337200 | 4.4783 | 22.5644 | 23.3694
928 | 3340800 | 4.4791 | 22.5692 | 23.3743
929 | 3344400 | 4.4799 | 22.5741 | 23.3792
930 | 3348000 | 4.4807 | 22.5789 | 23.3842
931 | 3351600 | 4.4815 | 22.5838 | 23.3891
932 | 3355200 | 4.4823 | 22.5886 | 23.394
933 | 3358800 | 4.4832 | 22.5935 | 23.3989
934 | 3362400 | 4.484 | 22.5983 | 23.4038
935 | 3366000 | 4.4848 | 22.6032 | 23.4087
936 | 3369600 | 4.4856 | 22.608 | 23.4137
937 | 3373200 | 4.4864 | 22.6129 | 23.4186
938 | 3376800 | 4.4872 | 22.6177 | 23.4235
939 | 3380400 | 4.488 | 22.6225 | 23.4284
940 | 3384000 | 4.4888 | 22.6274 | 23.4333
941 | 3387600 | 4.4896 | 22.6322 | 23.4382
942 | 3391200 | 4.4904 | 22.637 | 23.4431
943 | 3394800 | 4.4912 | 22.6419 | 23.448
944 | 3398400 | 4.492 | 22.6467 | 23.4529
945 | 3402000 | 4.4928 | 22.6515 | 23.4578
946 | 3405600 | 4.4936 | 22.6563 | 23.4627
947 | 3409200 | 4.4944 | 22.6612 | 23.4675
948 | 3412800 | 4.4952 | 22.666 | 23.4724
949 | 3416400 | 4.496 | 22.6708 | 23.4773
950 | 3420000 | 4.4968 | 22.6756 | 23.4822
951 | 3423600 | 4.4976 | 22.6804 | 23.4871
952 | 3427200 | 4.4984 | 22.6852 | 23.492
953 | 3430800 | 4.4992 | 22.69 | 23.4968
954 | 3434400 | 4.5 | 22.6948 | 23.5017
955 | 3438000 | 4.5008 | 22.6997 | 23.5066
956 | 3441600 | 4.5016 | 22.7045 | 23.5114
957 | 3445200 | 4.5023 | 22.7093 | 23.5163
958 | 3448800 | 4.5031 | 22.7141 | 23.5212
959 | 3452400 | 4.5039 | 22.7189 | 23.526
960 | 3456000 | 4.5047 | 22.7237 | 23.5309
961 | 3459600 | 4.5055 | 22.7284 | 23.5358
962 | 3463200 | 4.5063 | 22.7332 | 23.5406
963 | 3466800 | 4.5071 | 22.738 | 23.5455
964 | 3470400 | 4.5078 | 22.7428 | 23.5503
965 | 3474000 | 4.5086 | 22.7476 | 23.5552
966 | 3477600 | 4.5094 | 22.7524 | 23.56
967 | 3481200 | 4.5102 | 22.7572 | 23.5649
968 | 3484800 | 4.5109 | 22.762 | 23.5697
969 | 3488400 | 4.5117 | 22.7667 | 23.5746
970 | 3492000 | 4.5125 | 22.7715 | 23.5794
971 | 3495600 | 4.5133 | 22.7763 | 23.5843
972 | 3499200 | 4.514 | 22.7811 | 23.5891
973 | 3502800 | 4.5148 | 22.7858 | 23.5939
974 | 3506400 | 4.5156 | 22.7906 | 23.5988
975 | 3510000 | 4.5163 | 22.7954 | 23.6036
976 | 3513600 | 4.5171 | 22.8001 | 23.6084
977 | 3517200 | 4.5179 | 22.8049 | 23.6133
978 | 3520800 | 4.5187 | 22.8097 | 23.6181
979 | 3524400 | 4.5194 | 22.8144 | 23.6229
980 | 3528000 | 4.5202 | 22.8192 | 23.6277
981 | 3531600 | 4.5209 | 22.8239 | 23.6326
982 | 3535200 | 4.5217 | 22.8287 | 23.6374
983 | 3538800 | 4.5225 | 22.8334 | 23.6422
984 | 3542400 | 4.5232 | 22.8382 | 23.647
985 | 3546000 | 4.524 | 22.8429 | 23.6518
986 | 3549600 | 4.5247 | 22.8477 | 23.6566
987 | 3553200 | 4.5255 | 22.8524 | 23.6614
988 | 3556800 | 4.5263 | 22.8572 | 23.6662
989 | 3560400 | 4.527 | 22.8619 | 23.6711
990 | 3564000 | 4.5278 | 22.8666 | 23.6759
991 | 3567600 | 4.5285 | 22.8714 | 23.6807
992 | 3571200 | 4.5293 | 22.8761 | 23.6855
993 | 3574800 | 4.53 | 22.8809 | 23.6903
994 | 3578400 | 4.5308 | 22.8856 | 23.695
995 | 3582000 | 4.5315 | 22.8903 | 23.6998
996 | 3585600 | 4.5323 | 22.895 | 23.7046
997 | 3589200 | 4.533 | 22.8998 | 23.7094
998 | 3592800 | 4.5338 | 22.9045 | 23.7142
999 | 3596400 | 4.5345 | 22.9092 | 23.719
1000 | 3600000 | 4.5353 | 22.9139 | 23.7238
1001 | 3603600 | 4.536 | 22.9187 | 23.7286
1002 | 3607200 | 4.5368 | 22.9234 | 23.7333
1003 | 3610800 | 4.5375 | 22.9281 | 23.7381
1004 | 3614400 | 4.5382 | 22.9328 | 23.7429
1005 | 3618000 | 4.539 | 22.9375 | 23.7477
1006 | 3621600 | 4.5397 | 22.9422 | 23.7524
1007 | 3625200 | 4.5405 | 22.9469 | 23.7572
1008 | 3628800 | 4.5412 | 22.9516 | 23.762
1009 | 3632400 | 4.5419 | 22.9563 | 23.7667
1010 | 3636000 | 4.5427 | 22.961 | 23.7715
1011 | 3639600 | 4.5434 | 22.9657 | 23.7763
1012 | 3643200 | 4.5441 | 22.9704 | 23.781
1013 | 3646800 | 4.5449 | 22.9751 | 23.7858
1014 | 3650400 | 4.5456 | 22.9798 | 23.7906
1015 | 3654000 | 4.5463 | 22.9845 | 23.7953
1016 | 3657600 | 4.5471 | 22.9892 | 23.8001
1017 | 3661200 | 4.5478 | 22.9939 | 23.8048
1018 | 3664800 | 4.5485 | 22.9986 | 23.8096
1019 | 3668400 | 4.5492 | 23.0033 | 23.8143
1020 | 3672000 | 4.55 | 23.008 | 23.8191
1021 | 3675600 | 4.5507 | 23.0127 | 23.8238
1022 | 3679200 | 4.5514 | 23.0173 | 23.8285
1023 | 3682800 | 4.5521 | 23.022 | 23.8333
1024 | 3686400 | 4.5529 | 23.0267 | 23.838
1025 | 3690000 | 4.5536 | 23.0314 | 23.8428
1026 | 3693600 | 4.5543 | 23.036 | 23.8475
1027 | 3697200 | 4.555 | 23.0407 | 23.8522
1028 | 3700800 | 4.5558 | 23.0454 | 23.857
1029 | 3704400 | 4.5565 | 23.0501 | 23.8617
1030 | 3708000 | 4.5572 | 23.0547 | 23.8664
1031 | 3711600 | 4.5579 | 23.0594 | 23.8711
1032 | 3715200 | 4.5586 | 23.064 | 23.8759
1033 | 3718800 | 4.5593 | 23.0687 | 23.8806
1034 | 3722400 | 4.5601 | 23.0734 | 23.8853
1035 | 3726000 | 4.5608 | 23.078 | 23.89
1036 | 3729600 | 4.5615 | 23.0827 | 23.8947
1037 | 3733200 | 4.5622 | 23.0873 | 23.8995
1038 | 3736800 | 4.5629 | 23.092 | 23.9042
1039 | 3740400 | 4.5636 | 23.0966 | 23.9089
1040 | 3744000 | 4.5643 | 23.1013 | 23.9136
1041 | 3747600 | 4.565 | 23.1059 | 23.9183
1042 | 3751200 | 4.5657 | 23.1106 | 23.923
1043 | 3754800 | 4.5664 | 23.1152 | 23.9277
1044 | 3758400 | 4.5671 | 23.1199 | 23.9324
1045 | 3762000 | 4.5679 | 23.1245 | 23.9371
1046 | 3765600 | 4.5686 | 23.1291 | 23.9418
1047 | 3769200 | 4.5693 | 23.1338 | 23.9465
1048 | 3772800 | 4.57 | 23.1384 | 23.9512
1049 | 3776400 | 4.5707 | 23.1431 | 23.9559
1050 | 3780000 | 4.5714 | 23.1477 | 23.9606
1051 | 3783600 | 4.5721 | 23.1523 | 23.9653
1052 | 3787200 | 4.5728 | 23.1569 | 23.97
1053 | 3790800 | 4.5735 | 23.1616 | 23.9746
1054 | 3794400 | 4.5742 | 23.1662 | 23.9793
1055 | 3798000 | 4.5748 | 23.1708 | 23.984
1056 | 3801600 | 4.5755 | 23.1754 | 23.9887
1057 | 3805200 | 4.5762 | 23.1801 | 23.9934
1058 | 3808800 | 4.5769 | 23.1847 | 23.998
1059 | 3812400 | 4.5776 | 23.1893 | 24.0027
1060 | 3816000 | 4.5783 | 23.1939 | 24.0074
1061 | 3819600 | 4.579 | 23.1985 | 24.0121
1062 | 3823200 | 4.5797 | 23.2031 | 24.0167
1063 | 3826800 | 4.5804 | 23.2077 | 24.0214
1064 | 3830400 | 4.5811 | 23.2123 | 24.0261
1065 | 3834000 | 4.5818 | 23.2169 | 24.0307
1066 | 3837600 | 4.5825 | 23.2216 | 24.0354
1067 | 3841200 | 4.5831 | 23.2262 | 24.04
1068 | 3844800 | 4.5838 | 23.2308 | 24.0447
1069 | 3848400 | 4.5845 | 23.2354 | 24.0494
1070 | 3852000 | 4.5852 | 23.24 | 24.054
1071 | 3855600 | 4.5859 | 23.2445 | 24.0587
1072 | 3859200 | 4.5866 | 23.2491 | 24.0633
1073 | 3862800 | 4.5872 | 23.2537 | 24.068
1074 | 3866400 | 4.5879 | 23.2583 | 24.0726
1075 | 3870000 | 4.5886 | 23.2629 | 24.0773
1076 | 3873600 | 4.5893 | 23.2675 | 24.0819
1077 | 3877200 | 4.59 | 23.2721 | 24.0866
1078 | 3880800 | 4.5906 | 23.2767 | 24.0912
1079 | 3884400 | 4.5913 | 23.2813 | 24.0958
1080 | 3888000 | 4.592 | 23.2858 | 24.1005
1081 | 3891600 | 4.5927 | 23.2904 | 24.1051
1082 | 3895200 | 4.5933 | 23.295 | 24.1097
1083 | 3898800 | 4.594 | 23.2996 | 24.1144
1084 | 3902400 | 4.5947 | 23.3041 | 24.119
1085 | 3906000 | 4.5953 | 23.3087 | 24.1236
1086 | 3909600 | 4.596 | 23.3133 | 24.1283
1087 | 3913200 | 4.5967 | 23.3178 | 24.1329
1088 | 3916800 | 4.5974 | 23.3224 | 24.1375
1089 | 3920400 | 4.598 | 23.327 | 24.1421
1090 | 3924000 | 4.5987 | 23.3315 | 24.1468
1091 | 3927600 | 4.5994 | 23.3361 | 24.1514
1092 | 3931200 | 4.6 | 23.3407 | 24.156
1093 | 3934800 | 4.6007 | 23.3452 | 24.1606
1094 | 3938400 | 4.6014 | 23.3498 | 24.1652
1095 | 3942000 | 4.602 | 23.3543 | 24.1698
1096 | 3945600 | 4.6027 | 23.3589 | 24.1744
1097 | 3949200 | 4.6033 | 23.3634 | 24.179
1098 | 3952800 | 4.604 | 23.368 | 24.1836
1099 | 3956400 | 4.6047 | 23.3725 | 24.1883
1100 | 3960000 | 4.6053 | 23.3771 | 24.1929
1101 | 3963600 | 4.606 | 23.3816 | 24.1975
1102 | 3967200 | 4.6066 | 23.3862 | 24.2021
1103 | 3970800 | 4.6073 | 23.3907 | 24.2067
1104 | 3974400 | 4.608 | 23.3953 | 24.2113
1105 | 3978000 | 4.6086 | 23.3998 | 24.2158
1106 | 3981600 | 4.6093 | 23.4043 | 24.2204
1107 | 3985200 | 4.6099 | 23.4089 | 24.225
1108 | 3988800 | 4.6106 | 23.4134 | 24.2296
1109 | 3992400 | 4.6112 | 23.4179 | 24.2342
1110 | 3996000 | 4.6119 | 23.4225 | 24.2388
1111 | 3999600 | 4.6125 | 23.427 | 24.2434
1112 | 4003200 | 4.6132 | 23.4315 | 24.248
1113 | 4006800 | 4.6138 | 23.4361 | 24.2525
1114 | 4010400 | 4.6145 | 23.4406 | 24.2571
1115 | 4014000 | 4.6151 | 23.4451 | 24.2617
1116 | 4017600 | 4.6158 | 23.4496 | 24.2663
1117 | 4021200 | 4.6164 | 23.4541 | 24.2708
1118 | 4024800 | 4.6171 | 23.4587 | 24.2754
1119 | 4028400 | 4.6177 | 23.4632 | 24.28
1120 | 4032000 | 4.6184 | 23.4677 | 24.2846
1121 | 4035600 | 4.619 | 23.4722 | 24.2891
1122 | 4039200 | 4.6197 | 23.4767 | 24.2937
1123 | 4042800 | 4.6203 | 23.4812 | 24.2983
1124 | 4046400 | 4.6209 | 23.4857 | 24.3028
1125 | 4050000 | 4.6216 | 23.4902 | 24.3074
1126 | 4053600 | 4.6222 | 23.4947 | 24.3119
1127 | 4057200 | 4.6229 | 23.4992 | 24.3165
1128 | 4060800 | 4.6235 | 23.5038 | 24.3211
1129 | 4064400 | 4.6241 | 23.5083 | 24.3256
1130 | 4068000 | 4.6248 | 23.5128 | 24.3302
1131 | 4071600 | 4.6254 | 23.5172 | 24.3347
1132 | 4075200 | 4.626 | 23.5217 | 24.3393
1133 | 4078800 | 4.6267 | 23.5262 | 24.3438
1134 | 4082400 | 4.6273 | 23.5307 | 24.3484
1135 | 4086000 | 4.6279 | 23.5352 | 24.3529
1136 | 4089600 | 4.6286 | 23.5397 | 24.3574
1137 | 4093200 | 4.6292 | 23.5442 | 24.362
1138 | 4096800 | 4.6298 | 23.5487 | 24.3665
1139 | 4100400 | 4.6305 | 23.5532 | 24.3711
1140 | 4104000 | 4.6311 | 23.5577 | 24.3756
1141 | 4107600 | 4.6317 | 23.5621 | 24.3801
1142 | 4111200 | 4.6324 | 23.5666 | 24.3847
1143 | 4114800 | 4.633 | 23.5711 | 24.3892
1144 | 4118400 | 4.6336 | 23.5756 | 24.3937
1145 | 4122000 | 4.6342 | 23.58 | 24.3983
1146 | 4125600 | 4.6349 | 23.5845 | 24.4028
1147 | 4129200 | 4.6355 | 23.589 | 24.4073
1148 | 4132800 | 4.6361 | 23.5935 | 24.4118
1149 | 4136400 | 4.6367 | 23.5979 | 24.4163
1150 | 4140000 | 4.6374 | 23.6024 | 24.4209
1151 | 4143600 | 4.638 | 23.6069 | 24.4254
1152 | 4147200 | 4.6386 | 23.6113 | 24.4299
1153 | 4150800 | 4.6392 | 23.6158 | 24.4344
1154 | 4154400 | 4.6399 | 23.6202 | 24.4389
1155 | 4158000 | 4.6405 | 23.6247 | 24.4434
1156 | 4161600 | 4.6411 | 23.6292 | 24.448
1157 | 4165200 | 4.6417 | 23.6336 | 24.4525
1158 | 4168800 | 4.6423 | 23.6381 | 24.457
1159 | 4172400 | 4.6429 | 23.6425 | 24.4615
1160 | 4176000 | 4.6436 | 23.647 | 24.466
1161 | 4179600 | 4.6442 | 23.6514 | 24.4705
1162 | 4183200 | 4.6448 | 23.6559 | 24.475
1163 | 4186800 | 4.6454 | 23.6603 | 24.4795
1164 | 4190400 | 4.646 | 23.6648 | 24.484
1165 | 4194000 | 4.6466 | 23.6692 | 24.4885
1166 | 4197600 | 4.6472 | 23.6737 | 24.493
1167 | 4201200 | 4.6479 | 23.6781 | 24.4975
1168 | 4204800 | 4.6485 | 23.6825 | 24.5019
1169 | 4208400 | 4.6491 | 23.687 | 24.5064
1170 | 4212000 | 4.6497 | 23.6914 | 24.5109
1171 | 4215600 | 4.6503 | 23.6958 | 24.5154
1172 | 4219200 | 4.6509 | 23.7003 | 24.5199
1173 | 4222800 | 4.6515 | 23.7047 | 24.5244
1174 | 4226400 | 4.6521 | 23.7091 | 24.5289
1175 | 4230000 | 4.6527 | 23.7136 | 24.5333
1176 | 4233600 | 4.6533 | 23.718 | 24.5378
1177 | 4237200 | 4.6539 | 23.7224 | 24.5423
1178 | 4240800 | 4.6545 | 23.7268 | 24.5468
1179 | 4244400 | 4.6551 | 23.7313 | 24.5512
1180 | 4248000 | 4.6557 | 23.7357 | 24.5557
1181 | 4251600 | 4.6563 | 23.7401 | 24.5602
1182 | 4255200 | 4.6569 | 23.7445 | 24.5647
1183 | 4258800 | 4.6575 | 23.7489 | 24.5691
1184 | 4262400 | 4.6581 | 23.7534 | 24.5736
1185 | 4266000 | 4.6587 | 23.7578 | 24.5781
1186 | 4269600 | 4.6593 | 23.7622 | 24.5825
1187 | 4273200 | 4.6599 | 23.7666 | 24.587
1188 | 4276800 | 4.6605 | 23.771 | 24.5914
1189 | 4280400 | 4.6611 | 23.7754 | 24.5959
1190 | 4284000 | 4.6617 | 23.7798 | 24.6003
1191 | 4287600 | 4.6623 | 23.7842 | 24.6048
1192 | 4291200 | 4.6629 | 23.7886 | 24.6093
1193 | 4294800 | 4.6635 | 23.793 | 24.6137
1194 | 4298400 | 4.6641 | 23.7974 | 24.6182
1195 | 4302000 | 4.6647 | 23.8018 | 24.6226
1196 | 4305600 | 4.6653 | 23.8062 | 24.6271
1197 | 4309200 | 4.6659 | 23.8106 | 24.6315
1198 | 4312800 | 4.6665 | 23.815 | 24.6359
1199 | 4316400 | 4.6671 | 23.8194 | 24.6404
1200 | 4320000 | 4.6677 | 23.8238 | 24.6448
1201 | 4323600 | 4.6682 | 23.8282 | 24.6493
1202 | 4327200 | 4.6688 | 23.8326 | 24.6537
1203 | 4330800 | 4.6694 | 23.837 | 24.6581
1204 | 4334400 | 4.67 | 23.8413 | 24.6626
1205 | 4338000 | 4.6706 | 23.8457 | 24.667
1206 | 4341600 | 4.6712 | 23.8501 | 24.6714
1207 | 4345200 | 4.6718 | 23.8545 | 24.6759
1208 | 4348800 | 4.6723 | 23.8589 | 24.6803
1209 | 4352400 | 4.6729 | 23.8632 | 24.6847
1210 | 4356000 | 4.6735 | 23.8676 | 24.6892
1211 | 4359600 | 4.6741 | 23.872 | 24.6936
1212 | 4363200 | 4.6747 | 23.8764 | 24.698
1213 | 4366800 | 4.6753 | 23.8807 | 24.7024
1214 | 4370400 | 4.6758 | 23.8851 | 24.7068
1215 | 4374000 | 4.6764 | 23.8895 | 24.7113
1216 | 4377600 | 4.677 | 23.8939 | 24.7157
1217 | 4381200 | 4.6776 | 23.8982 | 24.7201
1218 | 4384800 | 4.6782 | 23.9026 | 24.7245
1219 | 4388400 | 4.6787 | 23.9069 | 24.7289
1220 | 4392000 | 4.6793 | 23.9113 | 24.7333
1221 | 4395600 | 4.6799 | 23.9157 | 24.7377
1222 | 4399200 | 4.6805 | 23.92 | 24.7421
1223 | 4402800 | 4.681 | 23.9244 | 24.7466
1224 | 4406400 | 4.6816 | 23.9287 | 24.751
1225 | 4410000 | 4.6822 | 23.9331 | 24.7554
1226 | 4413600 | 4.6828 | 23.9375 | 24.7598
1227 | 4417200 | 4.6833 | 23.9418 | 24.7642
1228 | 4420800 | 4.6839 | 23.9462 | 24.7686
1229 | 4424400 | 4.6845 | 23.9505 | 24.773
1230 | 4428000 | 4.685 | 23.9548 | 24.7774
1231 | 4431600 | 4.6856 | 23.9592 | 24.7817
1232 | 4435200 | 4.6862 | 23.9635 | 24.7861
1233 | 4438800 | 4.6868 | 23.9679 | 24.7905
1234 | 4442400 | 4.6873 | 23.9722 | 24.7949
1235 | 4446000 | 4.6879 | 23.9766 | 24.7993
1236 | 4449600 | 4.6885 | 23.9809 | 24.8037
1237 | 4453200 | 4.689 | 23.9852 | 24.8081
1238 | 4456800 | 4.6896 | 23.9896 | 24.8125
1239 | 4460400 | 4.6902 | 23.9939 | 24.8168
1240 | 4464000 | 4.6907 | 23.9982 | 24.8212
1241 | 4467600 | 4.6913 | 24.0026 | 24.8256
1242 | 4471200 | 4.6918 | 24.0069 | 24.83
1243 | 4474800 | 4.6924 | 24.0112 | 24.8344
1244 | 4478400 | 4.693 | 24.0156 | 24.8387
1245 | 4482000 | 4.6935 | 24.0199 | 24.8431
1246 | 4485600 | 4.6941 | 24.0242 | 24.8475
1247 | 4489200 | 4.6947 | 24.0285 | 24.8518
1248 | 4492800 | 4.6952 | 24.0329 | 24.8562
1249 | 4496400 | 4.6958 | 24.0372 | 24.8606
1250 | 4500000 | 4.6963 | 24.0415 | 24.865
1251 | 4503600 | 4.6969 | 24.0458 | 24.8693
1252 | 4507200 | 4.6975 | 24.0501 | 24.8737
1253 | 4510800 | 4.698 | 24.0544 | 24.878
1254 | 4514400 | 4.6986 | 24.0588 | 24.8824
1255 | 4518000 | 4.6991 | 24.0631 | 24.8868
1256 | 4521600 | 4.6997 | 24.0674 | 24.8911
1257 | 4525200 | 4.7002 | 24.0717 | 24.8955
1258 | 4528800 | 4.7008 | 24.076 | 24.8998
1259 | 4532400 | 4.7013 | 24.0803 | 24.9042
1260 | 4536000 | 4.7019 | 24.0846 | 24.9085
1261 | 4539600 | 4.7024 | 24.0889 | 24.9129
1262 | 4543200 | 4.703 | 24.0932 | 24.9172
1263 | 4546800 | 4.7035 | 24.0975 | 24.9216
1264 | 4550400 | 4.7041 | 24.1018 | 24.9259
1265 | 4554000 | 4.7046 | 24.1061 | 24.9303
1266 | 4557600 | 4.7052 | 24.1104 | 24.9346
1267 | 4561200 | 4.7057 | 24.1147 | 24.939
1268 | 4564800 | 4.7063 | 24.119 | 24.9433
1269 | 4568400 | 4.7068 | 24.1233 | 24.9476
1270 | 4572000 | 4.7074 | 24.1276 | 24.952
1271 | 4575600 | 4.7079 | 24.1319 | 24.9563
1272 | 4579200 | 4.7085 | 24.1362 | 24.9606
1273 | 4582800 | 4.709 | 24.1404 | 24.965
1274 | 4586400 | 4.7096 | 24.1447 | 24.9693
1275 | 4590000 | 4.7101 | 24.149 | 24.9736
1276 | 4593600 | 4.7107 | 24.1533 | 24.978
1277 | 4597200 | 4.7112 | 24.1576 | 24.9823
1278 | 4600800 | 4.7118 | 24.1619 | 24.9866
1279 | 4604400 | 4.7123 | 24.1661 | 24.9909
1280 | 4608000 | 4.7128 | 24.1704 | 24.9953
1281 | 4611600 | 4.7134 | 24.1747 | 24.9996
1282 | 4615200 | 4.7139 | 24.179 | 25.0039
1283 | 4618800 | 4.7145 | 24.1832 | 25.0082
1284 | 4622400 | 4.715 | 24.1875 | 25.0125
1285 | 4626000 | 4.7155 | 24.1918 | 25.0169
1286 | 4629600 | 4.7161 | 24.196 | 25.0212
1287 | 4633200 | 4.7166 | 24.2003 | 25.0255
1288 | 4636800 | 4.7171 | 24.2046 | 25.0298
1289 | 4640400 | 4.7177 | 24.2088 | 25.0341
1290 | 4644000 | 4.7182 | 24.2131 | 25.0384
1291 | 4647600 | 4.7188 | 24.2174 | 25.0427
1292 | 4651200 | 4.7193 | 24.2216 | 25.047
1293 | 4654800 | 4.7198 | 24.2259 | 25.0513
1294 | 4658400 | 4.7204 | 24.2301 | 25.0556
1295 | 4662000 | 4.7209 | 24.2344 | 25.0599
1296 | 4665600 | 4.7214 | 24.2387 | 25.0642
1297 | 4669200 | 4.722 | 24.2429 | 25.0685
1298 | 4672800 | 4.7225 | 24.2472 | 25.0728
1299 | 4676400 | 4.723 | 24.2514 | 25.0771
1300 | 4680000 | 4.7236 | 24.2557 | 25.0814
1301 | 4683600 | 4.7241 | 24.2599 | 25.0857
1302 | 4687200 | 4.7246 | 24.2642 | 25.09
1303 | 4690800 | 4.7251 | 24.2684 | 25.0943
1304 | 4694400 | 4.7257 | 24.2727 | 25.0986
1305 | 4698000 | 4.7262 | 24.2769 | 25.1029
1306 | 4701600 | 4.7267 | 24.2811 | 25.1072
1307 | 4705200 | 4.7273 | 24.2854 | 25.1114
1308 | 4708800 | 4.7278 | 24.2896 | 25.1157
1309 | 4712400 | 4.7283 | 24.2939 | 25.12
1310 | 4716000 | 4.7288 | 24.2981 | 25.1243
1311 | 4719600 | 4.7294 | 24.3023 | 25.1286
1312 | 4723200 | 4.7299 | 24.3066 | 25.1329
1313 | 4726800 | 4.7304 | 24.3108 | 25.1371
1314 | 4730400 | 4.7309 | 24.315 | 25.1414
1315 | 4734000 | 4.7315 | 24.3193 | 25.1457
1316 | 4737600 | 4.732 | 24.3235 | 25.1499
1317 | 4741200 | 4.7325 | 24.3277 | 25.1542
1318 | 4744800 | 4.733 | 24.3319 | 25.1585
1319 | 4748400 | 4.7335 | 24.3362 | 25.1628
1320 | 4752000 | 4.7341 | 24.3404 | 25.167
1321 | 4755600 | 4.7346 | 24.3446 | 25.1713
1322 | 4759200 | 4.7351 | 24.3488 | 25.1756
1323 | 4762800 | 4.7356 | 24.353 | 25.1798
1324 | 4766400 | 4.7361 | 24.3573 | 25.1841
1325 | 4770000 | 4.7367 | 24.3615 | 25.1883
1326 | 4773600 | 4.7372 | 24.3657 | 25.1926
1327 | 4777200 | 4.7377 | 24.3699 | 25.1969
1328 | 4780800 | 4.7382 | 24.3741 | 25.2011
1329 | 4784400 | 4.7387 | 24.3783 | 25.2054
1330 | 4788000 | 4.7392 | 24.3825 | 25.2096
1331 | 4791600 | 4.7397 | 24.3868 | 25.2139
1332 | 4795200 | 4.7403 | 24.391 | 25.2181
1333 | 4798800 | 4.7408 | 24.3952 | 25.2224
1334 | 4802400 | 4.7413 | 24.3994 | 25.2266
1335 | 4806000 | 4.7418 | 24.4036 | 25.2309
1336 | 4809600 | 4.7423 | 24.4078 | 25.2351
1337 | 4813200 | 4.7428 | 24.412 | 25.2394
1338 | 4816800 | 4.7433 | 24.4162 | 25.2436
1339 | 4820400 | 4.7438 | 24.4204 | 25.2478
1340 | 4824000 | 4.7444 | 24.4246 | 25.2521
1341 | 4827600 | 4.7449 | 24.4288 | 25.2563
1342 | 4831200 | 4.7454 | 24.433 | 25.2606
1343 | 4834800 | 4.7459 | 24.4372 | 25.2648
1344 | 4838400 | 4.7464 | 24.4413 | 25.269
1345 | 4842000 | 4.7469 | 24.4455 | 25.2733
1346 | 4845600 | 4.7474 | 24.4497 | 25.2775
1347 | 4849200 | 4.7479 | 24.4539 | 25.2817
1348 | 4852800 | 4.7484 | 24.4581 | 25.286
1349 | 4856400 | 4.7489 | 24.4623 | 25.2902
1350 | 4860000 | 4.7494 | 24.4665 | 25.2944
1351 | 4863600 | 4.7499 | 24.4707 | 25.2986
1352 | 4867200 | 4.7504 | 24.4748 | 25.3029
1353 | 4870800 | 4.7509 | 24.479 | 25.3071
1354 | 4874400 | 4.7514 | 24.4832 | 25.3113
1355 | 4878000 | 4.7519 | 24.4874 | 25.3155
1356 | 4881600 | 4.7524 | 24.4916 | 25.3197
1357 | 4885200 | 4.7529 | 24.4957 | 25.324
1358 | 4888800 | 4.7534 | 24.4999 | 25.3282
1359 | 4892400 | 4.7539 | 24.5041 | 25.3324
1360 | 4896000 | 4.7544 | 24.5082 | 25.3366
1361 | 4899600 | 4.7549 | 24.5124 | 25.3408
1362 | 4903200 | 4.7554 | 24.5166 | 25.345
1363 | 4906800 | 4.7559 | 24.5208 | 25.3492
1364 | 4910400 | 4.7564 | 24.5249 | 25.3535
1365 | 4914000 | 4.7569 | 24.5291 | 25.3577
1366 | 4917600 | 4.7574 | 24.5332 | 25.3619
1367 | 4921200 | 4.7579 | 24.5374 | 25.3661
1368 | 4924800 | 4.7584 | 24.5416 | 25.3703
1369 | 4928400 | 4.7589 | 24.5457 | 25.3745
1370 | 4932000 | 4.7594 | 24.5499 | 25.3787
1371 | 4935600 | 4.7599 | 24.554 | 25.3829
1372 | 4939200 | 4.7604 | 24.5582 | 25.3871
1373 | 4942800 | 4.7609 | 24.5624 | 25.3913
1374 | 4946400 | 4.7614 | 24.5665 | 25.3955
1375 | 4950000 | 4.7619 | 24.5707 | 25.3997
1376 | 4953600 | 4.7624 | 24.5748 | 25.4038
1377 | 4957200 | 4.7629 | 24.579 | 25.408
1378 | 4960800 | 4.7634 | 24.5831 | 25.4122
1379 | 4964400 | 4.7639 | 24.5873 | 25.4164
1380 | 4968000 | 4.7643 | 24.5914 | 25.4206
1381 | 4971600 | 4.7648 | 24.5956 | 25.4248
1382 | 4975200 | 4.7653 | 24.5997 | 25.429
1383 | 4978800 | 4.7658 | 24.6038 | 25.4332
1384 | 4982400 | 4.7663 | 24.608 | 25.4373
1385 | 4986000 | 4.7668 | 24.6121 | 25.4415
1386 | 4989600 | 4.7673 | 24.6163 | 25.4457
1387 | 4993200 | 4.7678 | 24.6204 | 25.4499
1388 | 4996800 | 4.7683 | 24.6245 | 25.4541
1389 | 5000400 | 4.7687 | 24.6287 | 25.4582
1390 | 5004000 | 4.7692 | 24.6328 | 25.4624
1391 | 5007600 | 4.7697 | 24.6369 | 25.4666
1392 | 5011200 | 4.7702 | 24.6411 | 25.4708
1393 | 5014800 | 4.7707 | 24.6452 | 25.4749
1394 | 5018400 | 4.7712 | 24.6493 | 25.4791
1395 | 5022000 | 4.7716 | 24.6535 | 25.4833
1396 | 5025600 | 4.7721 | 24.6576 | 25.4874
1397 | 5029200 | 4.7726 | 24.6617 | 25.4916
1398 | 5032800 | 4.7731 | 24.6658 | 25.4958
1399 | 5036400 | 4.7736 | 24.6699 | 25.4999
1400 | 5040000 | 4.7741 | 24.6741 | 25.5041
1401 | 5043600 | 4.7745 | 24.6782 | 25.5083
1402 | 5047200 | 4.775 | 24.6823 | 25.5124
1403 | 5050800 | 4.7755 | 24.6864 | 25.5166
1404 | 5054400 | 4.776 | 24.6905 | 25.5207
1405 | 5058000 | 4.7765 | 24.6947 | 25.5249
1406 | 5061600 | 4.7769 | 24.6988 | 25.529
1407 | 5065200 | 4.7774 | 24.7029 | 25.5332
1408 | 5068800 | 4.7779 | 24.707 | 25.5373
1409 | 5072400 | 4.7784 | 24.7111 | 25.5415
1410 | 5076000 | 4.7788 | 24.7152 | 25.5456
1411 | 5079600 | 4.7793 | 24.7193 | 25.5498
1412 | 5083200 | 4.7798 | 24.7234 | 25.5539
1413 | 5086800 | 4.7803 | 24.7275 | 25.5581
1414 | 5090400 | 4.7807 | 24.7316 | 25.5622
1415 | 5094000 | 4.7812 | 24.7357 | 25.5664
1416 | 5097600 | 4.7817 | 24.7398 | 25.5705
1417 | 5101200 | 4.7822 | 24.7439 | 25.5747
1418 | 5104800 | 4.7826 | 24.748 | 25.5788
1419 | 5108400 | 4.7831 | 24.7521 | 25.5829
1420 | 5112000 | 4.7836 | 24.7562 | 25.5871
1421 | 5115600 | 4.7841 | 24.7603 | 25.5912
1422 | 5119200 | 4.7845 | 24.7644 | 25.5953
1423 | 5122800 | 4.785 | 24.7685 | 25.5995
1424 | 5126400 | 4.7855 | 24.7726 | 25.6036
1425 | 5130000 | 4.7859 | 24.7767 | 25.6077
1426 | 5133600 | 4.7864 | 24.7808 | 25.6119
1427 | 5137200 | 4.7869 | 24.7849 | 25.616
1428 | 5140800 | 4.7873 | 24.789 | 25.6201
1429 | 5144400 | 4.7878 | 24.7931 | 25.6242
1430 | 5148000 | 4.7883 | 24.7971 | 25.6284
1431 | 5151600 | 4.7888 | 24.8012 | 25.6325
1432 | 5155200 | 4.7892 | 24.8053 | 25.6366
1433 | 5158800 | 4.7897 | 24.8094 | 25.6407
1434 | 5162400 | 4.7902 | 24.8135 | 25.6449
1435 | 5166000 | 4.7906 | 24.8176 | 25.649
1436 | 5169600 | 4.7911 | 24.8216 | 25.6531
1437 | 5173200 | 4.7915 | 24.8257 | 25.6572
1438 | 5176800 | 4.792 | 24.8298 | 25.6613
1439 | 5180400 | 4.7925 | 24.8339 | 25.6654
1440 | 5184000 | 4.7929 | 24.8379 | 25.6695
1441 | 5187600 | 4.7934 | 24.842 | 25.6737
1442 | 5191200 | 4.7939 | 24.8461 | 25.6778
1443 | 5194800 | 4.7943 | 24.8501 | 25.6819
1444 | 5198400 | 4.7948 | 24.8542 | 25.686
1445 | 5202000 | 4.7952 | 24.8583 | 25.6901
1446 | 5205600 | 4.7957 | 24.8623 | 25.6942
1447 | 5209200 | 4.7962 | 24.8664 | 25.6983
1448 | 5212800 | 4.7966 | 24.8705 | 25.7024
1449 | 5216400 | 4.7971 | 24.8745 | 25.7065
1450 | 5220000 | 4.7975 | 24.8786 | 25.7106
1451 | 5223600 | 4.798 | 24.8827 | 25.7147
1452 | 5227200 | 4.7985 | 24.8867 | 25.7188
1453 | 5230800 | 4.7989 | 24.8908 | 25.7229
1454 | 5234400 | 4.7994 | 24.8948 | 25.727
1455 | 5238000 | 4.7998 | 24.8989 | 25.7311
1456 | 5241600 | 4.8003 | 24.9029 | 25.7352
1457 | 5245200 | 4.8008 | 24.907 | 25.7393
1458 | 5248800 | 4.8012 | 24.911 | 25.7434
1459 | 5252400 | 4.8017 | 24.9151 | 25.7474
1460 | 5256000 | 4.8021 | 24.9191 | 25.7515
1461 | 5259600 | 4.8026 | 24.9232 | 25.7556
1462 | 5263200 | 4.803 | 24.9272 | 25.7597
1463 | 5266800 | 4.8035 | 24.9313 | 25.7638
1464 | 5270400 | 4.8039 | 24.9353 | 25.7679
1465 | 5274000 | 4.8044 | 24.9394 | 25.772
1466 | 5277600 | 4.8048 | 24.9434 | 25.776
1467 | 5281200 | 4.8053 | 24.9475 | 25.7801
1468 | 5284800 | 4.8057 | 24.9515 | 25.7842
1469 | 5288400 | 4.8062 | 24.9555 | 25.7883
1470 | 5292000 | 4.8066 | 24.9596 | 25.7923
1471 | 5295600 | 4.8071 | 24.9636 | 25.7964
1472 | 5299200 | 4.8075 | 24.9676 | 25.8005
1473 | 5302800 | 4.808 | 24.9717 | 25.8046
1474 | 5306400 | 4.8084 | 24.9757 | 25.8086
1475 | 5310000 | 4.8089 | 24.9797 | 25.8127
1476 | 5313600 | 4.8093 | 24.9838 | 25.8168
1477 | 5317200 | 4.8098 | 24.9878 | 25.8208
1478 | 5320800 | 4.8102 | 24.9918 | 25.8249
1479 | 5324400 | 4.8107 | 24.9959 | 25.829
1480 | 5328000 | 4.8111 | 24.9999 | 25.833
1481 | 5331600 | 4.8116 | 25.0039 | 25.8371
1482 | 5335200 | 4.812 | 25.0079 | 25.8412
1483 | 5338800 | 4.8125 | 25.012 | 25.8452
1484 | 5342400 | 4.8129 | 25.016 | 25.8493
1485 | 5346000 | 4.8134 | 25.02 | 25.8533
1486 | 5349600 | 4.8138 | 25.024 | 25.8574
1487 | 5353200 | 4.8142 | 25.028 | 25.8615
1488 | 5356800 | 4.8147 | 25.0321 | 25.8655
1489 | 5360400 | 4.8151 | 25.0361 | 25.8696
1490 | 5364000 | 4.8156 | 25.0401 | 25.8736
1491 | 5367600 | 4.816 | 25.0441 | 25.8777
1492 | 5371200 | 4.8165 | 25.0481 | 25.8817
1493 | 5374800 | 4.8169 | 25.0521 | 25.8858
1494 | 5378400 | 4.8173 | 25.0561 | 25.8898
1495 | 5382000 | 4.8178 | 25.0602 | 25.8939
1496 | 5385600 | 4.8182 | 25.0642 | 25.8979
1497 | 5389200 | 4.8187 | 25.0682 | 25.902
1498 | 5392800 | 4.8191 | 25.0722 | 25.906
1499 | 5396400 | 4.8195 | 25.0762 | 25.91
1500 | 5400000 | 4.82 | 25.0802 | 25.9141
1501 | 5403600 | 4.8204 | 25.0842 | 25.9181
1502 | 5407200 | 4.8209 | 25.0882 | 25.9222
1503 | 5410800 | 4.8213 | 25.0922 | 25.9262
1504 | 5414400 | 4.8217 | 25.0962 | 25.9302
1505 | 5418000 | 4.8222 | 25.1002 | 25.9343
1506 | 5421600 | 4.8226 | 25.1042 | 25.9383
1507 | 5425200 | 4.823 | 25.1082 | 25.9423
1508 | 5428800 | 4.8235 | 25.1122 | 25.9464
1509 | 5432400 | 4.8239 | 25.1162 | 25.9504
1510 | 5436000 | 4.8243 | 25.1202 | 25.9544
1511 | 5439600 | 4.8248 | 25.1241 | 25.9584
1512 | 5443200 | 4.8252 | 25.1281 | 25.9625
1513 | 5446800 | 4.8256 | 25.1321 | 25.9665
1514 | 5450400 | 4.8261 | 25.1361 | 25.9705
1515 | 5454000 | 4.8265 | 25.1401 | 25.9746
1516 | 5457600 | 4.8269 | 25.1441 | 25.9786
1517 | 5461200 | 4.8274 | 25.1481 | 25.9826
1518 | 5464800 | 4.8278 | 25.1521 | 25.9866
1519 | 5468400 | 4.8282 | 25.156 | 25.9906
1520 | 5472000 | 4.8287 | 25.16 | 25.9947
1521 | 5475600 | 4.8291 | 25.164 | 25.9987
1522 | 5479200 | 4.8295 | 25.168 | 26.0027
1523 | 5482800 | 4.83 | 25.172 | 26.0067
1524 | 5486400 | 4.8304 | 25.1759 | 26.0107
1525 | 5490000 | 4.8308 | 25.1799 | 26.0147
1526 | 5493600 | 4.8312 | 25.1839 | 26.0187
1527 | 5497200 | 4.8317 | 25.1879 | 26.0227
1528 | 5500800 | 4.8321 | 25.1918 | 26.0268
1529 | 5504400 | 4.8325 | 25.1958 | 26.0308
1530 | 5508000 | 4.833 | 25.1998 | 26.0348
1531 | 5511600 | 4.8334 | 25.2037 | 26.0388
1532 | 5515200 | 4.8338 | 25.2077 | 26.0428
1533 | 5518800 | 4.8342 | 25.2117 | 26.0468
1534 | 5522400 | 4.8347 | 25.2156 | 26.0508
1535 | 5526000 | 4.8351 | 25.2196 | 26.0548
1536 | 5529600 | 4.8355 | 25.2236 | 26.0588
1537 | 5533200 | 4.8359 | 25.2275 | 26.0628
1538 | 5536800 | 4.8364 | 25.2315 | 26.0668
1539 | 5540400 | 4.8368 | 25.2355 | 26.0708
1540 | 5544000 | 4.8372 | 25.2394 | 26.0748
1541 | 5547600 | 4.8376 | 25.2434 | 26.0788
1542 | 5551200 | 4.8381 | 25.2473 | 26.0828
1543 | 5554800 | 4.8385 | 25.2513 | 26.0867
1544 | 5558400 | 4.8389 | 25.2552 | 26.0907
1545 | 5562000 | 4.8393 | 25.2592 | 26.0947
1546 | 5565600 | 4.8397 | 25.2632 | 26.0987
1547 | 5569200 | 4.8402 | 25.2671 | 26.1027
1548 | 5572800 | 4.8406 | 25.2711 | 26.1067
1549 | 5576400 | 4.841 | 25.275 | 26.1107
1550 | 5580000 | 4.8414 | 25.279 | 26.1147
1551 | 5583600 | 4.8418 | 25.2829 | 26.1186
1552 | 5587200 | 4.8423 | 25.2868 | 26.1226
1553 | 5590800 | 4.8427 | 25.2908 | 26.1266
1554 | 5594400 | 4.8431 | 25.2947 | 26.1306
1555 | 5598000 | 4.8435 | 25.2987 | 26.1346
1556 | 5601600 | 4.8439 | 25.3026 | 26.1385
1557 | 5605200 | 4.8444 | 25.3066 | 26.1425
1558 | 5608800 | 4.8448 | 25.3105 | 26.1465
1559 | 5612400 | 4.8452 | 25.3144 | 26.1505
1560 | 5616000 | 4.8456 | 25.3184 | 26.1544
1561 | 5619600 | 4.846 | 25.3223 | 26.1584
1562 | 5623200 | 4.8464 | 25.3262 | 26.1624
1563 | 5626800 | 4.8469 | 25.3302 | 26.1663
1564 | 5630400 | 4.8473 | 25.3341 | 26.1703
1565 | 5634000 | 4.8477 | 25.338 | 26.1743
1566 | 5637600 | 4.8481 | 25.342 | 26.1782
1567 | 5641200 | 4.8485 | 25.3459 | 26.1822
1568 | 5644800 | 4.8489 | 25.3498 | 26.1862
1569 | 5648400 | 4.8493 | 25.3538 | 26.1901
1570 | 5652000 | 4.8497 | 25.3577 | 26.1941
1571 | 5655600 | 4.8502 | 25.3616 | 26.1981
1572 | 5659200 | 4.8506 | 25.3655 | 26.202
1573 | 5662800 | 4.851 | 25.3695 | 26.206
1574 | 5666400 | 4.8514 | 25.3734 | 26.2099
1575 | 5670000 | 4.8518 | 25.3773 | 26.2139
1576 | 5673600 | 4.8522 | 25.3812 | 26.2179
1577 | 5677200 | 4.8526 | 25.3852 | 26.2218
1578 | 5680800 | 4.853 | 25.3891 | 26.2258
1579 | 5684400 | 4.8534 | 25.393 | 26.2297
1580 | 5688000 | 4.8539 | 25.3969 | 26.2337
1581 | 5691600 | 4.8543 | 25.4008 | 26.2376
1582 | 5695200 | 4.8547 | 25.4047 | 26.2416
1583 | 5698800 | 4.8551 | 25.4086 | 26.2455
1584 | 5702400 | 4.8555 | 25.4126 | 26.2495
1585 | 5706000 | 4.8559 | 25.4165 | 26.2534
1586 | 5709600 | 4.8563 | 25.4204 | 26.2573
1587 | 5713200 | 4.8567 | 25.4243 | 26.2613
1588 | 5716800 | 4.8571 | 25.4282 | 26.2652
1589 | 5720400 | 4.8575 | 25.4321 | 26.2692
1590 | 5724000 | 4.8579 | 25.436 | 26.2731
1591 | 5727600 | 4.8583 | 25.4399 | 26.277
1592 | 5731200 | 4.8587 | 25.4438 | 26.281
1593 | 5734800 | 4.8591 | 25.4477 | 26.2849
1594 | 5738400 | 4.8595 | 25.4516 | 26.2889
1595 | 5742000 | 4.8599 | 25.4555 | 26.2928
1596 | 5745600 | 4.8604 | 25.4594 | 26.2967
1597 | 5749200 | 4.8608 | 25.4633 | 26.3007
1598 | 5752800 | 4.8612 | 25.4672 | 26.3046
1599 | 5756400 | 4.8616 | 25.4711 | 26.3085
1600 | 5760000 | 4.862 | 25.475 | 26.3125
1601 | 5763600 | 4.8624 | 25.4789 | 26.3164
1602 | 5767200 | 4.8628 | 25.4828 | 26.3203
1603 | 5770800 | 4.8632 | 25.4867 | 26.3242
1604 | 5774400 | 4.8636 | 25.4906 | 26.3282
1605 | 5778000 | 4.864 | 25.4945 | 26.3321
1606 | 5781600 | 4.8644 | 25.4984 | 26.336
1607 | 5785200 | 4.8648 | 25.5023 | 26.3399
1608 | 5788800 | 4.8652 | 25.5061 | 26.3439
1609 | 5792400 | 4.8656 | 25.51 | 26.3478
1610 | 5796000 | 4.866 | 25.5139 | 26.3517
1611 | 5799600 | 4.8664 | 25.5178 | 26.3556
1612 | 5803200 | 4.8668 | 25.5217 | 26.3595
1613 | 5806800 | 4.8672 | 25.5256 | 26.3634
1614 | 5810400 | 4.8676 | 25.5294 | 26.3674
1615 | 5814000 | 4.868 | 25.5333 | 26.3713
1616 | 5817600 | 4.8684 | 25.5372 | 26.3752
1617 | 5821200 | 4.8687 | 25.5411 | 26.3791
1618 | 5824800 | 4.8691 | 25.545 | 26.383
1619 | 5828400 | 4.8695 | 25.5488 | 26.3869
1620 | 5832000 | 4.8699 | 25.5527 | 26.3908
1621 | 5835600 | 4.8703 | 25.5566 | 26.3947
1622 | 5839200 | 4.8707 | 25.5605 | 26.3986
1623 | 5842800 | 4.8711 | 25.5643 | 26.4025
1624 | 5846400 | 4.8715 | 25.5682 | 26.4064
1625 | 5850000 | 4.8719 | 25.5721 | 26.4103
1626 | 5853600 | 4.8723 | 25.5759 | 26.4142
1627 | 5857200 | 4.8727 | 25.5798 | 26.4181
1628 | 5860800 | 4.8731 | 25.5837 | 26.422
1629 | 5864400 | 4.8735 | 25.5875 | 26.4259
1630 | 5868000 | 4.8739 | 25.5914 | 26.4298
1631 | 5871600 | 4.8743 | 25.5953 | 26.4337
1632 | 5875200 | 4.8747 | 25.5991 | 26.4376
1633 | 5878800 | 4.875 | 25.603 | 26.4415
1634 | 5882400 | 4.8754 | 25.6068 | 26.4454
1635 | 5886000 | 4.8758 | 25.6107 | 26.4493
1636 | 5889600 | 4.8762 | 25.6146 | 26.4532
1637 | 5893200 | 4.8766 | 25.6184 | 26.4571
1638 | 5896800 | 4.877 | 25.6223 | 26.461
1639 | 5900400 | 4.8774 | 25.6261 | 26.4649
1640 | 5904000 | 4.8778 | 25.63 | 26.4688
1641 | 5907600 | 4.8782 | 25.6338 | 26.4727
1642 | 5911200 | 4.8786 | 25.6377 | 26.4765
1643 | 5914800 | 4.8789 | 25.6415 | 26.4804
1644 | 5918400 | 4.8793 | 25.6454 | 26.4843
1645 | 5922000 | 4.8797 | 25.6492 | 26.4882
1646 | 5925600 | 4.8801 | 25.6531 | 26.4921
1647 | 5929200 | 4.8805 | 25.6569 | 26.4959
1648 | 5932800 | 4.8809 | 25.6608 | 26.4998
1649 | 5936400 | 4.8813 | 25.6646 | 26.5037
1650 | 5940000 | 4.8816 | 25.6685 | 26.5076
1651 | 5943600 | 4.882 | 25.6723 | 26.5115
1652 | 5947200 | 4.8824 | 25.6762 | 26.5153
1653 | 5950800 | 4.8828 | 25.68 | 26.5192
1654 | 5954400 | 4.8832 | 25.6839 | 26.5231
1655 | 5958000 | 4.8836 | 25.6877 | 26.527
1656 | 5961600 | 4.884 | 25.6915 | 26.5308
1657 | 5965200 | 4.8843 | 25.6954 | 26.5347
1658 | 5968800 | 4.8847 | 25.6992 | 26.5386
1659 | 5972400 | 4.8851 | 25.703 | 26.5424
1660 | 5976000 | 4.8855 | 25.7069 | 26.5463
1661 | 5979600 | 4.8859 | 25.7107 | 26.5502
1662 | 5983200 | 4.8863 | 25.7145 | 26.554
1663 | 5986800 | 4.8866 | 25.7184 | 26.5579
1664 | 5990400 | 4.887 | 25.7222 | 26.5618
1665 | 5994000 | 4.8874 | 25.726 | 26.5656
1666 | 5997600 | 4.8878 | 25.7299 | 26.5695
1667 | 6001200 | 4.8882 | 25.7337 | 26.5733
1668 | 6004800 | 4.8885 | 25.7375 | 26.5772
1669 | 6008400 | 4.8889 | 25.7413 | 26.5811
1670 | 6012000 | 4.8893 | 25.7452 | 26.5849
1671 | 6015600 | 4.8897 | 25.749 | 26.5888
1672 | 6019200 | 4.8901 | 25.7528 | 26.5926
1673 | 6022800 | 4.8904 | 25.7566 | 26.5965
1674 | 6026400 | 4.8908 | 25.7605 | 26.6003
1675 | 6030000 | 4.8912 | 25.7643 | 26.6042
1676 | 6033600 | 4.8916 | 25.7681 | 26.608
1677 | 6037200 | 4.8919 | 25.7719 | 26.6119
1678 | 6040800 | 4.8923 | 25.7757 | 26.6157
1679 | 6044400 | 4.8927 | 25.7795 | 26.6196
1680 | 6048000 | 4.8931 | 25.7834 | 26.6234
1681 | 6051600 | 4.8935 | 25.7872 | 26.6273
1682 | 6055200 | 4.8938 | 25.791 | 26.6311
1683 | 6058800 | 4.8942 | 25.7948 | 26.635
1684 | 6062400 | 4.8946 | 25.7986 | 26.6388
1685 | 6066000 | 4.895 | 25.8024 | 26.6426
1686 | 6069600 | 4.8953 | 25.8062 | 26.6465
1687 | 6073200 | 4.8957 | 25.81 | 26.6503
1688 | 6076800 | 4.8961 | 25.8138 | 26.6542
1689 | 6080400 | 4.8965 | 25.8176 | 26.658
1690 | 6084000 | 4.8968 | 25.8215 | 26.6618
1691 | 6087600 | 4.8972 | 25.8253 | 26.6657
1692 | 6091200 | 4.8976 | 25.8291 | 26.6695
1693 | 6094800 | 4.8979 | 25.8329 | 26.6733
1694 | 6098400 | 4.8983 | 25.8367 | 26.6772
1695 | 6102000 | 4.8987 | 25.8405 | 26.681
1696 | 6105600 | 4.8991 | 25.8443 | 26.6848
1697 | 6109200 | 4.8994 | 25.8481 | 26.6887
1698 | 6112800 | 4.8998 | 25.8519 | 26.6925
1699 | 6116400 | 4.9002 | 25.8557 | 26.6963
1700 | 6120000 | 4.9005 | 25.8595 | 26.7001
1701 | 6123600 | 4.9009 | 25.8632 | 26.704
1702 | 6127200 | 4.9013 | 25.867 | 26.7078
1703 | 6130800 | 4.9017 | 25.8708 | 26.7116
1704 | 6134400 | 4.902 | 25.8746 | 26.7154
1705 | 6138000 | 4.9024 | 25.8784 | 26.7193
1706 | 6141600 | 4.9028 | 25.8822 | 26.7231
1707 | 6145200 | 4.9031 | 25.886 | 26.7269
1708 | 6148800 | 4.9035 | 25.8898 | 26.7307
1709 | 6152400 | 4.9039 | 25.8936 | 26.7345
1710 | 6156000 | 4.9042 | 25.8974 | 26.7384
1711 | 6159600 | 4.9046 | 25.9011 | 26.7422
1712 | 6163200 | 4.905 | 25.9049 | 26.746
1713 | 6166800 | 4.9053 | 25.9087 | 26.7498
1714 | 6170400 | 4.9057 | 25.9125 | 26.7536
1715 | 6174000 | 4.9061 | 25.9163 | 26.7574
1716 | 6177600 | 4.9064 | 25.92 | 26.7612
1717 | 6181200 | 4.9068 | 25.9238 | 26.765
1718 | 6184800 | 4.9072 | 25.9276 | 26.7689
1719 | 6188400 | 4.9075 | 25.9314 | 26.7727
1720 | 6192000 | 4.9079 | 25.9352 | 26.7765
1721 | 6195600 | 4.9083 | 25.9389 | 26.7803
1722 | 6199200 | 4.9086 | 25.9427 | 26.7841
1723 | 6202800 | 4.909 | 25.9465 | 26.7879
1724 | 6206400 | 4.9093 | 25.9503 | 26.7917
1725 | 6210000 | 4.9097 | 25.954 | 26.7955
1726 | 6213600 | 4.9101 | 25.9578 | 26.7993
1727 | 6217200 | 4.9104 | 25.9616 | 26.8031
1728 | 6220800 | 4.9108 | 25.9653 | 26.8069
1729 | 6224400 | 4.9112 | 25.9691 | 26.8107
1730 | 6228000 | 4.9115 | 25.9729 | 26.8145
1731 | 6231600 | 4.9119 | 25.9766 | 26.8183
1732 | 6235200 | 4.9122 | 25.9804 | 26.8221
1733 | 6238800 | 4.9126 | 25.9842 | 26.8259
1734 | 6242400 | 4.913 | 25.9879 | 26.8297
1735 | 6246000 | 4.9133 | 25.9917 | 26.8335
1736 | 6249600 | 4.9137 | 25.9955 | 26.8373
1737 | 6253200 | 4.914 | 25.9992 | 26.841
1738 | 6256800 | 4.9144 | 26.003 | 26.8448
1739 | 6260400 | 4.9148 | 26.0067 | 26.8486
1740 | 6264000 | 4.9151 | 26.0105 | 26.8524
1741 | 6267600 | 4.9155 | 26.0142 | 26.8562
1742 | 6271200 | 4.9158 | 26.018 | 26.86
1743 | 6274800 | 4.9162 | 26.0218 | 26.8638
1744 | 6278400 | 4.9166 | 26.0255 | 26.8676
1745 | 6282000 | 4.9169 | 26.0293 | 26.8713
1746 | 6285600 | 4.9173 | 26.033 | 26.8751
1747 | 6289200 | 4.9176 | 26.0368 | 26.8789
1748 | 6292800 | 4.918 | 26.0405 | 26.8827
1749 | 6296400 | 4.9183 | 26.0443 | 26.8865
1750 | 6300000 | 4.9187 | 26.048 | 26.8902
1751 | 6303600 | 4.9191 | 26.0518 | 26.894
1752 | 6307200 | 4.9194 | 26.0555 | 26.8978
1753 | 6310800 | 4.9198 | 26.0593 | 26.9016
1754 | 6314400 | 4.9201 | 26.063 | 26.9053
1755 | 6318000 | 4.9205 | 26.0667 | 26.9091
1756 | 6321600 | 4.9208 | 26.0705 | 26.9129
1757 | 6325200 | 4.9212 | 26.0742 | 26.9167
1758 | 6328800 | 4.9215 | 26.078 | 26.9204
1759 | 6332400 | 4.9219 | 26.0817 | 26.9242
1760 | 6336000 | 4.9222 | 26.0854 | 26.928
1761 | 6339600 | 4.9226 | 26.0892 | 26.9317
1762 | 6343200 | 4.9229 | 26.0929 | 26.9355
1763 | 6346800 | 4.9233 | 26.0967 | 26.9393
1764 | 6350400 | 4.9237 | 26.1004 | 26.943
1765 | 6354000 | 4.924 | 26.1041 | 26.9468
1766 | 6357600 | 4.9244 | 26.1079 | 26.9506
1767 | 6361200 | 4.9247 | 26.1116 | 26.9543
1768 | 6364800 | 4.9251 | 26.1153 | 26.9581
1769 | 6368400 | 4.9254 | 26.1191 | 26.9619
1770 | 6372000 | 4.9258 | 26.1228 | 26.9656
1771 | 6375600 | 4.9261 | 26.1265 | 26.9694
1772 | 6379200 | 4.9265 | 26.1302 | 26.9731
1773 | 6382800 | 4.9268 | 26.134 | 26.9769
1774 | 6386400 | 4.9272 | 26.1377 | 26.9806
1775 | 6390000 | 4.9275 | 26.1414 | 26.9844
1776 | 6393600 | 4.9279 | 26.1452 | 26.9881
1777 | 6397200 | 4.9282 | 26.1489 | 26.9919
1778 | 6400800 | 4.9286 | 26.1526 | 26.9957
1779 | 6404400 | 4.9289 | 26.1563 | 26.9994
1780 | 6408000 | 4.9292 | 26.16 | 27.0032
1781 | 6411600 | 4.9296 | 26.1638 | 27.0069
1782 | 6415200 | 4.9299 | 26.1675 | 27.0107
1783 | 6418800 | 4.9303 | 26.1712 | 27.0144
1784 | 6422400 | 4.9306 | 26.1749 | 27.0181
1785 | 6426000 | 4.931 | 26.1786 | 27.0219
1786 | 6429600 | 4.9313 | 26.1823 | 27.0256
1787 | 6433200 | 4.9317 | 26.1861 | 27.0294
1788 | 6436800 | 4.932 | 26.1898 | 27.0331
1789 | 6440400 | 4.9324 | 26.1935 | 27.0369
1790 | 6444000 | 4.9327 | 26.1972 | 27.0406
1791 | 6447600 | 4.9331 | 26.2009 | 27.0443
1792 | 6451200 | 4.9334 | 26.2046 | 27.0481
1793 | 6454800 | 4.9337 | 26.2083 | 27.0518
1794 | 6458400 | 4.9341 | 26.212 | 27.0556
1795 | 6462000 | 4.9344 | 26.2157 | 27.0593
1796 | 6465600 | 4.9348 | 26.2194 | 27.063
1797 | 6469200 | 4.9351 | 26.2232 | 27.0668
1798 | 6472800 | 4.9355 | 26.2269 | 27.0705
1799 | 6476400 | 4.9358 | 26.2306 | 27.0742
1800 | 6480000 | 4.9362 | 26.2343 | 27.078
1801 | 6483600 | 4.9365 | 26.238 | 27.0817
1802 | 6487200 | 4.9368 | 26.2417 | 27.0854
1803 | 6490800 | 4.9372 | 26.2454 | 27.0892
1804 | 6494400 | 4.9375 | 26.2491 | 27.0929
1805 | 6498000 | 4.9379 | 26.2528 | 27.0966
1806 | 6501600 | 4.9382 | 26.2565 | 27.1003
1807 | 6505200 | 4.9385 | 26.2602 | 27.1041
1808 | 6508800 | 4.9389 | 26.2639 | 27.1078
1809 | 6512400 | 4.9392 | 26.2676 | 27.1115
1810 | 6516000 | 4.9396 | 26.2712 | 27.1152
1811 | 6519600 | 4.9399 | 26.2749 | 27.119
1812 | 6523200 | 4.9402 | 26.2786 | 27.1227
1813 | 6526800 | 4.9406 | 26.2823 | 27.1264
1814 | 6530400 | 4.9409 | 26.286 | 27.1301
1815 | 6534000 | 4.9413 | 26.2897 | 27.1338
1816 | 6537600 | 4.9416 | 26.2934 | 27.1375
1817 | 6541200 | 4.9419 | 26.2971 | 27.1413
1818 | 6544800 | 4.9423 | 26.3008 | 27.145
1819 | 6548400 | 4.9426 | 26.3045 | 27.1487
1820 | 6552000 | 4.943 | 26.3081 | 27.1524
1821 | 6555600 | 4.9433 | 26.3118 | 27.1561
1822 | 6559200 | 4.9436 | 26.3155 | 27.1598
1823 | 6562800 | 4.944 | 26.3192 | 27.1635
1824 | 6566400 | 4.9443 | 26.3229 | 27.1673
1825 | 6570000 | 4.9446 | 26.3265 | 27.171
1826 | 6573600 | 4.945 | 26.3302 | 27.1747
1827 | 6577200 | 4.9453 | 26.3339 | 27.1784
1828 | 6580800 | 4.9456 | 26.3376 | 27.1821
1829 | 6584400 | 4.946 | 26.3413 | 27.1858
1830 | 6588000 | 4.9463 | 26.3449 | 27.1895
1831 | 6591600 | 4.9466 | 26.3486 | 27.1932
1832 | 6595200 | 4.947 | 26.3523 | 27.1969
1833 | 6598800 | 4.9473 | 26.356 | 27.2006
1834 | 6602400 | 4.9476 | 26.3596 | 27.2043
1835 | 6606000 | 4.948 | 26.3633 | 27.208
1836 | 6609600 | 4.9483 | 26.367 | 27.2117
1837 | 6613200 | 4.9486 | 26.3706 | 27.2154
1838 | 6616800 | 4.949 | 26.3743 | 27.2191
1839 | 6620400 | 4.9493 | 26.378 | 27.2228
1840 | 6624000 | 4.9496 | 26.3817 | 27.2265
1841 | 6627600 | 4.95 | 26.3853 | 27.2302
1842 | 6631200 | 4.9503 | 26.389 | 27.2339
1843 | 6634800 | 4.9506 | 26.3927 | 27.2376
1844 | 6638400 | 4.951 | 26.3963 | 27.2413
1845 | 6642000 | 4.9513 | 26.4 | 27.245
1846 | 6645600 | 4.9516 | 26.4036 | 27.2486
1847 | 6649200 | 4.952 | 26.4073 | 27.2523
1848 | 6652800 | 4.9523 | 26.411 | 27.256
1849 | 6656400 | 4.9526 | 26.4146 | 27.2597
1850 | 6660000 | 4.953 | 26.4183 | 27.2634
1851 | 6663600 | 4.9533 | 26.4219 | 27.2671
1852 | 6667200 | 4.9536 | 26.4256 | 27.2708
1853 | 6670800 | 4.9539 | 26.4293 | 27.2745
1854 | 6674400 | 4.9543 | 26.4329 | 27.2781
1855 | 6678000 | 4.9546 | 26.4366 | 27.2818
1856 | 6681600 | 4.9549 | 26.4402 | 27.2855
1857 | 6685200 | 4.9553 | 26.4439 | 27.2892
1858 | 6688800 | 4.9556 | 26.4475 | 27.2929
1859 | 6692400 | 4.9559 | 26.4512 | 27.2965
1860 | 6696000 | 4.9562 | 26.4548 | 27.3002
1861 | 6699600 | 4.9566 | 26.4585 | 27.3039
1862 | 6703200 | 4.9569 | 26.4621 | 27.3076
1863 | 6706800 | 4.9572 | 26.4658 | 27.3112
1864 | 6710400 | 4.9576 | 26.4694 | 27.3149
1865 | 6714000 | 4.9579 | 26.4731 | 27.3186
1866 | 6717600 | 4.9582 | 26.4767 | 27.3223
1867 | 6721200 | 4.9585 | 26.4804 | 27.3259
1868 | 6724800 | 4.9589 | 26.484 | 27.3296
1869 | 6728400 | 4.9592 | 26.4876 | 27.3333
1870 | 6732000 | 4.9595 | 26.4913 | 27.3369
1871 | 6735600 | 4.9598 | 26.4949 | 27.3406
1872 | 6739200 | 4.9602 | 26.4986 | 27.3443
1873 | 6742800 | 4.9605 | 26.5022 | 27.3479
1874 | 6746400 | 4.9608 | 26.5058 | 27.3516
1875 | 6750000 | 4.9611 | 26.5095 | 27.3553
1876 | 6753600 | 4.9615 | 26.5131 | 27.3589
1877 | 6757200 | 4.9618 | 26.5168 | 27.3626
1878 | 6760800 | 4.9621 | 26.5204 | 27.3663
1879 | 6764400 | 4.9624 | 26.524 | 27.3699
1880 | 6768000 | 4.9627 | 26.5277 | 27.3736
1881 | 6771600 | 4.9631 | 26.5313 | 27.3773
1882 | 6775200 | 4.9634 | 26.5349 | 27.3809
1883 | 6778800 | 4.9637 | 26.5385 | 27.3846
1884 | 6782400 | 4.964 | 26.5422 | 27.3882
1885 | 6786000 | 4.9644 | 26.5458 | 27.3919
1886 | 6789600 | 4.9647 | 26.5494 | 27.3955
1887 | 6793200 | 4.965 | 26.5531 | 27.3992
1888 | 6796800 | 4.9653 | 26.5567 | 27.4028
1889 | 6800400 | 4.9656 | 26.5603 | 27.4065
1890 | 6804000 | 4.966 | 26.5639 | 27.4102
1891 | 6807600 | 4.9663 | 26.5676 | 27.4138
1892 | 6811200 | 4.9666 | 26.5712 | 27.4175
1893 | 6814800 | 4.9669 | 26.5748 | 27.4211
1894 | 6818400 | 4.9672 | 26.5784 | 27.4247
1895 | 6822000 | 4.9676 | 26.5821 | 27.4284
1896 | 6825600 | 4.9679 | 26.5857 | 27.432
1897 | 6829200 | 4.9682 | 26.5893 | 27.4357
1898 | 6832800 | 4.9685 | 26.5929 | 27.4393
1899 | 6836400 | 4.9688 | 26.5965 | 27.443
1900 | 6840000 | 4.9692 | 26.6001 | 27.4466
1901 | 6843600 | 4.9695 | 26.6038 | 27.4503
1902 | 6847200 | 4.9698 | 26.6074 | 27.4539
1903 | 6850800 | 4.9701 | 26.611 | 27.4575
1904 | 6854400 | 4.9704 | 26.6146 | 27.4612
1905 | 6858000 | 4.9707 | 26.6182 | 27.4648
1906 | 6861600 | 4.9711 | 26.6218 | 27.4685
1907 | 6865200 | 4.9714 | 26.6254 | 27.4721
1908 | 6868800 | 4.9717 | 26.629 | 27.4757
1909 | 6872400 | 4.972 | 26.6327 | 27.4794
1910 | 6876000 | 4.9723 | 26.6363 | 27.483
1911 | 6879600 | 4.9726 | 26.6399 | 27.4866
1912 | 6883200 | 4.973 | 26.6435 | 27.4903
1913 | 6886800 | 4.9733 | 26.6471 | 27.4939
1914 | 6890400 | 4.9736 | 26.6507 | 27.4975
1915 | 6894000 | 4.9739 | 26.6543 | 27.5012
1916 | 6897600 | 4.9742 | 26.6579 | 27.5048
1917 | 6901200 | 4.9745 | 26.6615 | 27.5084
1918 | 6904800 | 4.9748 | 26.6651 | 27.5121
1919 | 6908400 | 4.9752 | 26.6687 | 27.5157
1920 | 6912000 | 4.9755 | 26.6723 | 27.5193
1921 | 6915600 | 4.9758 | 26.6759 | 27.5229
1922 | 6919200 | 4.9761 | 26.6795 | 27.5266
1923 | 6922800 | 4.9764 | 26.6831 | 27.5302
1924 | 6926400 | 4.9767 | 26.6867 | 27.5338
1925 | 6930000 | 4.977 | 26.6903 | 27.5374
1926 | 6933600 | 4.9773 | 26.6939 | 27.5411
1927 | 6937200 | 4.9777 | 26.6975 | 27.5447
1928 | 6940800 | 4.978 | 26.7011 | 27.5483
1929 | 6944400 | 4.9783 | 26.7047 | 27.5519
1930 | 6948000 | 4.9786 | 26.7083 | 27.5555
1931 | 6951600 | 4.9789 | 26.7118 | 27.5591
1932 | 6955200 | 4.9792 | 26.7154 | 27.5628
1933 | 6958800 | 4.9795 | 26.719 | 27.5664
1934 | 6962400 | 4.9798 | 26.7226 | 27.57
1935 | 6966000 | 4.9801 | 26.7262 | 27.5736
1936 | 6969600 | 4.9805 | 26.7298 | 27.5772
1937 | 6973200 | 4.9808 | 26.7334 | 27.5808
1938 | 6976800 | 4.9811 | 26.737 | 27.5844
1939 | 6980400 | 4.9814 | 26.7405 | 27.5881
1940 | 6984000 | 4.9817 | 26.7441 | 27.5917
1941 | 6987600 | 4.982 | 26.7477 | 27.5953
1942 | 6991200 | 4.9823 | 26.7513 | 27.5989
1943 | 6994800 | 4.9826 | 26.7549 | 27.6025
1944 | 6998400 | 4.9829 | 26.7585 | 27.6061
1945 | 7002000 | 4.9832 | 26.762 | 27.6097
1946 | 7005600 | 4.9835 | 26.7656 | 27.6133
1947 | 7009200 | 4.9838 | 26.7692 | 27.6169
1948 | 7012800 | 4.9842 | 26.7728 | 27.6205
1949 | 7016400 | 4.9845 | 26.7763 | 27.6241
1950 | 7020000 | 4.9848 | 26.7799 | 27.6277
1951 | 7023600 | 4.9851 | 26.7835 | 27.6313
1952 | 7027200 | 4.9854 | 26.7871 | 27.6349
1953 | 7030800 | 4.9857 | 26.7906 | 27.6385
1954 | 7034400 | 4.986 | 26.7942 | 27.6421
1955 | 7038000 | 4.9863 | 26.7978 | 27.6457
1956 | 7041600 | 4.9866 | 26.8014 | 27.6493
1957 | 7045200 | 4.9869 | 26.8049 | 27.6529
1958 | 7048800 | 4.9872 | 26.8085 | 27.6565
1959 | 7052400 | 4.9875 | 26.8121 | 27.6601
1960 | 7056000 | 4.9878 | 26.8156 | 27.6637
1961 | 7059600 | 4.9881 | 26.8192 | 27.6673
1962 | 7063200 | 4.9884 | 26.8228 | 27.6709
1963 | 7066800 | 4.9887 | 26.8263 | 27.6745
1964 | 7070400 | 4.989 | 26.8299 | 27.6781
1965 | 7074000 | 4.9893 | 26.8335 | 27.6816
1966 | 7077600 | 4.9897 | 26.837 | 27.6852
1967 | 7081200 | 4.99 | 26.8406 | 27.6888
1968 | 7084800 | 4.9903 | 26.8441 | 27.6924
1969 | 7088400 | 4.9906 | 26.8477 | 27.696
1970 | 7092000 | 4.9909 | 26.8513 | 27.6996
1971 | 7095600 | 4.9912 | 26.8548 | 27.7032
1972 | 7099200 | 4.9915 | 26.8584 | 27.7067
1973 | 7102800 | 4.9918 | 26.8619 | 27.7103
1974 | 7106400 | 4.9921 | 26.8655 | 27.7139
1975 | 7110000 | 4.9924 | 26.8691 | 27.7175
1976 | 7113600 | 4.9927 | 26.8726 | 27.7211
1977 | 7117200 | 4.993 | 26.8762 | 27.7246
1978 | 7120800 | 4.9933 | 26.8797 | 27.7282
1979 | 7124400 | 4.9936 | 26.8833 | 27.7318
1980 | 7128000 | 4.9939 | 26.8868 | 27.7354
1981 | 7131600 | 4.9942 | 26.8904 | 27.739
1982 | 7135200 | 4.9945 | 26.8939 | 27.7425
1983 | 7138800 | 4.9948 | 26.8975 | 27.7461
1984 | 7142400 | 4.9951 | 26.901 | 27.7497
1985 | 7146000 | 4.9954 | 26.9046 | 27.7533
1986 | 7149600 | 4.9957 | 26.9081 | 27.7568
1987 | 7153200 | 4.996 | 26.9117 | 27.7604
1988 | 7156800 | 4.9963 | 26.9152 | 27.764
1989 | 7160400 | 4.9966 | 26.9187 | 27.7675
1990 | 7164000 | 4.9969 | 26.9223 | 27.7711
1991 | 7167600 | 4.9972 | 26.9258 | 27.7747
1992 | 7171200 | 4.9975 | 26.9294 | 27.7782
1993 | 7174800 | 4.9978 | 26.9329 | 27.7818
1994 | 7178400 | 4.9981 | 26.9365 | 27.7854
1995 | 7182000 | 4.9984 | 26.94 | 27.7889
1996 | 7185600 | 4.9987 | 26.9435 | 27.7925
1997 | 7189200 | 4.999 | 26.9471 | 27.7961
1998 | 7192800 | 4.9993 | 26.9506 | 27.7996
1999 | 7196400 | 4.9996 | 26.9542 | 27.8032
2000 | 7200000 | 4.9998 | 26.9577 | 27.8068
2001 | 7203600 | 5.0001 | 26.9612 | 27.8103
2002 | 7207200 | 5.0004 | 26.9648 | 27.8139
2003 | 7210800 | 5.0007 | 26.9683 | 27.8174
2004 | 7214400 | 5.001 | 26.9718 | 27.821
2005 | 7218000 | 5.0013 | 26.9754 | 27.8245
2006 | 7221600 | 5.0016 | 26.9789 | 27.8281
2007 | 7225200 | 5.0019 | 26.9824 | 27.8317
2008 | 7228800 | 5.0022 | 26.9859 | 27.8352
2009 | 7232400 | 5.0025 | 26.9895 | 27.8388
2010 | 7236000 | 5.0028 | 26.993 | 27.8423
2011 | 7239600 | 5.0031 | 26.9965 | 27.8459
2012 | 7243200 | 5.0034 | 27.0001 | 27.8494
2013 | 7246800 | 5.0037 | 27.0036 | 27.853
2014 | 7250400 | 5.004 | 27.0071 | 27.8565
2015 | 7254000 | 5.0043 | 27.0106 | 27.8601
2016 | 7257600 | 5.0046 | 27.0142 | 27.8636
2017 | 7261200 | 5.0049 | 27.0177 | 27.8672
2018 | 7264800 | 5.0051 | 27.0212 | 27.8707
2019 | 7268400 | 5.0054 | 27.0247 | 27.8743
2020 | 7272000 | 5.0057 | 27.0282 | 27.8778
2021 | 7275600 | 5.006 | 27.0318 | 27.8814
2022 | 7279200 | 5.0063 | 27.0353 | 27.8849
2023 | 7282800 | 5.0066 | 27.0388 | 27.8884
2024 | 7286400 | 5.0069 | 27.0423 | 27.892
2025 | 7290000 | 5.0072 | 27.0458 | 27.8955
2026 | 7293600 | 5.0075 | 27.0494 | 27.8991
2027 | 7297200 | 5.0078 | 27.0529 | 27.9026
2028 | 7300800 | 5.0081 | 27.0564 | 27.9061
2029 | 7304400 | 5.0084 | 27.0599 | 27.9097
2030 | 7308000 | 5.0086 | 27.0634 | 27.9132
2031 | 7311600 | 5.0089 | 27.0669 | 27.9168
2032 | 7315200 | 5.0092 | 27.0704 | 27.9203
2033 | 7318800 | 5.0095 | 27.0739 | 27.9238
2034 | 7322400 | 5.0098 | 27.0775 | 27.9274
2035 | 7326000 | 5.0101 | 27.081 | 27.9309
2036 | 7329600 | 5.0104 | 27.0845 | 27.9344
2037 | 7333200 | 5.0107 | 27.088 | 27.938
2038 | 7336800 | 5.011 | 27.0915 | 27.9415
2039 | 7340400 | 5.0112 | 27.095 | 27.945
2040 | 7344000 | 5.0115 | 27.0985 | 27.9485
2041 | 7347600 | 5.0118 | 27.102 | 27.9521
2042 | 7351200 | 5.0121 | 27.1055 | 27.9556
2043 | 7354800 | 5.0124 | 27.109 | 27.9591
2044 | 7358400 | 5.0127 | 27.1125 | 27.9627
2045 | 7362000 | 5.013 | 27.116 | 27.9662
2046 | 7365600 | 5.0133 | 27.1195 | 27.9697
2047 | 7369200 | 5.0136 | 27.123 | 27.9732
2048 | 7372800 | 5.0138 | 27.1265 | 27.9768
2049 | 7376400 | 5.0141 | 27.13 | 27.9803
2050 | 7380000 | 5.0144 | 27.1335 | 27.9838
2051 | 7383600 | 5.0147 | 27.137 | 27.9873
2052 | 7387200 | 5.015 | 27.1405 | 27.9908
2053 | 7390800 | 5.0153 | 27.144 | 27.9944
2054 | 7394400 | 5.0156 | 27.1475 | 27.9979
2055 | 7398000 | 5.0158 | 27.151 | 28.0014
2056 | 7401600 | 5.0161 | 27.1545 | 28.0049
2057 | 7405200 | 5.0164 | 27.158 | 28.0084
2058 | 7408800 | 5.0167 | 27.1615 | 28.012
2059 | 7412400 | 5.017 | 27.165 | 28.0155
2060 | 7416000 | 5.0173 | 27.1684 | 28.019
2061 | 7419600 | 5.0175 | 27.1719 | 28.0225
2062 | 7423200 | 5.0178 | 27.1754 | 28.026
2063 | 7426800 | 5.0181 | 27.1789 | 28.0295
2064 | 7430400 | 5.0184 | 27.1824 | 28.033
2065 | 7434000 | 5.0187 | 27.1859 | 28.0365
2066 | 7437600 | 5.019 | 27.1894 | 28.04
2067 | 7441200 | 5.0193 | 27.1929 | 28.0436
2068 | 7444800 | 5.0195 | 27.1963 | 28.0471
2069 | 7448400 | 5.0198 | 27.1998 | 28.0506
2070 | 7452000 | 5.0201 | 27.2033 | 28.0541
2071 | 7455600 | 5.0204 | 27.2068 | 28.0576
2072 | 7459200 | 5.0207 | 27.2103 | 28.0611
2073 | 7462800 | 5.0209 | 27.2137 | 28.0646
2074 | 7466400 | 5.0212 | 27.2172 | 28.0681
2075 | 7470000 | 5.0215 | 27.2207 | 28.0716
2076 | 7473600 | 5.0218 | 27.2242 | 28.0751
2077 | 7477200 | 5.0221 | 27.2277 | 28.0786
2078 | 7480800 | 5.0224 | 27.2311 | 28.0821
2079 | 7484400 | 5.0226 | 27.2346 | 28.0856
2080 | 7488000 | 5.0229 | 27.2381 | 28.0891
2081 | 7491600 | 5.0232 | 27.2416 | 28.0926
2082 | 7495200 | 5.0235 | 27.245 | 28.0961
2083 | 7498800 | 5.0238 | 27.2485 | 28.0996
2084 | 7502400 | 5.024 | 27.252 | 28.1031
2085 | 7506000 | 5.0243 | 27.2555 | 28.1066
2086 | 7509600 | 5.0246 | 27.2589 | 28.1101
2087 | 7513200 | 5.0249 | 27.2624 | 28.1136
2088 | 7516800 | 5.0252 | 27.2659 | 28.1171
2089 | 7520400 | 5.0254 | 27.2693 | 28.1206
2090 | 7524000 | 5.0257 | 27.2728 | 28.1241
2091 | 7527600 | 5.026 | 27.2763 | 28.1275
2092 | 7531200 | 5.0263 | 27.2797 | 28.131
2093 | 7534800 | 5.0265 | 27.2832 | 28.1345
2094 | 7538400 | 5.0268 | 27.2867 | 28.138
2095 | 7542000 | 5.0271 | 27.2901 | 28.1415
2096 | 7545600 | 5.0274 | 27.2936 | 28.145
2097 | 7549200 | 5.0277 | 27.2971 | 28.1485
2098 | 7552800 | 5.0279 | 27.3005 | 28.152
2099 | 7556400 | 5.0282 | 27.304 | 28.1554
2100 | 7560000 | 5.0285 | 27.3074 | 28.1589
2101 | 7563600 | 5.0288 | 27.3109 | 28.1624
2102 | 7567200 | 5.029 | 27.3144 | 28.1659
2103 | 7570800 | 5.0293 | 27.3178 | 28.1694
2104 | 7574400 | 5.0296 | 27.3213 | 28.1729
2105 | 7578000 | 5.0299 | 27.3247 | 28.1763
2106 | 7581600 | 5.0302 | 27.3282 | 28.1798
2107 | 7585200 | 5.0304 | 27.3316 | 28.1833
2108 | 7588800 | 5.0307 | 27.3351 | 28.1868
2109 | 7592400 | 5.031 | 27.3386 | 28.1902
2110 | 7596000 | 5.0313 | 27.342 | 28.1937
2111 | 7599600 | 5.0315 | 27.3455 | 28.1972
2112 | 7603200 | 5.0318 | 27.3489 | 28.2007
2113 | 7606800 | 5.0321 | 27.3524 | 28.2041
2114 | 7610400 | 5.0324 | 27.3558 | 28.2076
2115 | 7614000 | 5.0326 | 27.3593 | 28.2111
2116 | 7617600 | 5.0329 | 27.3627 | 28.2146
2117 | 7621200 | 5.0332 | 27.3662 | 28.218
2118 | 7624800 | 5.0334 | 27.3696 | 28.2215
2119 | 7628400 | 5.0337 | 27.3731 | 28.225
2120 | 7632000 | 5.034 | 27.3765 | 28.2284
2121 | 7635600 | 5.0343 | 27.3799 | 28.2319
2122 | 7639200 | 5.0345 | 27.3834 | 28.2354
2123 | 7642800 | 5.0348 | 27.3868 | 28.2389
2124 | 7646400 | 5.0351 | 27.3903 | 28.2423
2125 | 7650000 | 5.0354 | 27.3937 | 28.2458
2126 | 7653600 | 5.0356 | 27.3972 | 28.2492
2127 | 7657200 | 5.0359 | 27.4006 | 28.2527
2128 | 7660800 | 5.0362 | 27.404 | 28.2562
2129 | 7664400 | 5.0364 | 27.4075 | 28.2596
2130 | 7668000 | 5.0367 | 27.4109 | 28.2631
2131 | 7671600 | 5.037 | 27.4144 | 28.2666
2132 | 7675200 | 5.0373 | 27.4178 | 28.27
2133 | 7678800 | 5.0375 | 27.4212 | 28.2735
2134 | 7682400 | 5.0378 | 27.4247 | 28.2769
2135 | 7686000 | 5.0381 | 27.4281 | 28.2804
2136 | 7689600 | 5.0383 | 27.4315 | 28.2839
2137 | 7693200 | 5.0386 | 27.435 | 28.2873
2138 | 7696800 | 5.0389 | 27.4384 | 28.2908
2139 | 7700400 | 5.0392 | 27.4418 | 28.2942
2140 | 7704000 | 5.0394 | 27.4453 | 28.2977
2141 | 7707600 | 5.0397 | 27.4487 | 28.3011
2142 | 7711200 | 5.04 | 27.4521 | 28.3046
2143 | 7714800 | 5.0402 | 27.4556 | 28.308
2144 | 7718400 | 5.0405 | 27.459 | 28.3115
2145 | 7722000 | 5.0408 | 27.4624 | 28.3149
2146 | 7725600 | 5.041 | 27.4659 | 28.3184
2147 | 7729200 | 5.0413 | 27.4693 | 28.3218
2148 | 7732800 | 5.0416 | 27.4727 | 28.3253
2149 | 7736400 | 5.0418 | 27.4761 | 28.3287
2150 | 7740000 | 5.0421 | 27.4796 | 28.3322
2151 | 7743600 | 5.0424 | 27.483 | 28.3356
2152 | 7747200 | 5.0427 | 27.4864 | 28.3391
2153 | 7750800 | 5.0429 | 27.4898 | 28.3425
2154 | 7754400 | 5.0432 | 27.4932 | 28.346
2155 | 7758000 | 5.0435 | 27.4967 | 28.3494
2156 | 7761600 | 5.0437 | 27.5001 | 28.3529
2157 | 7765200 | 5.044 | 27.5035 | 28.3563
2158 | 7768800 | 5.0443 | 27.5069 | 28.3597
2159 | 7772400 | 5.0445 | 27.5103 | 28.3632
2160 | 7776000 | 5.0448 | 27.5138 | 28.3666
2161 | 7779600 | 5.0451 | 27.5172 | 28.3701
2162 | 7783200 | 5.0453 | 27.5206 | 28.3735
2163 | 7786800 | 5.0456 | 27.524 | 28.3769
2164 | 7790400 | 5.0459 | 27.5274 | 28.3804
2165 | 7794000 | 5.0461 | 27.5308 | 28.3838
2166 | 7797600 | 5.0464 | 27.5343 | 28.3872
2167 | 7801200 | 5.0466 | 27.5377 | 28.3907
2168 | 7804800 | 5.0469 | 27.5411 | 28.3941
2169 | 7808400 | 5.0472 | 27.5445 | 28.3975
2170 | 7812000 | 5.0474 | 27.5479 | 28.401
2171 | 7815600 | 5.0477 | 27.5513 | 28.4044
2172 | 7819200 | 5.048 | 27.5547 | 28.4078
2173 | 7822800 | 5.0482 | 27.5581 | 28.4113
2174 | 7826400 | 5.0485 | 27.5615 | 28.4147
2175 | 7830000 | 5.0488 | 27.5649 | 28.4181
2176 | 7833600 | 5.049 | 27.5683 | 28.4216
2177 | 7837200 | 5.0493 | 27.5718 | 28.425
2178 | 7840800 | 5.0496 | 27.5752 | 28.4284
2179 | 7844400 | 5.0498 | 27.5786 | 28.4318
2180 | 7848000 | 5.0501 | 27.582 | 28.4353
2181 | 7851600 | 5.0503 | 27.5854 | 28.4387
2182 | 7855200 | 5.0506 | 27.5888 | 28.4421
2183 | 7858800 | 5.0509 | 27.5922 | 28.4455
2184 | 7862400 | 5.0511 | 27.5956 | 28.449
2185 | 7866000 | 5.0514 | 27.599 | 28.4524
2186 | 7869600 | 5.0517 | 27.6024 | 28.4558
2187 | 7873200 | 5.0519 | 27.6058 | 28.4592
2188 | 7876800 | 5.0522 | 27.6092 | 28.4626
2189 | 7880400 | 5.0524 | 27.6126 | 28.4661
2190 | 7884000 | 5.0527 | 27.616 | 28.4695
2191 | 7887600 | 5.053 | 27.6194 | 28.4729
2192 | 7891200 | 5.0532 | 27.6228 | 28.4763
2193 | 7894800 | 5.0535 | 27.6262 | 28.4797
2194 | 7898400 | 5.0537 | 27.6295 | 28.4832
2195 | 7902000 | 5.054 | 27.6329 | 28.4866
2196 | 7905600 | 5.0543 | 27.6363 | 28.49
2197 | 7909200 | 5.0545 | 27.6397 | 28.4934
2198 | 7912800 | 5.0548 | 27.6431 | 28.4968
2199 | 7916400 | 5.055 | 27.6465 | 28.5002
2200 | 7920000 | 5.0553 | 27.6499 | 28.5036
2201 | 7923600 | 5.0556 | 27.6533 | 28.507
2202 | 7927200 | 5.0558 | 27.6567 | 28.5105
2203 | 7930800 | 5.0561 | 27.6601 | 28.5139
2204 | 7934400 | 5.0563 | 27.6634 | 28.5173
2205 | 7938000 | 5.0566 | 27.6668 | 28.5207
2206 | 7941600 | 5.0569 | 27.6702 | 28.5241
2207 | 7945200 | 5.0571 | 27.6736 | 28.5275
2208 | 7948800 | 5.0574 | 27.677 | 28.5309
2209 | 7952400 | 5.0576 | 27.6804 | 28.5343
2210 | 7956000 | 5.0579 | 27.6838 | 28.5377
2211 | 7959600 | 5.0581 | 27.6871 | 28.5411
2212 | 7963200 | 5.0584 | 27.6905 | 28.5445
2213 | 7966800 | 5.0587 | 27.6939 | 28.5479
2214 | 7970400 | 5.0589 | 27.6973 | 28.5513
2215 | 7974000 | 5.0592 | 27.7007 | 28.5547
2216 | 7977600 | 5.0594 | 27.704 | 28.5581
2217 | 7981200 | 5.0597 | 27.7074 | 28.5615
2218 | 7984800 | 5.06 | 27.7108 | 28.5649
2219 | 7988400 | 5.0602 | 27.7142 | 28.5683
2220 | 7992000 | 5.0605 | 27.7175 | 28.5717
2221 | 7995600 | 5.0607 | 27.7209 | 28.5751
2222 | 7999200 | 5.061 | 27.7243 | 28.5785
2223 | 8002800 | 5.0612 | 27.7277 | 28.5819
2224 | 8006400 | 5.0615 | 27.731 | 28.5853
2225 | 8010000 | 5.0617 | 27.7344 | 28.5887
2226 | 8013600 | 5.062 | 27.7378 | 28.5921
2227 | 8017200 | 5.0623 | 27.7412 | 28.5955
2228 | 8020800 | 5.0625 | 27.7445 | 28.5989
2229 | 8024400 | 5.0628 | 27.7479 | 28.6023
2230 | 8028000 | 5.063 | 27.7513 | 28.6057
2231 | 8031600 | 5.0633 | 27.7546 | 28.6091
2232 | 8035200 | 5.0635 | 27.758 | 28.6124
2233 | 8038800 | 5.0638 | 27.7614 | 28.6158
2234 | 8042400 | 5.064 | 27.7647 | 28.6192
2235 | 8046000 | 5.0643 | 27.7681 | 28.6226
2236 | 8049600 | 5.0645 | 27.7715 | 28.626
2237 | 8053200 | 5.0648 | 27.7748 | 28.6294
2238 | 8056800 | 5.0651 | 27.7782 | 28.6328
2239 | 8060400 | 5.0653 | 27.7816 | 28.6362
2240 | 8064000 | 5.0656 | 27.7849 | 28.6395
2241 | 8067600 | 5.0658 | 27.7883 | 28.6429
2242 | 8071200 | 5.0661 | 27.7917 | 28.6463
2243 | 8074800 | 5.0663 | 27.795 | 28.6497
2244 | 8078400 | 5.0666 | 27.7984 | 28.6531
2245 | 8082000 | 5.0668 | 27.8017 | 28.6564
2246 | 8085600 | 5.0671 | 27.8051 | 28.6598
2247 | 8089200 | 5.0673 | 27.8084 | 28.6632
2248 | 8092800 | 5.0676 | 27.8118 | 28.6666
2249 | 8096400 | 5.0678 | 27.8152 | 28.67
2250 | 8100000 | 5.0681 | 27.8185 | 28.6733
2251 | 8103600 | 5.0683 | 27.8219 | 28.6767
2252 | 8107200 | 5.0686 | 27.8252 | 28.6801
2253 | 8110800 | 5.0688 | 27.8286 | 28.6835
2254 | 8114400 | 5.0691 | 27.8319 | 28.6868
2255 | 8118000 | 5.0693 | 27.8353 | 28.6902
2256 | 8121600 | 5.0696 | 27.8386 | 28.6936
2257 | 8125200 | 5.0698 | 27.842 | 28.697
2258 | 8128800 | 5.0701 | 27.8453 | 28.7003
2259 | 8132400 | 5.0703 | 27.8487 | 28.7037
2260 | 8136000 | 5.0706 | 27.852 | 28.7071
2261 | 8139600 | 5.0708 | 27.8554 | 28.7104
2262 | 8143200 | 5.0711 | 27.8587 | 28.7138
2263 | 8146800 | 5.0713 | 27.8621 | 28.7172
2264 | 8150400 | 5.0716 | 27.8654 | 28.7205
2265 | 8154000 | 5.0718 | 27.8688 | 28.7239
2266 | 8157600 | 5.0721 | 27.8721 | 28.7273
2267 | 8161200 | 5.0723 | 27.8755 | 28.7306
2268 | 8164800 | 5.0726 | 27.8788 | 28.734
2269 | 8168400 | 5.0728 | 27.8822 | 28.7374
2270 | 8172000 | 5.0731 | 27.8855 | 28.7407
2271 | 8175600 | 5.0733 | 27.8888 | 28.7441
2272 | 8179200 | 5.0736 | 27.8922 | 28.7475
2273 | 8182800 | 5.0738 | 27.8955 | 28.7508
2274 | 8186400 | 5.0741 | 27.8989 | 28.7542
2275 | 8190000 | 5.0743 | 27.9022 | 28.7575
2276 | 8193600 | 5.0746 | 27.9055 | 28.7609
2277 | 8197200 | 5.0748 | 27.9089 | 28.7643
2278 | 8200800 | 5.0751 | 27.9122 | 28.7676
2279 | 8204400 | 5.0753 | 27.9156 | 28.771
2280 | 8208000 | 5.0756 | 27.9189 | 28.7743
2281 | 8211600 | 5.0758 | 27.9222 | 28.7777
2282 | 8215200 | 5.0761 | 27.9256 | 28.7811
2283 | 8218800 | 5.0763 | 27.9289 | 28.7844
2284 | 8222400 | 5.0765 | 27.9322 | 28.7878
2285 | 8226000 | 5.0768 | 27.9356 | 28.7911
2286 | 8229600 | 5.077 | 27.9389 | 28.7945
2287 | 8233200 | 5.0773 | 27.9422 | 28.7978
2288 | 8236800 | 5.0775 | 27.9456 | 28.8012
2289 | 8240400 | 5.0778 | 27.9489 | 28.8045
2290 | 8244000 | 5.078 | 27.9522 | 28.8079
2291 | 8247600 | 5.0783 | 27.9555 | 28.8112
2292 | 8251200 | 5.0785 | 27.9589 | 28.8146
2293 | 8254800 | 5.0788 | 27.9622 | 28.8179
2294 | 8258400 | 5.079 | 27.9655 | 28.8213
2295 | 8262000 | 5.0792 | 27.9689 | 28.8246
2296 | 8265600 | 5.0795 | 27.9722 | 28.828
2297 | 8269200 | 5.0797 | 27.9755 | 28.8313
2298 | 8272800 | 5.08 | 27.9788 | 28.8347
2299 | 8276400 | 5.0802 | 27.9822 | 28.838
2300 | 8280000 | 5.0805 | 27.9855 | 28.8413
2301 | 8283600 | 5.0807 | 27.9888 | 28.8447
2302 | 8287200 | 5.081 | 27.9921 | 28.848
2303 | 8290800 | 5.0812 | 27.9954 | 28.8514
2304 | 8294400 | 5.0814 | 27.9988 | 28.8547
2305 | 8298000 | 5.0817 | 28.0021 | 28.858
2306 | 8301600 | 5.0819 | 28.0054 | 28.8614
2307 | 8305200 | 5.0822 | 28.0087 | 28.8647
2308 | 8308800 | 5.0824 | 28.012 | 28.8681
2309 | 8312400 | 5.0827 | 28.0154 | 28.8714
2310 | 8316000 | 5.0829 | 28.0187 | 28.8747
2311 | 8319600 | 5.0831 | 28.022 | 28.8781
2312 | 8323200 | 5.0834 | 28.0253 | 28.8814
2313 | 8326800 | 5.0836 | 28.0286 | 28.8847
2314 | 8330400 | 5.0839 | 28.0319 | 28.8881
2315 | 8334000 | 5.0841 | 28.0352 | 28.8914
2316 | 8337600 | 5.0844 | 28.0386 | 28.8948
2317 | 8341200 | 5.0846 | 28.0419 | 28.8981
2318 | 8344800 | 5.0848 | 28.0452 | 28.9014
2319 | 8348400 | 5.0851 | 28.0485 | 28.9047
2320 | 8352000 | 5.0853 | 28.0518 | 28.9081
2321 | 8355600 | 5.0856 | 28.0551 | 28.9114
2322 | 8359200 | 5.0858 | 28.0584 | 28.9147
2323 | 8362800 | 5.086 | 28.0617 | 28.9181
2324 | 8366400 | 5.0863 | 28.065 | 28.9214
2325 | 8370000 | 5.0865 | 28.0683 | 28.9247
2326 | 8373600 | 5.0868 | 28.0717 | 28.928
2327 | 8377200 | 5.087 | 28.075 | 28.9314
2328 | 8380800 | 5.0872 | 28.0783 | 28.9347
2329 | 8384400 | 5.0875 | 28.0816 | 28.938
2330 | 8388000 | 5.0877 | 28.0849 | 28.9413
2331 | 8391600 | 5.088 | 28.0882 | 28.9447
2332 | 8395200 | 5.0882 | 28.0915 | 28.948
2333 | 8398800 | 5.0884 | 28.0948 | 28.9513
2334 | 8402400 | 5.0887 | 28.0981 | 28.9546
2335 | 8406000 | 5.0889 | 28.1014 | 28.958
2336 | 8409600 | 5.0892 | 28.1047 | 28.9613
2337 | 8413200 | 5.0894 | 28.108 | 28.9646
2338 | 8416800 | 5.0896 | 28.1113 | 28.9679
2339 | 8420400 | 5.0899 | 28.1146 | 28.9712
2340 | 8424000 | 5.0901 | 28.1179 | 28.9746
2341 | 8427600 | 5.0904 | 28.1212 | 28.9779
2342 | 8431200 | 5.0906 | 28.1245 | 28.9812
2343 | 8434800 | 5.0908 | 28.1278 | 28.9845
2344 | 8438400 | 5.0911 | 28.1311 | 28.9878
2345 | 8442000 | 5.0913 | 28.1344 | 28.9911
2346 | 8445600 | 5.0915 | 28.1377 | 28.9944
2347 | 8449200 | 5.0918 | 28.1409 | 28.9978
2348 | 8452800 | 5.092 | 28.1442 | 29.0011
2349 | 8456400 | 5.0923 | 28.1475 | 29.0044
2350 | 8460000 | 5.0925 | 28.1508 | 29.0077
2351 | 8463600 | 5.0927 | 28.1541 | 29.011
2352 | 8467200 | 5.093 | 28.1574 | 29.0143
2353 | 8470800 | 5.0932 | 28.1607 | 29.0176
2354 | 8474400 | 5.0934 | 28.164 | 29.0209
2355 | 8478000 | 5.0937 | 28.1673 | 29.0242
2356 | 8481600 | 5.0939 | 28.1706 | 29.0275
2357 | 8485200 | 5.0941 | 28.1738 | 29.0309
2358 | 8488800 | 5.0944 | 28.1771 | 29.0342
2359 | 8492400 | 5.0946 | 28.1804 | 29.0375
2360 | 8496000 | 5.0948 | 28.1837 | 29.0408
2361 | 8499600 | 5.0951 | 28.187 | 29.0441
2362 | 8503200 | 5.0953 | 28.1903 | 29.0474
2363 | 8506800 | 5.0956 | 28.1936 | 29.0507
2364 | 8510400 | 5.0958 | 28.1968 | 29.054
2365 | 8514000 | 5.096 | 28.2001 | 29.0573
2366 | 8517600 | 5.0963 | 28.2034 | 29.0606
2367 | 8521200 | 5.0965 | 28.2067 | 29.0639
2368 | 8524800 | 5.0967 | 28.21 | 29.0672
2369 | 8528400 | 5.097 | 28.2132 | 29.0705
2370 | 8532000 | 5.0972 | 28.2165 | 29.0738
2371 | 8535600 | 5.0974 | 28.2198 | 29.0771
2372 | 8539200 | 5.0977 | 28.2231 | 29.0804
2373 | 8542800 | 5.0979 | 28.2263 | 29.0837
2374 | 8546400 | 5.0981 | 28.2296 | 29.087
2375 | 8550000 | 5.0984 | 28.2329 | 29.0903
2376 | 8553600 | 5.0986 | 28.2362 | 29.0936
2377 | 8557200 | 5.0988 | 28.2394 | 29.0969
2378 | 8560800 | 5.0991 | 28.2427 | 29.1002
2379 | 8564400 | 5.0993 | 28.246 | 29.1034
2380 | 8568000 | 5.0995 | 28.2493 | 29.1067
2381 | 8571600 | 5.0998 | 28.2525 | 29.11
2382 | 8575200 | 5.1 | 28.2558 | 29.1133
2383 | 8578800 | 5.1002 | 28.2591 | 29.1166
2384 | 8582400 | 5.1005 | 28.2624 | 29.1199
2385 | 8586000 | 5.1007 | 28.2656 | 29.1232
2386 | 8589600 | 5.1009 | 28.2689 | 29.1265
2387 | 8593200 | 5.1012 | 28.2722 | 29.1298
2388 | 8596800 | 5.1014 | 28.2754 | 29.1331
2389 | 8600400 | 5.1016 | 28.2787 | 29.1363
2390 | 8604000 | 5.1018 | 28.282 | 29.1396
2391 | 8607600 | 5.1021 | 28.2852 | 29.1429
2392 | 8611200 | 5.1023 | 28.2885 | 29.1462
2393 | 8614800 | 5.1025 | 28.2918 | 29.1495
2394 | 8618400 | 5.1028 | 28.295 | 29.1528
2395 | 8622000 | 5.103 | 28.2983 | 29.156
2396 | 8625600 | 5.1032 | 28.3015 | 29.1593
2397 | 8629200 | 5.1035 | 28.3048 | 29.1626
2398 | 8632800 | 5.1037 | 28.3081 | 29.1659
2399 | 8636400 | 5.1039 | 28.3113 | 29.1692
2400 | 8640000 | 5.1042 | 28.3146 | 29.1724
2401 | 8643600 | 5.1044 | 28.3179 | 29.1757
2402 | 8647200 | 5.1046 | 28.3211 | 29.179
2403 | 8650800 | 5.1048 | 28.3244 | 29.1823
2404 | 8654400 | 5.1051 | 28.3276 | 29.1856
2405 | 8658000 | 5.1053 | 28.3309 | 29.1888
2406 | 8661600 | 5.1055 | 28.3341 | 29.1921
2407 | 8665200 | 5.1058 | 28.3374 | 29.1954
2408 | 8668800 | 5.106 | 28.3407 | 29.1987
2409 | 8672400 | 5.1062 | 28.3439 | 29.2019
2410 | 8676000 | 5.1064 | 28.3472 | 29.2052
2411 | 8679600 | 5.1067 | 28.3504 | 29.2085
2412 | 8683200 | 5.1069 | 28.3537 | 29.2118
2413 | 8686800 | 5.1071 | 28.3569 | 29.215
2414 | 8690400 | 5.1074 | 28.3602 | 29.2183
2415 | 8694000 | 5.1076 | 28.3634 | 29.2216
2416 | 8697600 | 5.1078 | 28.3667 | 29.2248
2417 | 8701200 | 5.108 | 28.3699 | 29.2281
2418 | 8704800 | 5.1083 | 28.3732 | 29.2314
2419 | 8708400 | 5.1085 | 28.3764 | 29.2346
2420 | 8712000 | 5.1087 | 28.3797 | 29.2379
2421 | 8715600 | 5.109 | 28.3829 | 29.2412
2422 | 8719200 | 5.1092 | 28.3862 | 29.2444
2423 | 8722800 | 5.1094 | 28.3894 | 29.2477
2424 | 8726400 | 5.1096 | 28.3927 | 29.251
2425 | 8730000 | 5.1099 | 28.3959 | 29.2542
2426 | 8733600 | 5.1101 | 28.3991 | 29.2575
2427 | 8737200 | 5.1103 | 28.4024 | 29.2608
2428 | 8740800 | 5.1105 | 28.4056 | 29.264
2429 | 8744400 | 5.1108 | 28.4089 | 29.2673
2430 | 8748000 | 5.111 | 28.4121 | 29.2706
2431 | 8751600 | 5.1112 | 28.4154 | 29.2738
2432 | 8755200 | 5.1114 | 28.4186 | 29.2771
2433 | 8758800 | 5.1117 | 28.4218 | 29.2803
2434 | 8762400 | 5.1119 | 28.4251 | 29.2836
2435 | 8766000 | 5.1121 | 28.4283 | 29.2868
2436 | 8769600 | 5.1123 | 28.4316 | 29.2901
2437 | 8773200 | 5.1126 | 28.4348 | 29.2934
2438 | 8776800 | 5.1128 | 28.438 | 29.2966
2439 | 8780400 | 5.113 | 28.4413 | 29.2999
2440 | 8784000 | 5.1132 | 28.4445 | 29.3031
2441 | 8787600 | 5.1135 | 28.4477 | 29.3064
2442 | 8791200 | 5.1137 | 28.451 | 29.3096
2443 | 8794800 | 5.1139 | 28.4542 | 29.3129
2444 | 8798400 | 5.1141 | 28.4574 | 29.3161
2445 | 8802000 | 5.1144 | 28.4607 | 29.3194
2446 | 8805600 | 5.1146 | 28.4639 | 29.3226
2447 | 8809200 | 5.1148 | 28.4671 | 29.3259
2448 | 8812800 | 5.115 | 28.4704 | 29.3291
2449 | 8816400 | 5.1153 | 28.4736 | 29.3324
2450 | 8820000 | 5.1155 | 28.4768 | 29.3356
2451 | 8823600 | 5.1157 | 28.4801 | 29.3389
2452 | 8827200 | 5.1159 | 28.4833 | 29.3421
2453 | 8830800 | 5.1162 | 28.4865 | 29.3454
2454 | 8834400 | 5.1164 | 28.4897 | 29.3486
2455 | 8838000 | 5.1166 | 28.493 | 29.3519
2456 | 8841600 | 5.1168 | 28.4962 | 29.3551
2457 | 8845200 | 5.117 | 28.4994 | 29.3584
2458 | 8848800 | 5.1173 | 28.5027 | 29.3616
2459 | 8852400 | 5.1175 | 28.5059 | 29.3649
2460 | 8856000 | 5.1177 | 28.5091 | 29.3681
2461 | 8859600 | 5.1179 | 28.5123 | 29.3713
2462 | 8863200 | 5.1182 | 28.5155 | 29.3746
2463 | 8866800 | 5.1184 | 28.5188 | 29.3778
2464 | 8870400 | 5.1186 | 28.522 | 29.3811
2465 | 8874000 | 5.1188 | 28.5252 | 29.3843
2466 | 8877600 | 5.119 | 28.5284 | 29.3875
2467 | 8881200 | 5.1193 | 28.5317 | 29.3908
2468 | 8884800 | 5.1195 | 28.5349 | 29.394
2469 | 8888400 | 5.1197 | 28.5381 | 29.3973
2470 | 8892000 | 5.1199 | 28.5413 | 29.4005
2471 | 8895600 | 5.1201 | 28.5445 | 29.4037
2472 | 8899200 | 5.1204 | 28.5477 | 29.407
2473 | 8902800 | 5.1206 | 28.551 | 29.4102
2474 | 8906400 | 5.1208 | 28.5542 | 29.4134
2475 | 8910000 | 5.121 | 28.5574 | 29.4167
2476 | 8913600 | 5.1212 | 28.5606 | 29.4199
2477 | 8917200 | 5.1215 | 28.5638 | 29.4231
2478 | 8920800 | 5.1217 | 28.567 | 29.4264
2479 | 8924400 | 5.1219 | 28.5703 | 29.4296
2480 | 8928000 | 5.1221 | 28.5735 | 29.4328
2481 | 8931600 | 5.1223 | 28.5767 | 29.4361
2482 | 8935200 | 5.1226 | 28.5799 | 29.4393
2483 | 8938800 | 5.1228 | 28.5831 | 29.4425
2484 | 8942400 | 5.123 | 28.5863 | 29.4458
2485 | 8946000 | 5.1232 | 28.5895 | 29.449
2486 | 8949600 | 5.1234 | 28.5927 | 29.4522
2487 | 8953200 | 5.1237 | 28.5959 | 29.4554
2488 | 8956800 | 5.1239 | 28.5991 | 29.4587
2489 | 8960400 | 5.1241 | 28.6024 | 29.4619
2490 | 8964000 | 5.1243 | 28.6056 | 29.4651
2491 | 8967600 | 5.1245 | 28.6088 | 29.4683
2492 | 8971200 | 5.1248 | 28.612 | 29.4716
2493 | 8974800 | 5.125 | 28.6152 | 29.4748
2494 | 8978400 | 5.1252 | 28.6184 | 29.478
2495 | 8982000 | 5.1254 | 28.6216 | 29.4812
2496 | 8985600 | 5.1256 | 28.6248 | 29.4845
2497 | 8989200 | 5.1258 | 28.628 | 29.4877
2498 | 8992800 | 5.1261 | 28.6312 | 29.4909
2499 | 8996400 | 5.1263 | 28.6344 | 29.4941
2500 | 9000000 | 5.1265 | 28.6376 | 29.4973
2501 | 9003600 | 5.1267 | 28.6408 | 29.5005
2502 | 9007200 | 5.1269 | 28.644 | 29.5038
2503 | 9010800 | 5.1271 | 28.6472 | 29.507
2504 | 9014400 | 5.1274 | 28.6504 | 29.5102
2505 | 9018000 | 5.1276 | 28.6536 | 29.5134
2506 | 9021600 | 5.1278 | 28.6568 | 29.5166
2507 | 9025200 | 5.128 | 28.66 | 29.5198
2508 | 9028800 | 5.1282 | 28.6632 | 29.5231
2509 | 9032400 | 5.1284 | 28.6664 | 29.5263
2510 | 9036000 | 5.1287 | 28.6696 | 29.5295
2511 | 9039600 | 5.1289 | 28.6728 | 29.5327
2512 | 9043200 | 5.1291 | 28.676 | 29.5359
2513 | 9046800 | 5.1293 | 28.6791 | 29.5391
2514 | 9050400 | 5.1295 | 28.6823 | 29.5423
2515 | 9054000 | 5.1297 | 28.6855 | 29.5455
2516 | 9057600 | 5.13 | 28.6887 | 29.5488
2517 | 9061200 | 5.1302 | 28.6919 | 29.552
2518 | 9064800 | 5.1304 | 28.6951 | 29.5552
2519 | 9068400 | 5.1306 | 28.6983 | 29.5584
2520 | 9072000 | 5.1308 | 28.7015 | 29.5616
2521 | 9075600 | 5.131 | 28.7047 | 29.5648
2522 | 9079200 | 5.1312 | 28.7079 | 29.568
2523 | 9082800 | 5.1315 | 28.7111 | 29.5712
2524 | 9086400 | 5.1317 | 28.7142 | 29.5744
2525 | 9090000 | 5.1319 | 28.7174 | 29.5776
2526 | 9093600 | 5.1321 | 28.7206 | 29.5808
2527 | 9097200 | 5.1323 | 28.7238 | 29.584
2528 | 9100800 | 5.1325 | 28.727 | 29.5872
2529 | 9104400 | 5.1327 | 28.7302 | 29.5904
2530 | 9108000 | 5.133 | 28.7333 | 29.5936
2531 | 9111600 | 5.1332 | 28.7365 | 29.5968
2532 | 9115200 | 5.1334 | 28.7397 | 29.6
2533 | 9118800 | 5.1336 | 28.7429 | 29.6032
2534 | 9122400 | 5.1338 | 28.7461 | 29.6064
2535 | 9126000 | 5.134 | 28.7493 | 29.6096
2536 | 9129600 | 5.1342 | 28.7524 | 29.6128
2537 | 9133200 | 5.1344 | 28.7556 | 29.616
2538 | 9136800 | 5.1347 | 28.7588 | 29.6192
2539 | 9140400 | 5.1349 | 28.762 | 29.6224
2540 | 9144000 | 5.1351 | 28.7652 | 29.6256
2541 | 9147600 | 5.1353 | 28.7683 | 29.6288
2542 | 9151200 | 5.1355 | 28.7715 | 29.632
2543 | 9154800 | 5.1357 | 28.7747 | 29.6352
2544 | 9158400 | 5.1359 | 28.7779 | 29.6384
2545 | 9162000 | 5.1361 | 28.781 | 29.6416
2546 | 9165600 | 5.1364 | 28.7842 | 29.6448
2547 | 9169200 | 5.1366 | 28.7874 | 29.648
2548 | 9172800 | 5.1368 | 28.7906 | 29.6512
2549 | 9176400 | 5.137 | 28.7937 | 29.6544
2550 | 9180000 | 5.1372 | 28.7969 | 29.6575
2551 | 9183600 | 5.1374 | 28.8001 | 29.6607
2552 | 9187200 | 5.1376 | 28.8032 | 29.6639
2553 | 9190800 | 5.1378 | 28.8064 | 29.6671
2554 | 9194400 | 5.138 | 28.8096 | 29.6703
2555 | 9198000 | 5.1383 | 28.8128 | 29.6735
2556 | 9201600 | 5.1385 | 28.8159 | 29.6767
2557 | 9205200 | 5.1387 | 28.8191 | 29.6799
2558 | 9208800 | 5.1389 | 28.8223 | 29.683
2559 | 9212400 | 5.1391 | 28.8254 | 29.6862
2560 | 9216000 | 5.1393 | 28.8286 | 29.6894
2561 | 9219600 | 5.1395 | 28.8318 | 29.6926
2562 | 9223200 | 5.1397 | 28.8349 | 29.6958
2563 | 9226800 | 5.1399 | 28.8381 | 29.699
2564 | 9230400 | 5.1401 | 28.8413 | 29.7021
2565 | 9234000 | 5.1404 | 28.8444 | 29.7053
2566 | 9237600 | 5.1406 | 28.8476 | 29.7085
2567 | 9241200 | 5.1408 | 28.8507 | 29.7117
2568 | 9244800 | 5.141 | 28.8539 | 29.7149
2569 | 9248400 | 5.1412 | 28.8571 | 29.718
2570 | 9252000 | 5.1414 | 28.8602 | 29.7212
2571 | 9255600 | 5.1416 | 28.8634 | 29.7244
2572 | 9259200 | 5.1418 | 28.8666 | 29.7276
2573 | 9262800 | 5.142 | 28.8697 | 29.7308
2574 | 9266400 | 5.1422 | 28.8729 | 29.7339
2575 | 9270000 | 5.1424 | 28.876 | 29.7371
2576 | 9273600 | 5.1426 | 28.8792 | 29.7403
2577 | 9277200 | 5.1429 | 28.8823 | 29.7435
2578 | 9280800 | 5.1431 | 28.8855 | 29.7466
2579 | 9284400 | 5.1433 | 28.8887 | 29.7498
2580 | 9288000 | 5.1435 | 28.8918 | 29.753
2581 | 9291600 | 5.1437 | 28.895 | 29.7562
2582 | 9295200 | 5.1439 | 28.8981 | 29.7593
2583 | 9298800 | 5.1441 | 28.9013 | 29.7625
2584 | 9302400 | 5.1443 | 28.9044 | 29.7657
2585 | 9306000 | 5.1445 | 28.9076 | 29.7688
2586 | 9309600 | 5.1447 | 28.9107 | 29.772
2587 | 9313200 | 5.1449 | 28.9139 | 29.7752
2588 | 9316800 | 5.1451 | 28.917 | 29.7783
2589 | 9320400 | 5.1453 | 28.9202 | 29.7815
2590 | 9324000 | 5.1456 | 28.9233 | 29.7847
2591 | 9327600 | 5.1458 | 28.9265 | 29.7878
2592 | 9331200 | 5.146 | 28.9296 | 29.791
2593 | 9334800 | 5.1462 | 28.9328 | 29.7942
2594 | 9338400 | 5.1464 | 28.9359 | 29.7973
2595 | 9342000 | 5.1466 | 28.9391 | 29.8005
2596 | 9345600 | 5.1468 | 28.9422 | 29.8037
2597 | 9349200 | 5.147 | 28.9454 | 29.8068
2598 | 9352800 | 5.1472 | 28.9485 | 29.81
2599 | 9356400 | 5.1474 | 28.9517 | 29.8132
2600 | 9360000 | 5.1476 | 28.9548 | 29.8163
2601 | 9363600 | 5.1478 | 28.958 | 29.8195
2602 | 9367200 | 5.148 | 28.9611 | 29.8226
2603 | 9370800 | 5.1482 | 28.9642 | 29.8258
2604 | 9374400 | 5.1484 | 28.9674 | 29.829
2605 | 9378000 | 5.1486 | 28.9705 | 29.8321
2606 | 9381600 | 5.1488 | 28.9737 | 29.8353
2607 | 9385200 | 5.149 | 28.9768 | 29.8384
2608 | 9388800 | 5.1493 | 28.9799 | 29.8416
2609 | 9392400 | 5.1495 | 28.9831 | 29.8448
2610 | 9396000 | 5.1497 | 28.9862 | 29.8479
2611 | 9399600 | 5.1499 | 28.9894 | 29.8511
2612 | 9403200 | 5.1501 | 28.9925 | 29.8542
2613 | 9406800 | 5.1503 | 28.9956 | 29.8574
2614 | 9410400 | 5.1505 | 28.9988 | 29.8605
2615 | 9414000 | 5.1507 | 29.0019 | 29.8637
2616 | 9417600 | 5.1509 | 29.005 | 29.8668
2617 | 9421200 | 5.1511 | 29.0082 | 29.87
2618 | 9424800 | 5.1513 | 29.0113 | 29.8731
2619 | 9428400 | 5.1515 | 29.0144 | 29.8763
2620 | 9432000 | 5.1517 | 29.0176 | 29.8794
2621 | 9435600 | 5.1519 | 29.0207 | 29.8826
2622 | 9439200 | 5.1521 | 29.0238 | 29.8857
2623 | 9442800 | 5.1523 | 29.027 | 29.8889
2624 | 9446400 | 5.1525 | 29.0301 | 29.892
2625 | 9450000 | 5.1527 | 29.0332 | 29.8952
2626 | 9453600 | 5.1529 | 29.0364 | 29.8983
2627 | 9457200 | 5.1531 | 29.0395 | 29.9015
2628 | 9460800 | 5.1533 | 29.0426 | 29.9046
2629 | 9464400 | 5.1535 | 29.0458 | 29.9078
2630 | 9468000 | 5.1537 | 29.0489 | 29.9109
2631 | 9471600 | 5.1539 | 29.052 | 29.9141
2632 | 9475200 | 5.1541 | 29.0551 | 29.9172
2633 | 9478800 | 5.1543 | 29.0583 | 29.9204
2634 | 9482400 | 5.1545 | 29.0614 | 29.9235
2635 | 9486000 | 5.1547 | 29.0645 | 29.9266
2636 | 9489600 | 5.1549 | 29.0676 | 29.9298
2637 | 9493200 | 5.1551 | 29.0708 | 29.9329
2638 | 9496800 | 5.1553 | 29.0739 | 29.9361
2639 | 9500400 | 5.1555 | 29.077 | 29.9392
2640 | 9504000 | 5.1557 | 29.0801 | 29.9423
2641 | 9507600 | 5.1559 | 29.0833 | 29.9455
2642 | 9511200 | 5.1561 | 29.0864 | 29.9486
2643 | 9514800 | 5.1563 | 29.0895 | 29.9518
2644 | 9518400 | 5.1565 | 29.0926 | 29.9549
2645 | 9522000 | 5.1567 | 29.0957 | 29.958
2646 | 9525600 | 5.1569 | 29.0989 | 29.9612
2647 | 9529200 | 5.1571 | 29.102 | 29.9643
2648 | 9532800 | 5.1573 | 29.1051 | 29.9674
2649 | 9536400 | 5.1575 | 29.1082 | 29.9706
2650 | 9540000 | 5.1577 | 29.1113 | 29.9737
2651 | 9543600 | 5.1579 | 29.1145 | 29.9768
2652 | 9547200 | 5.1581 | 29.1176 | 29.98
2653 | 9550800 | 5.1583 | 29.1207 | 29.9831
2654 | 9554400 | 5.1585 | 29.1238 | 29.9862
2655 | 9558000 | 5.1587 | 29.1269 | 29.9894
2656 | 9561600 | 5.1589 | 29.13 | 29.9925
2657 | 9565200 | 5.1591 | 29.1331 | 29.9956
2658 | 9568800 | 5.1593 | 29.1363 | 29.9988
2659 | 9572400 | 5.1595 | 29.1394 | 30.0019
2660 | 9576000 | 5.1597 | 29.1425 | 30.005
2661 | 9579600 | 5.1599 | 29.1456 | 30.0082
2662 | 9583200 | 5.1601 | 29.1487 | 30.0113
2663 | 9586800 | 5.1603 | 29.1518 | 30.0144
2664 | 9590400 | 5.1605 | 29.1549 | 30.0175
2665 | 9594000 | 5.1607 | 29.158 | 30.0207
2666 | 9597600 | 5.1609 | 29.1611 | 30.0238
2667 | 9601200 | 5.1611 | 29.1643 | 30.0269
2668 | 9604800 | 5.1613 | 29.1674 | 30.03
2669 | 9608400 | 5.1615 | 29.1705 | 30.0332
2670 | 9612000 | 5.1617 | 29.1736 | 30.0363
2671 | 9615600 | 5.1619 | 29.1767 | 30.0394
2672 | 9619200 | 5.1621 | 29.1798 | 30.0425
2673 | 9622800 | 5.1623 | 29.1829 | 30.0457
2674 | 9626400 | 5.1625 | 29.186 | 30.0488
2675 | 9630000 | 5.1627 | 29.1891 | 30.0519
2676 | 9633600 | 5.1629 | 29.1922 | 30.055
2677 | 9637200 | 5.1631 | 29.1953 | 30.0581
2678 | 9640800 | 5.1633 | 29.1984 | 30.0613
2679 | 9644400 | 5.1635 | 29.2015 | 30.0644
2680 | 9648000 | 5.1637 | 29.2046 | 30.0675
2681 | 9651600 | 5.1639 | 29.2077 | 30.0706
2682 | 9655200 | 5.1641 | 29.2108 | 30.0737
2683 | 9658800 | 5.1643 | 29.2139 | 30.0768
2684 | 9662400 | 5.1645 | 29.217 | 30.08
2685 | 9666000 | 5.1647 | 29.2201 | 30.0831
2686 | 9669600 | 5.1649 | 29.2232 | 30.0862
2687 | 9673200 | 5.1651 | 29.2263 | 30.0893
2688 | 9676800 | 5.1653 | 29.2294 | 30.0924
2689 | 9680400 | 5.1655 | 29.2325 | 30.0955
2690 | 9684000 | 5.1657 | 29.2356 | 30.0986
2691 | 9687600 | 5.1659 | 29.2387 | 30.1018
2692 | 9691200 | 5.1661 | 29.2418 | 30.1049
2693 | 9694800 | 5.1662 | 29.2449 | 30.108
2694 | 9698400 | 5.1664 | 29.248 | 30.1111
2695 | 9702000 | 5.1666 | 29.2511 | 30.1142
2696 | 9705600 | 5.1668 | 29.2542 | 30.1173
2697 | 9709200 | 5.167 | 29.2573 | 30.1204
2698 | 9712800 | 5.1672 | 29.2604 | 30.1235
2699 | 9716400 | 5.1674 | 29.2634 | 30.1266
2700 | 9720000 | 5.1676 | 29.2665 | 30.1297
2701 | 9723600 | 5.1678 | 29.2696 | 30.1328
2702 | 9727200 | 5.168 | 29.2727 | 30.136
2703 | 9730800 | 5.1682 | 29.2758 | 30.1391
2704 | 9734400 | 5.1684 | 29.2789 | 30.1422
2705 | 9738000 | 5.1686 | 29.282 | 30.1453
2706 | 9741600 | 5.1688 | 29.2851 | 30.1484
2707 | 9745200 | 5.169 | 29.2882 | 30.1515
2708 | 9748800 | 5.1692 | 29.2912 | 30.1546
2709 | 9752400 | 5.1694 | 29.2943 | 30.1577
2710 | 9756000 | 5.1696 | 29.2974 | 30.1608
2711 | 9759600 | 5.1698 | 29.3005 | 30.1639
2712 | 9763200 | 5.1699 | 29.3036 | 30.167
2713 | 9766800 | 5.1701 | 29.3067 | 30.1701
2714 | 9770400 | 5.1703 | 29.3098 | 30.1732
2715 | 9774000 | 5.1705 | 29.3128 | 30.1763
2716 | 9777600 | 5.1707 | 29.3159 | 30.1794
2717 | 9781200 | 5.1709 | 29.319 | 30.1825
2718 | 9784800 | 5.1711 | 29.3221 | 30.1856
2719 | 9788400 | 5.1713 | 29.3252 | 30.1887
2720 | 9792000 | 5.1715 | 29.3282 | 30.1918
2721 | 9795600 | 5.1717 | 29.3313 | 30.1949
2722 | 9799200 | 5.1719 | 29.3344 | 30.198
2723 | 9802800 | 5.1721 | 29.3375 | 30.2011
2724 | 9806400 | 5.1723 | 29.3406 | 30.2042
2725 | 9810000 | 5.1725 | 29.3436 | 30.2073
2726 | 9813600 | 5.1726 | 29.3467 | 30.2103
2727 | 9817200 | 5.1728 | 29.3498 | 30.2134
2728 | 9820800 | 5.173 | 29.3529 | 30.2165
2729 | 9824400 | 5.1732 | 29.356 | 30.2196
2730 | 9828000 | 5.1734 | 29.359 | 30.2227
2731 | 9831600 | 5.1736 | 29.3621 | 30.2258
2732 | 9835200 | 5.1738 | 29.3652 | 30.2289
2733 | 9838800 | 5.174 | 29.3682 | 30.232
2734 | 9842400 | 5.1742 | 29.3713 | 30.2351
2735 | 9846000 | 5.1744 | 29.3744 | 30.2382
2736 | 9849600 | 5.1746 | 29.3775 | 30.2413
2737 | 9853200 | 5.1748 | 29.3805 | 30.2443
2738 | 9856800 | 5.1749 | 29.3836 | 30.2474
2739 | 9860400 | 5.1751 | 29.3867 | 30.2505
2740 | 9864000 | 5.1753 | 29.3898 | 30.2536
2741 | 9867600 | 5.1755 | 29.3928 | 30.2567
2742 | 9871200 | 5.1757 | 29.3959 | 30.2598
2743 | 9874800 | 5.1759 | 29.399 | 30.2629
2744 | 9878400 | 5.1761 | 29.402 | 30.2659
2745 | 9882000 | 5.1763 | 29.4051 | 30.269
2746 | 9885600 | 5.1765 | 29.4082 | 30.2721
2747 | 9889200 | 5.1767 | 29.4112 | 30.2752
2748 | 9892800 | 5.1768 | 29.4143 | 30.2783
2749 | 9896400 | 5.177 | 29.4174 | 30.2814
2750 | 9900000 | 5.1772 | 29.4204 | 30.2844
2751 | 9903600 | 5.1774 | 29.4235 | 30.2875
2752 | 9907200 | 5.1776 | 29.4266 | 30.2906
2753 | 9910800 | 5.1778 | 29.4296 | 30.2937
2754 | 9914400 | 5.178 | 29.4327 | 30.2968
2755 | 9918000 | 5.1782 | 29.4357 | 30.2998
2756 | 9921600 | 5.1784 | 29.4388 | 30.3029
2757 | 9925200 | 5.1786 | 29.4419 | 30.306
2758 | 9928800 | 5.1787 | 29.4449 | 30.3091
2759 | 9932400 | 5.1789 | 29.448 | 30.3122
2760 | 9936000 | 5.1791 | 29.4511 | 30.3152
2761 | 9939600 | 5.1793 | 29.4541 | 30.3183
2762 | 9943200 | 5.1795 | 29.4572 | 30.3214
2763 | 9946800 | 5.1797 | 29.4602 | 30.3245
2764 | 9950400 | 5.1799 | 29.4633 | 30.3275
2765 | 9954000 | 5.1801 | 29.4663 | 30.3306
2766 | 9957600 | 5.1803 | 29.4694 | 30.3337
2767 | 9961200 | 5.1804 | 29.4725 | 30.3367
2768 | 9964800 | 5.1806 | 29.4755 | 30.3398
2769 | 9968400 | 5.1808 | 29.4786 | 30.3429
2770 | 9972000 | 5.181 | 29.4816 | 30.346
2771 | 9975600 | 5.1812 | 29.4847 | 30.349
2772 | 9979200 | 5.1814 | 29.4877 | 30.3521
2773 | 9982800 | 5.1816 | 29.4908 | 30.3552
2774 | 9986400 | 5.1818 | 29.4938 | 30.3582
2775 | 9990000 | 5.1819 | 29.4969 | 30.3613
2776 | 9993600 | 5.1821 | 29.4999 | 30.3644
2777 | 9997200 | 5.1823 | 29.503 | 30.3674
2778 | 10000800 | 5.1825 | 29.5061 | 30.3705
2779 | 10004400 | 5.1827 | 29.5091 | 30.3736
2780 | 10008000 | 5.1829 | 29.5122 | 30.3766
2781 | 10011600 | 5.1831 | 29.5152 | 30.3797
2782 | 10015200 | 5.1833 | 29.5183 | 30.3828
2783 | 10018800 | 5.1834 | 29.5213 | 30.3858
2784 | 10022400 | 5.1836 | 29.5243 | 30.3889
2785 | 10026000 | 5.1838 | 29.5274 | 30.392
2786 | 10029600 | 5.184 | 29.5304 | 30.395
2787 | 10033200 | 5.1842 | 29.5335 | 30.3981
2788 | 10036800 | 5.1844 | 29.5365 | 30.4012
2789 | 10040400 | 5.1846 | 29.5396 | 30.4042
2790 | 10044000 | 5.1847 | 29.5426 | 30.4073
2791 | 10047600 | 5.1849 | 29.5457 | 30.4103
2792 | 10051200 | 5.1851 | 29.5487 | 30.4134
2793 | 10054800 | 5.1853 | 29.5518 | 30.4165
2794 | 10058400 | 5.1855 | 29.5548 | 30.4195
2795 | 10062000 | 5.1857 | 29.5578 | 30.4226
2796 | 10065600 | 5.1859 | 29.5609 | 30.4256
2797 | 10069200 | 5.186 | 29.5639 | 30.4287
2798 | 10072800 | 5.1862 | 29.567 | 30.4317
2799 | 10076400 | 5.1864 | 29.57 | 30.4348
2800 | 10080000 | 5.1866 | 29.5731 | 30.4379
2801 | 10083600 | 5.1868 | 29.5761 | 30.4409
2802 | 10087200 | 5.187 | 29.5791 | 30.444
2803 | 10090800 | 5.1872 | 29.5822 | 30.447
2804 | 10094400 | 5.1873 | 29.5852 | 30.4501
2805 | 10098000 | 5.1875 | 29.5882 | 30.4531
2806 | 10101600 | 5.1877 | 29.5913 | 30.4562
2807 | 10105200 | 5.1879 | 29.5943 | 30.4592
2808 | 10108800 | 5.1881 | 29.5974 | 30.4623
2809 | 10112400 | 5.1883 | 29.6004 | 30.4653
2810 | 10116000 | 5.1884 | 29.6034 | 30.4684
2811 | 10119600 | 5.1886 | 29.6065 | 30.4714
2812 | 10123200 | 5.1888 | 29.6095 | 30.4745
2813 | 10126800 | 5.189 | 29.6125 | 30.4775
2814 | 10130400 | 5.1892 | 29.6156 | 30.4806
2815 | 10134000 | 5.1894 | 29.6186 | 30.4836
2816 | 10137600 | 5.1895 | 29.6216 | 30.4867
2817 | 10141200 | 5.1897 | 29.6247 | 30.4897
2818 | 10144800 | 5.1899 | 29.6277 | 30.4928
2819 | 10148400 | 5.1901 | 29.6307 | 30.4958
2820 | 10152000 | 5.1903 | 29.6338 | 30.4989
2821 | 10155600 | 5.1905 | 29.6368 | 30.5019
2822 | 10159200 | 5.1906 | 29.6398 | 30.505
2823 | 10162800 | 5.1908 | 29.6428 | 30.508
2824 | 10166400 | 5.191 | 29.6459 | 30.511
2825 | 10170000 | 5.1912 | 29.6489 | 30.5141
2826 | 10173600 | 5.1914 | 29.6519 | 30.5171
2827 | 10177200 | 5.1916 | 29.655 | 30.5202
2828 | 10180800 | 5.1917 | 29.658 | 30.5232
2829 | 10184400 | 5.1919 | 29.661 | 30.5263
2830 | 10188000 | 5.1921 | 29.664 | 30.5293
2831 | 10191600 | 5.1923 | 29.6671 | 30.5323
2832 | 10195200 | 5.1925 | 29.6701 | 30.5354
2833 | 10198800 | 5.1927 | 29.6731 | 30.5384
2834 | 10202400 | 5.1928 | 29.6761 | 30.5415
2835 | 10206000 | 5.193 | 29.6791 | 30.5445
2836 | 10209600 | 5.1932 | 29.6822 | 30.5475
2837 | 10213200 | 5.1934 | 29.6852 | 30.5506
2838 | 10216800 | 5.1936 | 29.6882 | 30.5536
2839 | 10220400 | 5.1937 | 29.6912 | 30.5566
2840 | 10224000 | 5.1939 | 29.6943 | 30.5597
2841 | 10227600 | 5.1941 | 29.6973 | 30.5627
2842 | 10231200 | 5.1943 | 29.7003 | 30.5657
2843 | 10234800 | 5.1945 | 29.7033 | 30.5688
2844 | 10238400 | 5.1947 | 29.7063 | 30.5718
2845 | 10242000 | 5.1948 | 29.7094 | 30.5748
2846 | 10245600 | 5.195 | 29.7124 | 30.5779
2847 | 10249200 | 5.1952 | 29.7154 | 30.5809
2848 | 10252800 | 5.1954 | 29.7184 | 30.5839
2849 | 10256400 | 5.1956 | 29.7214 | 30.587
2850 | 10260000 | 5.1957 | 29.7244 | 30.59
2851 | 10263600 | 5.1959 | 29.7275 | 30.593
2852 | 10267200 | 5.1961 | 29.7305 | 30.5961
2853 | 10270800 | 5.1963 | 29.7335 | 30.5991
2854 | 10274400 | 5.1965 | 29.7365 | 30.6021
2855 | 10278000 | 5.1966 | 29.7395 | 30.6052
2856 | 10281600 | 5.1968 | 29.7425 | 30.6082
2857 | 10285200 | 5.197 | 29.7455 | 30.6112
2858 | 10288800 | 5.1972 | 29.7485 | 30.6142
2859 | 10292400 | 5.1974 | 29.7516 | 30.6173
2860 | 10296000 | 5.1975 | 29.7546 | 30.6203
2861 | 10299600 | 5.1977 | 29.7576 | 30.6233
2862 | 10303200 | 5.1979 | 29.7606 | 30.6263
2863 | 10306800 | 5.1981 | 29.7636 | 30.6294
2864 | 10310400 | 5.1983 | 29.7666 | 30.6324
2865 | 10314000 | 5.1984 | 29.7696 | 30.6354
2866 | 10317600 | 5.1986 | 29.7726 | 30.6384
2867 | 10321200 | 5.1988 | 29.7756 | 30.6415
2868 | 10324800 | 5.199 | 29.7786 | 30.6445
2869 | 10328400 | 5.1991 | 29.7816 | 30.6475
2870 | 10332000 | 5.1993 | 29.7846 | 30.6505
2871 | 10335600 | 5.1995 | 29.7877 | 30.6535
2872 | 10339200 | 5.1997 | 29.7907 | 30.6566
2873 | 10342800 | 5.1999 | 29.7937 | 30.6596
2874 | 10346400 | 5.2 | 29.7967 | 30.6626
2875 | 10350000 | 5.2002 | 29.7997 | 30.6656
2876 | 10353600 | 5.2004 | 29.8027 | 30.6686
2877 | 10357200 | 5.2006 | 29.8057 | 30.6717
2878 | 10360800 | 5.2008 | 29.8087 | 30.6747
2879 | 10364400 | 5.2009 | 29.8117 | 30.6777
2880 | 10368000 | 5.2011 | 29.8147 | 30.6807
2881 | 10371600 | 5.2013 | 29.8177 | 30.6837
2882 | 10375200 | 5.2015 | 29.8207 | 30.6867
2883 | 10378800 | 5.2016 | 29.8237 | 30.6898
2884 | 10382400 | 5.2018 | 29.8267 | 30.6928
2885 | 10386000 | 5.202 | 29.8297 | 30.6958
2886 | 10389600 | 5.2022 | 29.8327 | 30.6988
2887 | 10393200 | 5.2024 | 29.8357 | 30.7018
2888 | 10396800 | 5.2025 | 29.8387 | 30.7048
2889 | 10400400 | 5.2027 | 29.8417 | 30.7078
2890 | 10404000 | 5.2029 | 29.8447 | 30.7108
2891 | 10407600 | 5.2031 | 29.8477 | 30.7139
2892 | 10411200 | 5.2032 | 29.8507 | 30.7169
2893 | 10414800 | 5.2034 | 29.8537 | 30.7199
2894 | 10418400 | 5.2036 | 29.8567 | 30.7229
2895 | 10422000 | 5.2038 | 29.8596 | 30.7259
2896 | 10425600 | 5.2039 | 29.8626 | 30.7289
2897 | 10429200 | 5.2041 | 29.8656 | 30.7319
2898 | 10432800 | 5.2043 | 29.8686 | 30.7349
2899 | 10436400 | 5.2045 | 29.8716 | 30.7379
2900 | 10440000 | 5.2046 | 29.8746 | 30.7409
2901 | 10443600 | 5.2048 | 29.8776 | 30.7439
2902 | 10447200 | 5.205 | 29.8806 | 30.7469
2903 | 10450800 | 5.2052 | 29.8836 | 30.7499
2904 | 10454400 | 5.2054 | 29.8866 | 30.753
2905 | 10458000 | 5.2055 | 29.8896 | 30.756
2906 | 10461600 | 5.2057 | 29.8926 | 30.759
2907 | 10465200 | 5.2059 | 29.8955 | 30.762
2908 | 10468800 | 5.2061 | 29.8985 | 30.765
2909 | 10472400 | 5.2062 | 29.9015 | 30.768
2910 | 10476000 | 5.2064 | 29.9045 | 30.771
2911 | 10479600 | 5.2066 | 29.9075 | 30.774
2912 | 10483200 | 5.2068 | 29.9105 | 30.777
2913 | 10486800 | 5.2069 | 29.9135 | 30.78
2914 | 10490400 | 5.2071 | 29.9164 | 30.783
2915 | 10494000 | 5.2073 | 29.9194 | 30.786
2916 | 10497600 | 5.2075 | 29.9224 | 30.789
2917 | 10501200 | 5.2076 | 29.9254 | 30.792
2918 | 10504800 | 5.2078 | 29.9284 | 30.795
2919 | 10508400 | 5.208 | 29.9314 | 30.798
2920 | 10512000 | 5.2082 | 29.9343 | 30.801
2921 | 10515600 | 5.2083 | 29.9373 | 30.804
2922 | 10519200 | 5.2085 | 29.9403 | 30.807
2923 | 10522800 | 5.2087 | 29.9433 | 30.81
2924 | 10526400 | 5.2088 | 29.9463 | 30.8129
2925 | 10530000 | 5.209 | 29.9493 | 30.8159
2926 | 10533600 | 5.2092 | 29.9522 | 30.8189
2927 | 10537200 | 5.2094 | 29.9552 | 30.8219
2928 | 10540800 | 5.2095 | 29.9582 | 30.8249
2929 | 10544400 | 5.2097 | 29.9612 | 30.8279
2930 | 10548000 | 5.2099 | 29.9641 | 30.8309
2931 | 10551600 | 5.2101 | 29.9671 | 30.8339
2932 | 10555200 | 5.2102 | 29.9701 | 30.8369
2933 | 10558800 | 5.2104 | 29.9731 | 30.8399
2934 | 10562400 | 5.2106 | 29.9761 | 30.8429
2935 | 10566000 | 5.2108 | 29.979 | 30.8459
2936 | 10569600 | 5.2109 | 29.982 | 30.8489
2937 | 10573200 | 5.2111 | 29.985 | 30.8518
2938 | 10576800 | 5.2113 | 29.988 | 30.8548
2939 | 10580400 | 5.2114 | 29.9909 | 30.8578
2940 | 10584000 | 5.2116 | 29.9939 | 30.8608
2941 | 10587600 | 5.2118 | 29.9969 | 30.8638
2942 | 10591200 | 5.212 | 29.9998 | 30.8668
2943 | 10594800 | 5.2121 | 30.0028 | 30.8698
2944 | 10598400 | 5.2123 | 30.0058 | 30.8728
2945 | 10602000 | 5.2125 | 30.0088 | 30.8757
2946 | 10605600 | 5.2127 | 30.0117 | 30.8787
2947 | 10609200 | 5.2128 | 30.0147 | 30.8817
2948 | 10612800 | 5.213 | 30.0177 | 30.8847
2949 | 10616400 | 5.2132 | 30.0206 | 30.8877
2950 | 10620000 | 5.2133 | 30.0236 | 30.8907
2951 | 10623600 | 5.2135 | 30.0266 | 30.8936
2952 | 10627200 | 5.2137 | 30.0295 | 30.8966
2953 | 10630800 | 5.2139 | 30.0325 | 30.8996
2954 | 10634400 | 5.214 | 30.0355 | 30.9026
2955 | 10638000 | 5.2142 | 30.0384 | 30.9056
2956 | 10641600 | 5.2144 | 30.0414 | 30.9085
2957 | 10645200 | 5.2145 | 30.0444 | 30.9115
2958 | 10648800 | 5.2147 | 30.0473 | 30.9145
2959 | 10652400 | 5.2149 | 30.0503 | 30.9175
2960 | 10656000 | 5.2151 | 30.0533 | 30.9205
2961 | 10659600 | 5.2152 | 30.0562 | 30.9234
2962 | 10663200 | 5.2154 | 30.0592 | 30.9264
2963 | 10666800 | 5.2156 | 30.0622 | 30.9294
2964 | 10670400 | 5.2157 | 30.0651 | 30.9324
2965 | 10674000 | 5.2159 | 30.0681 | 30.9353
2966 | 10677600 | 5.2161 | 30.071 | 30.9383
2967 | 10681200 | 5.2163 | 30.074 | 30.9413
2968 | 10684800 | 5.2164 | 30.077 | 30.9443
2969 | 10688400 | 5.2166 | 30.0799 | 30.9472
2970 | 10692000 | 5.2168 | 30.0829 | 30.9502
2971 | 10695600 | 5.2169 | 30.0858 | 30.9532
2972 | 10699200 | 5.2171 | 30.0888 | 30.9562
2973 | 10702800 | 5.2173 | 30.0918 | 30.9591
2974 | 10706400 | 5.2174 | 30.0947 | 30.9621
2975 | 10710000 | 5.2176 | 30.0977 | 30.9651
2976 | 10713600 | 5.2178 | 30.1006 | 30.968
2977 | 10717200 | 5.218 | 30.1036 | 30.971
2978 | 10720800 | 5.2181 | 30.1065 | 30.974
2979 | 10724400 | 5.2183 | 30.1095 | 30.977
2980 | 10728000 | 5.2185 | 30.1124 | 30.9799
2981 | 10731600 | 5.2186 | 30.1154 | 30.9829
2982 | 10735200 | 5.2188 | 30.1184 | 30.9859
2983 | 10738800 | 5.219 | 30.1213 | 30.9888
2984 | 10742400 | 5.2191 | 30.1243 | 30.9918
2985 | 10746000 | 5.2193 | 30.1272 | 30.9948
2986 | 10749600 | 5.2195 | 30.1302 | 30.9977
2987 | 10753200 | 5.2196 | 30.1331 | 31.0007
2988 | 10756800 | 5.2198 | 30.1361 | 31.0037
2989 | 10760400 | 5.22 | 30.139 | 31.0066
2990 | 10764000 | 5.2202 | 30.142 | 31.0096
2991 | 10767600 | 5.2203 | 30.1449 | 31.0126
2992 | 10771200 | 5.2205 | 30.1479 | 31.0155
2993 | 10774800 | 5.2207 | 30.1508 | 31.0185
2994 | 10778400 | 5.2208 | 30.1538 | 31.0214
2995 | 10782000 | 5.221 | 30.1567 | 31.0244
2996 | 10785600 | 5.2212 | 30.1597 | 31.0274
2997 | 10789200 | 5.2213 | 30.1626 | 31.0303
2998 | 10792800 | 5.2215 | 30.1655 | 31.0333
2999 | 10796400 | 5.2217 | 30.1685 | 31.0363
3000 | 10800000 | 5.2218 | 30.1714 | 31.0392
3001 | 10803600 | 5.222 | 30.1744 | 31.0422
3002 | 10807200 | 5.2222 | 30.1773 | 31.0451
3003 | 10810800 | 5.2223 | 30.1803 | 31.0481
3004 | 10814400 | 5.2225 | 30.1832 | 31.051
3005 | 10818000 | 5.2227 | 30.1862 | 31.054
3006 | 10821600 | 5.2228 | 30.1891 | 31.057
3007 | 10825200 | 5.223 | 30.192 | 31.0599
3008 | 10828800 | 5.2232 | 30.195 | 31.0629
3009 | 10832400 | 5.2233 | 30.1979 | 31.0658
3010 | 10836000 | 5.2235 | 30.2009 | 31.0688
3011 | 10839600 | 5.2237 | 30.2038 | 31.0717
3012 | 10843200 | 5.2238 | 30.2068 | 31.0747
3013 | 10846800 | 5.224 | 30.2097 | 31.0776
3014 | 10850400 | 5.2242 | 30.2126 | 31.0806
3015 | 10854000 | 5.2243 | 30.2156 | 31.0836
3016 | 10857600 | 5.2245 | 30.2185 | 31.0865
3017 | 10861200 | 5.2247 | 30.2214 | 31.0895
3018 | 10864800 | 5.2248 | 30.2244 | 31.0924
3019 | 10868400 | 5.225 | 30.2273 | 31.0954
3020 | 10872000 | 5.2252 | 30.2303 | 31.0983
3021 | 10875600 | 5.2253 | 30.2332 | 31.1013
3022 | 10879200 | 5.2255 | 30.2361 | 31.1042
3023 | 10882800 | 5.2257 | 30.2391 | 31.1072
3024 | 10886400 | 5.2258 | 30.242 | 31.1101
3025 | 10890000 | 5.226 | 30.2449 | 31.1131
3026 | 10893600 | 5.2262 | 30.2479 | 31.116
3027 | 10897200 | 5.2263 | 30.2508 | 31.119
3028 | 10900800 | 5.2265 | 30.2537 | 31.1219
3029 | 10904400 | 5.2267 | 30.2567 | 31.1248
3030 | 10908000 | 5.2268 | 30.2596 | 31.1278
3031 | 10911600 | 5.227 | 30.2625 | 31.1307
3032 | 10915200 | 5.2272 | 30.2655 | 31.1337
3033 | 10918800 | 5.2273 | 30.2684 | 31.1366
3034 | 10922400 | 5.2275 | 30.2713 | 31.1396
3035 | 10926000 | 5.2277 | 30.2743 | 31.1425
3036 | 10929600 | 5.2278 | 30.2772 | 31.1455
3037 | 10933200 | 5.228 | 30.2801 | 31.1484
3038 | 10936800 | 5.2282 | 30.283 | 31.1513
3039 | 10940400 | 5.2283 | 30.286 | 31.1543
3040 | 10944000 | 5.2285 | 30.2889 | 31.1572
3041 | 10947600 | 5.2286 | 30.2918 | 31.1602
3042 | 10951200 | 5.2288 | 30.2948 | 31.1631
3043 | 10954800 | 5.229 | 30.2977 | 31.1661
3044 | 10958400 | 5.2291 | 30.3006 | 31.169
3045 | 10962000 | 5.2293 | 30.3035 | 31.1719
3046 | 10965600 | 5.2295 | 30.3065 | 31.1749
3047 | 10969200 | 5.2296 | 30.3094 | 31.1778
3048 | 10972800 | 5.2298 | 30.3123 | 31.1807
3049 | 10976400 | 5.23 | 30.3152 | 31.1837
3050 | 10980000 | 5.2301 | 30.3182 | 31.1866
3051 | 10983600 | 5.2303 | 30.3211 | 31.1896
3052 | 10987200 | 5.2305 | 30.324 | 31.1925
3053 | 10990800 | 5.2306 | 30.3269 | 31.1954
3054 | 10994400 | 5.2308 | 30.3298 | 31.1984
3055 | 10998000 | 5.2309 | 30.3328 | 31.2013
3056 | 11001600 | 5.2311 | 30.3357 | 31.2042
3057 | 11005200 | 5.2313 | 30.3386 | 31.2072
3058 | 11008800 | 5.2314 | 30.3415 | 31.2101
3059 | 11012400 | 5.2316 | 30.3444 | 31.213
3060 | 11016000 | 5.2318 | 30.3474 | 31.216
3061 | 11019600 | 5.2319 | 30.3503 | 31.2189
3062 | 11023200 | 5.2321 | 30.3532 | 31.2218
3063 | 11026800 | 5.2322 | 30.3561 | 31.2248
3064 | 11030400 | 5.2324 | 30.359 | 31.2277
3065 | 11034000 | 5.2326 | 30.3619 | 31.2306
3066 | 11037600 | 5.2327 | 30.3649 | 31.2336
3067 | 11041200 | 5.2329 | 30.3678 | 31.2365
3068 | 11044800 | 5.2331 | 30.3707 | 31.2394
3069 | 11048400 | 5.2332 | 30.3736 | 31.2423
3070 | 11052000 | 5.2334 | 30.3765 | 31.2453
3071 | 11055600 | 5.2335 | 30.3794 | 31.2482
3072 | 11059200 | 5.2337 | 30.3824 | 31.2511
3073 | 11062800 | 5.2339 | 30.3853 | 31.2541
3074 | 11066400 | 5.234 | 30.3882 | 31.257
3075 | 11070000 | 5.2342 | 30.3911 | 31.2599
3076 | 11073600 | 5.2344 | 30.394 | 31.2628
3077 | 11077200 | 5.2345 | 30.3969 | 31.2658
3078 | 11080800 | 5.2347 | 30.3998 | 31.2687
3079 | 11084400 | 5.2348 | 30.4027 | 31.2716
3080 | 11088000 | 5.235 | 30.4056 | 31.2745
3081 | 11091600 | 5.2352 | 30.4086 | 31.2774
3082 | 11095200 | 5.2353 | 30.4115 | 31.2804
3083 | 11098800 | 5.2355 | 30.4144 | 31.2833
3084 | 11102400 | 5.2357 | 30.4173 | 31.2862
3085 | 11106000 | 5.2358 | 30.4202 | 31.2891
3086 | 11109600 | 5.236 | 30.4231 | 31.2921
3087 | 11113200 | 5.2361 | 30.426 | 31.295
3088 | 11116800 | 5.2363 | 30.4289 | 31.2979
3089 | 11120400 | 5.2365 | 30.4318 | 31.3008
3090 | 11124000 | 5.2366 | 30.4347 | 31.3037
3091 | 11127600 | 5.2368 | 30.4376 | 31.3067
3092 | 11131200 | 5.2369 | 30.4405 | 31.3096
3093 | 11134800 | 5.2371 | 30.4434 | 31.3125
3094 | 11138400 | 5.2373 | 30.4463 | 31.3154
3095 | 11142000 | 5.2374 | 30.4492 | 31.3183
3096 | 11145600 | 5.2376 | 30.4522 | 31.3212
3097 | 11149200 | 5.2377 | 30.4551 | 31.3242
3098 | 11152800 | 5.2379 | 30.458 | 31.3271
3099 | 11156400 | 5.2381 | 30.4609 | 31.33
3100 | 11160000 | 5.2382 | 30.4638 | 31.3329
3101 | 11163600 | 5.2384 | 30.4667 | 31.3358
3102 | 11167200 | 5.2385 | 30.4696 | 31.3387
3103 | 11170800 | 5.2387 | 30.4725 | 31.3417
3104 | 11174400 | 5.2389 | 30.4754 | 31.3446
3105 | 11178000 | 5.239 | 30.4783 | 31.3475
3106 | 11181600 | 5.2392 | 30.4812 | 31.3504
3107 | 11185200 | 5.2393 | 30.4841 | 31.3533
3108 | 11188800 | 5.2395 | 30.487 | 31.3562
3109 | 11192400 | 5.2397 | 30.4899 | 31.3591
3110 | 11196000 | 5.2398 | 30.4928 | 31.362
3111 | 11199600 | 5.24 | 30.4956 | 31.3649
3112 | 11203200 | 5.2401 | 30.4985 | 31.3679
3113 | 11206800 | 5.2403 | 30.5014 | 31.3708
3114 | 11210400 | 5.2405 | 30.5043 | 31.3737
3115 | 11214000 | 5.2406 | 30.5072 | 31.3766
3116 | 11217600 | 5.2408 | 30.5101 | 31.3795
3117 | 11221200 | 5.2409 | 30.513 | 31.3824
3118 | 11224800 | 5.2411 | 30.5159 | 31.3853
3119 | 11228400 | 5.2413 | 30.5188 | 31.3882
3120 | 11232000 | 5.2414 | 30.5217 | 31.3911
3121 | 11235600 | 5.2416 | 30.5246 | 31.394
3122 | 11239200 | 5.2417 | 30.5275 | 31.3969
3123 | 11242800 | 5.2419 | 30.5304 | 31.3998
3124 | 11246400 | 5.242 | 30.5333 | 31.4027
3125 | 11250000 | 5.2422 | 30.5362 | 31.4056
3126 | 11253600 | 5.2424 | 30.539 | 31.4085
3127 | 11257200 | 5.2425 | 30.5419 | 31.4115
3128 | 11260800 | 5.2427 | 30.5448 | 31.4144
3129 | 11264400 | 5.2428 | 30.5477 | 31.4173
3130 | 11268000 | 5.243 | 30.5506 | 31.4202
3131 | 11271600 | 5.2432 | 30.5535 | 31.4231
3132 | 11275200 | 5.2433 | 30.5564 | 31.426
3133 | 11278800 | 5.2435 | 30.5593 | 31.4289
3134 | 11282400 | 5.2436 | 30.5622 | 31.4318
3135 | 11286000 | 5.2438 | 30.565 | 31.4347
3136 | 11289600 | 5.2439 | 30.5679 | 31.4376
3137 | 11293200 | 5.2441 | 30.5708 | 31.4405
3138 | 11296800 | 5.2443 | 30.5737 | 31.4434
3139 | 11300400 | 5.2444 | 30.5766 | 31.4463
3140 | 11304000 | 5.2446 | 30.5795 | 31.4492
3141 | 11307600 | 5.2447 | 30.5824 | 31.4521
3142 | 11311200 | 5.2449 | 30.5852 | 31.4549
3143 | 11314800 | 5.245 | 30.5881 | 31.4578
3144 | 11318400 | 5.2452 | 30.591 | 31.4607
3145 | 11322000 | 5.2454 | 30.5939 | 31.4636
3146 | 11325600 | 5.2455 | 30.5968 | 31.4665
3147 | 11329200 | 5.2457 | 30.5996 | 31.4694
3148 | 11332800 | 5.2458 | 30.6025 | 31.4723
3149 | 11336400 | 5.246 | 30.6054 | 31.4752
3150 | 11340000 | 5.2461 | 30.6083 | 31.4781
3151 | 11343600 | 5.2463 | 30.6112 | 31.481
3152 | 11347200 | 5.2465 | 30.6141 | 31.4839
3153 | 11350800 | 5.2466 | 30.6169 | 31.4868
3154 | 11354400 | 5.2468 | 30.6198 | 31.4897
3155 | 11358000 | 5.2469 | 30.6227 | 31.4926
3156 | 11361600 | 5.2471 | 30.6256 | 31.4955
3157 | 11365200 | 5.2472 | 30.6284 | 31.4983
3158 | 11368800 | 5.2474 | 30.6313 | 31.5012
3159 | 11372400 | 5.2475 | 30.6342 | 31.5041
3160 | 11376000 | 5.2477 | 30.6371 | 31.507
3161 | 11379600 | 5.2479 | 30.6399 | 31.5099
3162 | 11383200 | 5.248 | 30.6428 | 31.5128
3163 | 11386800 | 5.2482 | 30.6457 | 31.5157
3164 | 11390400 | 5.2483 | 30.6486 | 31.5186
3165 | 11394000 | 5.2485 | 30.6514 | 31.5215
3166 | 11397600 | 5.2486 | 30.6543 | 31.5243
3167 | 11401200 | 5.2488 | 30.6572 | 31.5272
3168 | 11404800 | 5.2489 | 30.6601 | 31.5301
3169 | 11408400 | 5.2491 | 30.6629 | 31.533
3170 | 11412000 | 5.2493 | 30.6658 | 31.5359
3171 | 11415600 | 5.2494 | 30.6687 | 31.5388
3172 | 11419200 | 5.2496 | 30.6715 | 31.5417
3173 | 11422800 | 5.2497 | 30.6744 | 31.5445
3174 | 11426400 | 5.2499 | 30.6773 | 31.5474
3175 | 11430000 | 5.25 | 30.6802 | 31.5503
3176 | 11433600 | 5.2502 | 30.683 | 31.5532
3177 | 11437200 | 5.2503 | 30.6859 | 31.5561
3178 | 11440800 | 5.2505 | 30.6888 | 31.5589
3179 | 11444400 | 5.2506 | 30.6916 | 31.5618
3180 | 11448000 | 5.2508 | 30.6945 | 31.5647
3181 | 11451600 | 5.251 | 30.6974 | 31.5676
3182 | 11455200 | 5.2511 | 30.7002 | 31.5705
3183 | 11458800 | 5.2513 | 30.7031 | 31.5733
3184 | 11462400 | 5.2514 | 30.706 | 31.5762
3185 | 11466000 | 5.2516 | 30.7088 | 31.5791
3186 | 11469600 | 5.2517 | 30.7117 | 31.582
3187 | 11473200 | 5.2519 | 30.7146 | 31.5849
3188 | 11476800 | 5.252 | 30.7174 | 31.5877
3189 | 11480400 | 5.2522 | 30.7203 | 31.5906
3190 | 11484000 | 5.2523 | 30.7232 | 31.5935
3191 | 11487600 | 5.2525 | 30.726 | 31.5964
3192 | 11491200 | 5.2527 | 30.7289 | 31.5992
3193 | 11494800 | 5.2528 | 30.7317 | 31.6021
3194 | 11498400 | 5.253 | 30.7346 | 31.605
3195 | 11502000 | 5.2531 | 30.7375 | 31.6079
3196 | 11505600 | 5.2533 | 30.7403 | 31.6107
3197 | 11509200 | 5.2534 | 30.7432 | 31.6136
3198 | 11512800 | 5.2536 | 30.746 | 31.6165
3199 | 11516400 | 5.2537 | 30.7489 | 31.6194
3200 | 11520000 | 5.2539 | 30.7518 | 31.6222
3201 | 11523600 | 5.254 | 30.7546 | 31.6251
3202 | 11527200 | 5.2542 | 30.7575 | 31.628
3203 | 11530800 | 5.2543 | 30.7603 | 31.6308
3204 | 11534400 | 5.2545 | 30.7632 | 31.6337
3205 | 11538000 | 5.2546 | 30.7661 | 31.6366
3206 | 11541600 | 5.2548 | 30.7689 | 31.6395
3207 | 11545200 | 5.2549 | 30.7718 | 31.6423
3208 | 11548800 | 5.2551 | 30.7746 | 31.6452
3209 | 11552400 | 5.2553 | 30.7775 | 31.6481
3210 | 11556000 | 5.2554 | 30.7803 | 31.6509
3211 | 11559600 | 5.2556 | 30.7832 | 31.6538
3212 | 11563200 | 5.2557 | 30.786 | 31.6567
3213 | 11566800 | 5.2559 | 30.7889 | 31.6595
3214 | 11570400 | 5.256 | 30.7918 | 31.6624
3215 | 11574000 | 5.2562 | 30.7946 | 31.6653
3216 | 11577600 | 5.2563 | 30.7975 | 31.6681
3217 | 11581200 | 5.2565 | 30.8003 | 31.671
3218 | 11584800 | 5.2566 | 30.8032 | 31.6739
3219 | 11588400 | 5.2568 | 30.806 | 31.6767
3220 | 11592000 | 5.2569 | 30.8089 | 31.6796
3221 | 11595600 | 5.2571 | 30.8117 | 31.6825
3222 | 11599200 | 5.2572 | 30.8146 | 31.6853
3223 | 11602800 | 5.2574 | 30.8174 | 31.6882
3224 | 11606400 | 5.2575 | 30.8203 | 31.691
3225 | 11610000 | 5.2577 | 30.8231 | 31.6939
3226 | 11613600 | 5.2578 | 30.826 | 31.6968
3227 | 11617200 | 5.258 | 30.8288 | 31.6996
3228 | 11620800 | 5.2581 | 30.8317 | 31.7025
3229 | 11624400 | 5.2583 | 30.8345 | 31.7053
3230 | 11628000 | 5.2584 | 30.8374 | 31.7082
3231 | 11631600 | 5.2586 | 30.8402 | 31.7111
3232 | 11635200 | 5.2587 | 30.843 | 31.7139
3233 | 11638800 | 5.2589 | 30.8459 | 31.7168
3234 | 11642400 | 5.259 | 30.8487 | 31.7196
3235 | 11646000 | 5.2592 | 30.8516 | 31.7225
3236 | 11649600 | 5.2593 | 30.8544 | 31.7254
3237 | 11653200 | 5.2595 | 30.8573 | 31.7282
3238 | 11656800 | 5.2596 | 30.8601 | 31.7311
3239 | 11660400 | 5.2598 | 30.863 | 31.7339
3240 | 11664000 | 5.2599 | 30.8658 | 31.7368
3241 | 11667600 | 5.2601 | 30.8686 | 31.7396
3242 | 11671200 | 5.2602 | 30.8715 | 31.7425
3243 | 11674800 | 5.2604 | 30.8743 | 31.7453
3244 | 11678400 | 5.2605 | 30.8772 | 31.7482
3245 | 11682000 | 5.2607 | 30.88 | 31.7511
3246 | 11685600 | 5.2608 | 30.8829 | 31.7539
3247 | 11689200 | 5.261 | 30.8857 | 31.7568
3248 | 11692800 | 5.2611 | 30.8885 | 31.7596
3249 | 11696400 | 5.2613 | 30.8914 | 31.7625
3250 | 11700000 | 5.2614 | 30.8942 | 31.7653
3251 | 11703600 | 5.2616 | 30.897 | 31.7682
3252 | 11707200 | 5.2617 | 30.8999 | 31.771
3253 | 11710800 | 5.2619 | 30.9027 | 31.7739
3254 | 11714400 | 5.262 | 30.9056 | 31.7767
3255 | 11718000 | 5.2622 | 30.9084 | 31.7796
3256 | 11721600 | 5.2623 | 30.9112 | 31.7824
3257 | 11725200 | 5.2625 | 30.9141 | 31.7853
3258 | 11728800 | 5.2626 | 30.9169 | 31.7881
3259 | 11732400 | 5.2628 | 30.9197 | 31.791
3260 | 11736000 | 5.2629 | 30.9226 | 31.7938
3261 | 11739600 | 5.2631 | 30.9254 | 31.7967
3262 | 11743200 | 5.2632 | 30.9282 | 31.7995
3263 | 11746800 | 5.2634 | 30.9311 | 31.8023
3264 | 11750400 | 5.2635 | 30.9339 | 31.8052
3265 | 11754000 | 5.2637 | 30.9367 | 31.808
3266 | 11757600 | 5.2638 | 30.9396 | 31.8109
3267 | 11761200 | 5.264 | 30.9424 | 31.8137
3268 | 11764800 | 5.2641 | 30.9452 | 31.8166
3269 | 11768400 | 5.2643 | 30.9481 | 31.8194
3270 | 11772000 | 5.2644 | 30.9509 | 31.8223
3271 | 11775600 | 5.2646 | 30.9537 | 31.8251
3272 | 11779200 | 5.2647 | 30.9566 | 31.8279
3273 | 11782800 | 5.2649 | 30.9594 | 31.8308
3274 | 11786400 | 5.265 | 30.9622 | 31.8336
3275 | 11790000 | 5.2652 | 30.9651 | 31.8365
3276 | 11793600 | 5.2653 | 30.9679 | 31.8393
3277 | 11797200 | 5.2655 | 30.9707 | 31.8422
3278 | 11800800 | 5.2656 | 30.9735 | 31.845
3279 | 11804400 | 5.2658 | 30.9764 | 31.8478
3280 | 11808000 | 5.2659 | 30.9792 | 31.8507
3281 | 11811600 | 5.2661 | 30.982 | 31.8535
3282 | 11815200 | 5.2662 | 30.9848 | 31.8563
3283 | 11818800 | 5.2664 | 30.9877 | 31.8592
3284 | 11822400 | 5.2665 | 30.9905 | 31.862
3285 | 11826000 | 5.2666 | 30.9933 | 31.8649
3286 | 11829600 | 5.2668 | 30.9961 | 31.8677
3287 | 11833200 | 5.2669 | 30.999 | 31.8705
3288 | 11836800 | 5.2671 | 31.0018 | 31.8734
3289 | 11840400 | 5.2672 | 31.0046 | 31.8762
3290 | 11844000 | 5.2674 | 31.0074 | 31.879
3291 | 11847600 | 5.2675 | 31.0103 | 31.8819
3292 | 11851200 | 5.2677 | 31.0131 | 31.8847
3293 | 11854800 | 5.2678 | 31.0159 | 31.8875
3294 | 11858400 | 5.268 | 31.0187 | 31.8904
3295 | 11862000 | 5.2681 | 31.0215 | 31.8932
3296 | 11865600 | 5.2683 | 31.0244 | 31.896
3297 | 11869200 | 5.2684 | 31.0272 | 31.8989
3298 | 11872800 | 5.2686 | 31.03 | 31.9017
3299 | 11876400 | 5.2687 | 31.0328 | 31.9045
3300 | 11880000 | 5.2689 | 31.0356 | 31.9074
3301 | 11883600 | 5.269 | 31.0385 | 31.9102
3302 | 11887200 | 5.2691 | 31.0413 | 31.913
3303 | 11890800 | 5.2693 | 31.0441 | 31.9159
3304 | 11894400 | 5.2694 | 31.0469 | 31.9187
3305 | 11898000 | 5.2696 | 31.0497 | 31.9215
3306 | 11901600 | 5.2697 | 31.0526 | 31.9244
3307 | 11905200 | 5.2699 | 31.0554 | 31.9272
3308 | 11908800 | 5.27 | 31.0582 | 31.93
3309 | 11912400 | 5.2702 | 31.061 | 31.9328
3310 | 11916000 | 5.2703 | 31.0638 | 31.9357
3311 | 11919600 | 5.2705 | 31.0666 | 31.9385
3312 | 11923200 | 5.2706 | 31.0694 | 31.9413
3313 | 11926800 | 5.2707 | 31.0723 | 31.9441
3314 | 11930400 | 5.2709 | 31.0751 | 31.947
3315 | 11934000 | 5.271 | 31.0779 | 31.9498
3316 | 11937600 | 5.2712 | 31.0807 | 31.9526
3317 | 11941200 | 5.2713 | 31.0835 | 31.9554
3318 | 11944800 | 5.2715 | 31.0863 | 31.9583
3319 | 11948400 | 5.2716 | 31.0891 | 31.9611
3320 | 11952000 | 5.2718 | 31.0919 | 31.9639
3321 | 11955600 | 5.2719 | 31.0948 | 31.9667
3322 | 11959200 | 5.2721 | 31.0976 | 31.9696
3323 | 11962800 | 5.2722 | 31.1004 | 31.9724
3324 | 11966400 | 5.2723 | 31.1032 | 31.9752
3325 | 11970000 | 5.2725 | 31.106 | 31.978
3326 | 11973600 | 5.2726 | 31.1088 | 31.9808
3327 | 11977200 | 5.2728 | 31.1116 | 31.9837
3328 | 11980800 | 5.2729 | 31.1144 | 31.9865
3329 | 11984400 | 5.2731 | 31.1172 | 31.9893
3330 | 11988000 | 5.2732 | 31.12 | 31.9921
3331 | 11991600 | 5.2734 | 31.1228 | 31.9949
3332 | 11995200 | 5.2735 | 31.1256 | 31.9978
3333 | 11998800 | 5.2737 | 31.1284 | 32.0006
3334 | 12002400 | 5.2738 | 31.1313 | 32.0034
3335 | 12006000 | 5.2739 | 31.1341 | 32.0062
3336 | 12009600 | 5.2741 | 31.1369 | 32.009
3337 | 12013200 | 5.2742 | 31.1397 | 32.0119
3338 | 12016800 | 5.2744 | 31.1425 | 32.0147
3339 | 12020400 | 5.2745 | 31.1453 | 32.0175
3340 | 12024000 | 5.2747 | 31.1481 | 32.0203
3341 | 12027600 | 5.2748 | 31.1509 | 32.0231
3342 | 12031200 | 5.2749 | 31.1537 | 32.0259
3343 | 12034800 | 5.2751 | 31.1565 | 32.0287
3344 | 12038400 | 5.2752 | 31.1593 | 32.0316
3345 | 12042000 | 5.2754 | 31.1621 | 32.0344
3346 | 12045600 | 5.2755 | 31.1649 | 32.0372
3347 | 12049200 | 5.2757 | 31.1677 | 32.04
3348 | 12052800 | 5.2758 | 31.1705 | 32.0428
3349 | 12056400 | 5.276 | 31.1733 | 32.0456
3350 | 12060000 | 5.2761 | 31.1761 | 32.0484
3351 | 12063600 | 5.2762 | 31.1789 | 32.0512
3352 | 12067200 | 5.2764 | 31.1817 | 32.0541
3353 | 12070800 | 5.2765 | 31.1845 | 32.0569
3354 | 12074400 | 5.2767 | 31.1873 | 32.0597
3355 | 12078000 | 5.2768 | 31.1901 | 32.0625
3356 | 12081600 | 5.277 | 31.1929 | 32.0653
3357 | 12085200 | 5.2771 | 31.1957 | 32.0681
3358 | 12088800 | 5.2772 | 31.1985 | 32.0709
3359 | 12092400 | 5.2774 | 31.2013 | 32.0737
3360 | 12096000 | 5.2775 | 31.2041 | 32.0765
3361 | 12099600 | 5.2777 | 31.2069 | 32.0793
3362 | 12103200 | 5.2778 | 31.2097 | 32.0821
3363 | 12106800 | 5.278 | 31.2124 | 32.0849
3364 | 12110400 | 5.2781 | 31.2152 | 32.0877
3365 | 12114000 | 5.2782 | 31.218 | 32.0906
3366 | 12117600 | 5.2784 | 31.2208 | 32.0934
3367 | 12121200 | 5.2785 | 31.2236 | 32.0962
3368 | 12124800 | 5.2787 | 31.2264 | 32.099
3369 | 12128400 | 5.2788 | 31.2292 | 32.1018
3370 | 12132000 | 5.279 | 31.232 | 32.1046
3371 | 12135600 | 5.2791 | 31.2348 | 32.1074
3372 | 12139200 | 5.2792 | 31.2376 | 32.1102
3373 | 12142800 | 5.2794 | 31.2404 | 32.113
3374 | 12146400 | 5.2795 | 31.2432 | 32.1158
3375 | 12150000 | 5.2797 | 31.246 | 32.1186
3376 | 12153600 | 5.2798 | 31.2487 | 32.1214
3377 | 12157200 | 5.2799 | 31.2515 | 32.1242
3378 | 12160800 | 5.2801 | 31.2543 | 32.127
3379 | 12164400 | 5.2802 | 31.2571 | 32.1298
3380 | 12168000 | 5.2804 | 31.2599 | 32.1326
3381 | 12171600 | 5.2805 | 31.2627 | 32.1354
3382 | 12175200 | 5.2807 | 31.2655 | 32.1382
3383 | 12178800 | 5.2808 | 31.2683 | 32.141
3384 | 12182400 | 5.2809 | 31.271 | 32.1438
3385 | 12186000 | 5.2811 | 31.2738 | 32.1466
3386 | 12189600 | 5.2812 | 31.2766 | 32.1494
3387 | 12193200 | 5.2814 | 31.2794 | 32.1522
3388 | 12196800 | 5.2815 | 31.2822 | 32.155
3389 | 12200400 | 5.2816 | 31.285 | 32.1578
3390 | 12204000 | 5.2818 | 31.2878 | 32.1606
3391 | 12207600 | 5.2819 | 31.2905 | 32.1634
3392 | 12211200 | 5.2821 | 31.2933 | 32.1662
3393 | 12214800 | 5.2822 | 31.2961 | 32.169
3394 | 12218400 | 5.2823 | 31.2989 | 32.1717
3395 | 12222000 | 5.2825 | 31.3017 | 32.1745
3396 | 12225600 | 5.2826 | 31.3044 | 32.1773
3397 | 12229200 | 5.2828 | 31.3072 | 32.1801
3398 | 12232800 | 5.2829 | 31.31 | 32.1829
3399 | 12236400 | 5.283 | 31.3128 | 32.1857
3400 | 12240000 | 5.2832 | 31.3156 | 32.1885
3401 | 12243600 | 5.2833 | 31.3183 | 32.1913
3402 | 12247200 | 5.2835 | 31.3211 | 32.1941
3403 | 12250800 | 5.2836 | 31.3239 | 32.1969
3404 | 12254400 | 5.2837 | 31.3267 | 32.1997
3405 | 12258000 | 5.2839 | 31.3295 | 32.2025
3406 | 12261600 | 5.284 | 31.3322 | 32.2052
3407 | 12265200 | 5.2842 | 31.335 | 32.208
3408 | 12268800 | 5.2843 | 31.3378 | 32.2108
3409 | 12272400 | 5.2844 | 31.3406 | 32.2136
3410 | 12276000 | 5.2846 | 31.3434 | 32.2164
3411 | 12279600 | 5.2847 | 31.3461 | 32.2192
3412 | 12283200 | 5.2849 | 31.3489 | 32.222
3413 | 12286800 | 5.285 | 31.3517 | 32.2248
3414 | 12290400 | 5.2851 | 31.3545 | 32.2276
3415 | 12294000 | 5.2853 | 31.3572 | 32.2303
3416 | 12297600 | 5.2854 | 31.36 | 32.2331
3417 | 12301200 | 5.2856 | 31.3628 | 32.2359
3418 | 12304800 | 5.2857 | 31.3655 | 32.2387
3419 | 12308400 | 5.2858 | 31.3683 | 32.2415
3420 | 12312000 | 5.286 | 31.3711 | 32.2443
3421 | 12315600 | 5.2861 | 31.3739 | 32.247
3422 | 12319200 | 5.2863 | 31.3766 | 32.2498
3423 | 12322800 | 5.2864 | 31.3794 | 32.2526
3424 | 12326400 | 5.2865 | 31.3822 | 32.2554
3425 | 12330000 | 5.2867 | 31.385 | 32.2582
3426 | 12333600 | 5.2868 | 31.3877 | 32.261
3427 | 12337200 | 5.287 | 31.3905 | 32.2637
3428 | 12340800 | 5.2871 | 31.3933 | 32.2665
3429 | 12344400 | 5.2872 | 31.396 | 32.2693
3430 | 12348000 | 5.2874 | 31.3988 | 32.2721
3431 | 12351600 | 5.2875 | 31.4016 | 32.2749
3432 | 12355200 | 5.2877 | 31.4043 | 32.2776
3433 | 12358800 | 5.2878 | 31.4071 | 32.2804
3434 | 12362400 | 5.2879 | 31.4099 | 32.2832
3435 | 12366000 | 5.2881 | 31.4126 | 32.286
3436 | 12369600 | 5.2882 | 31.4154 | 32.2888
3437 | 12373200 | 5.2883 | 31.4182 | 32.2915
3438 | 12376800 | 5.2885 | 31.4209 | 32.2943
3439 | 12380400 | 5.2886 | 31.4237 | 32.2971
3440 | 12384000 | 5.2888 | 31.4265 | 32.2999
3441 | 12387600 | 5.2889 | 31.4292 | 32.3026
3442 | 12391200 | 5.289 | 31.432 | 32.3054
3443 | 12394800 | 5.2892 | 31.4348 | 32.3082
3444 | 12398400 | 5.2893 | 31.4375 | 32.311
3445 | 12402000 | 5.2894 | 31.4403 | 32.3137
3446 | 12405600 | 5.2896 | 31.4431 | 32.3165
3447 | 12409200 | 5.2897 | 31.4458 | 32.3193
3448 | 12412800 | 5.2899 | 31.4486 | 32.3221
3449 | 12416400 | 5.29 | 31.4513 | 32.3248
3450 | 12420000 | 5.2901 | 31.4541 | 32.3276
3451 | 12423600 | 5.2903 | 31.4569 | 32.3304
3452 | 12427200 | 5.2904 | 31.4596 | 32.3332
3453 | 12430800 | 5.2905 | 31.4624 | 32.3359
3454 | 12434400 | 5.2907 | 31.4651 | 32.3387
3455 | 12438000 | 5.2908 | 31.4679 | 32.3415
3456 | 12441600 | 5.291 | 31.4707 | 32.3442
3457 | 12445200 | 5.2911 | 31.4734 | 32.347
3458 | 12448800 | 5.2912 | 31.4762 | 32.3498
3459 | 12452400 | 5.2914 | 31.4789 | 32.3526
3460 | 12456000 | 5.2915 | 31.4817 | 32.3553
3461 | 12459600 | 5.2916 | 31.4844 | 32.3581
3462 | 12463200 | 5.2918 | 31.4872 | 32.3609
3463 | 12466800 | 5.2919 | 31.49 | 32.3636
3464 | 12470400 | 5.2921 | 31.4927 | 32.3664
3465 | 12474000 | 5.2922 | 31.4955 | 32.3692
3466 | 12477600 | 5.2923 | 31.4982 | 32.3719
3467 | 12481200 | 5.2925 | 31.501 | 32.3747
3468 | 12484800 | 5.2926 | 31.5037 | 32.3775
3469 | 12488400 | 5.2927 | 31.5065 | 32.3802
3470 | 12492000 | 5.2929 | 31.5092 | 32.383
3471 | 12495600 | 5.293 | 31.512 | 32.3858
3472 | 12499200 | 5.2931 | 31.5148 | 32.3885
3473 | 12502800 | 5.2933 | 31.5175 | 32.3913
3474 | 12506400 | 5.2934 | 31.5203 | 32.3941
3475 | 12510000 | 5.2936 | 31.523 | 32.3968
3476 | 12513600 | 5.2937 | 31.5258 | 32.3996
3477 | 12517200 | 5.2938 | 31.5285 | 32.4023
3478 | 12520800 | 5.294 | 31.5313 | 32.4051
3479 | 12524400 | 5.2941 | 31.534 | 32.4079
3480 | 12528000 | 5.2942 | 31.5368 | 32.4106
3481 | 12531600 | 5.2944 | 31.5395 | 32.4134
3482 | 12535200 | 5.2945 | 31.5423 | 32.4162
3483 | 12538800 | 5.2946 | 31.545 | 32.4189
3484 | 12542400 | 5.2948 | 31.5478 | 32.4217
3485 | 12546000 | 5.2949 | 31.5505 | 32.4244
3486 | 12549600 | 5.295 | 31.5533 | 32.4272
3487 | 12553200 | 5.2952 | 31.556 | 32.43
3488 | 12556800 | 5.2953 | 31.5588 | 32.4327
3489 | 12560400 | 5.2955 | 31.5615 | 32.4355
3490 | 12564000 | 5.2956 | 31.5643 | 32.4382
3491 | 12567600 | 5.2957 | 31.567 | 32.441
3492 | 12571200 | 5.2959 | 31.5697 | 32.4437
3493 | 12574800 | 5.296 | 31.5725 | 32.4465
3494 | 12578400 | 5.2961 | 31.5752 | 32.4493
3495 | 12582000 | 5.2963 | 31.578 | 32.452
3496 | 12585600 | 5.2964 | 31.5807 | 32.4548
3497 | 12589200 | 5.2965 | 31.5835 | 32.4575
3498 | 12592800 | 5.2967 | 31.5862 | 32.4603
3499 | 12596400 | 5.2968 | 31.589 | 32.463
3500 | 12600000 | 5.2969 | 31.5917 | 32.4658
3501 | 12603600 | 5.2971 | 31.5944 | 32.4685
3502 | 12607200 | 5.2972 | 31.5972 | 32.4713
3503 | 12610800 | 5.2973 | 31.5999 | 32.4741
3504 | 12614400 | 5.2975 | 31.6027 | 32.4768
3505 | 12618000 | 5.2976 | 31.6054 | 32.4796
3506 | 12621600 | 5.2977 | 31.6081 | 32.4823
3507 | 12625200 | 5.2979 | 31.6109 | 32.4851
3508 | 12628800 | 5.298 | 31.6136 | 32.4878
3509 | 12632400 | 5.2981 | 31.6164 | 32.4906
3510 | 12636000 | 5.2983 | 31.6191 | 32.4933
3511 | 12639600 | 5.2984 | 31.6218 | 32.4961
3512 | 12643200 | 5.2985 | 31.6246 | 32.4988
3513 | 12646800 | 5.2987 | 31.6273 | 32.5016
3514 | 12650400 | 5.2988 | 31.6301 | 32.5043
3515 | 12654000 | 5.2989 | 31.6328 | 32.5071
3516 | 12657600 | 5.2991 | 31.6355 | 32.5098
3517 | 12661200 | 5.2992 | 31.6383 | 32.5126
3518 | 12664800 | 5.2994 | 31.641 | 32.5153
3519 | 12668400 | 5.2995 | 31.6437 | 32.5181
3520 | 12672000 | 5.2996 | 31.6465 | 32.5208
3521 | 12675600 | 5.2998 | 31.6492 | 32.5235
3522 | 12679200 | 5.2999 | 31.652 | 32.5263
3523 | 12682800 | 5.3 | 31.6547 | 32.529
3524 | 12686400 | 5.3002 | 31.6574 | 32.5318
3525 | 12690000 | 5.3003 | 31.6602 | 32.5345
3526 | 12693600 | 5.3004 | 31.6629 | 32.5373
3527 | 12697200 | 5.3006 | 31.6656 | 32.54
3528 | 12700800 | 5.3007 | 31.6684 | 32.5428
3529 | 12704400 | 5.3008 | 31.6711 | 32.5455
3530 | 12708000 | 5.301 | 31.6738 | 32.5482
3531 | 12711600 | 5.3011 | 31.6766 | 32.551
3532 | 12715200 | 5.3012 | 31.6793 | 32.5537
3533 | 12718800 | 5.3013 | 31.682 | 32.5565
3534 | 12722400 | 5.3015 | 31.6847 | 32.5592
3535 | 12726000 | 5.3016 | 31.6875 | 32.562
3536 | 12729600 | 5.3017 | 31.6902 | 32.5647
3537 | 12733200 | 5.3019 | 31.6929 | 32.5674
3538 | 12736800 | 5.302 | 31.6957 | 32.5702
3539 | 12740400 | 5.3021 | 31.6984 | 32.5729
3540 | 12744000 | 5.3023 | 31.7011 | 32.5757
3541 | 12747600 | 5.3024 | 31.7038 | 32.5784
3542 | 12751200 | 5.3025 | 31.7066 | 32.5811
3543 | 12754800 | 5.3027 | 31.7093 | 32.5839
3544 | 12758400 | 5.3028 | 31.712 | 32.5866
3545 | 12762000 | 5.3029 | 31.7148 | 32.5894
3546 | 12765600 | 5.3031 | 31.7175 | 32.5921
3547 | 12769200 | 5.3032 | 31.7202 | 32.5948
3548 | 12772800 | 5.3033 | 31.7229 | 32.5976
3549 | 12776400 | 5.3035 | 31.7257 | 32.6003
3550 | 12780000 | 5.3036 | 31.7284 | 32.603
3551 | 12783600 | 5.3037 | 31.7311 | 32.6058
3552 | 12787200 | 5.3039 | 31.7338 | 32.6085
3553 | 12790800 | 5.304 | 31.7366 | 32.6112
3554 | 12794400 | 5.3041 | 31.7393 | 32.614
3555 | 12798000 | 5.3043 | 31.742 | 32.6167
3556 | 12801600 | 5.3044 | 31.7447 | 32.6194
3557 | 12805200 | 5.3045 | 31.7475 | 32.6222
3558 | 12808800 | 5.3047 | 31.7502 | 32.6249
3559 | 12812400 | 5.3048 | 31.7529 | 32.6276
3560 | 12816000 | 5.3049 | 31.7556 | 32.6304
3561 | 12819600 | 5.305 | 31.7583 | 32.6331
3562 | 12823200 | 5.3052 | 31.7611 | 32.6358
3563 | 12826800 | 5.3053 | 31.7638 | 32.6386
3564 | 12830400 | 5.3054 | 31.7665 | 32.6413
3565 | 12834000 | 5.3056 | 31.7692 | 32.644
3566 | 12837600 | 5.3057 | 31.7719 | 32.6468
3567 | 12841200 | 5.3058 | 31.7747 | 32.6495
3568 | 12844800 | 5.306 | 31.7774 | 32.6522
3569 | 12848400 | 5.3061 | 31.7801 | 32.655
3570 | 12852000 | 5.3062 | 31.7828 | 32.6577
3571 | 12855600 | 5.3064 | 31.7855 | 32.6604
3572 | 12859200 | 5.3065 | 31.7882 | 32.6631
3573 | 12862800 | 5.3066 | 31.791 | 32.6659
3574 | 12866400 | 5.3068 | 31.7937 | 32.6686
3575 | 12870000 | 5.3069 | 31.7964 | 32.6713
3576 | 12873600 | 5.307 | 31.7991 | 32.6741
3577 | 12877200 | 5.3071 | 31.8018 | 32.6768
3578 | 12880800 | 5.3073 | 31.8045 | 32.6795
3579 | 12884400 | 5.3074 | 31.8073 | 32.6822
3580 | 12888000 | 5.3075 | 31.81 | 32.685
3581 | 12891600 | 5.3077 | 31.8127 | 32.6877
3582 | 12895200 | 5.3078 | 31.8154 | 32.6904
3583 | 12898800 | 5.3079 | 31.8181 | 32.6931
3584 | 12902400 | 5.3081 | 31.8208 | 32.6959
3585 | 12906000 | 5.3082 | 31.8235 | 32.6986
3586 | 12909600 | 5.3083 | 31.8262 | 32.7013
3587 | 12913200 | 5.3084 | 31.829 | 32.704
3588 | 12916800 | 5.3086 | 31.8317 | 32.7067
3589 | 12920400 | 5.3087 | 31.8344 | 32.7095
3590 | 12924000 | 5.3088 | 31.8371 | 32.7122
3591 | 12927600 | 5.309 | 31.8398 | 32.7149
3592 | 12931200 | 5.3091 | 31.8425 | 32.7176
3593 | 12934800 | 5.3092 | 31.8452 | 32.7204
3594 | 12938400 | 5.3094 | 31.8479 | 32.7231
3595 | 12942000 | 5.3095 | 31.8506 | 32.7258
3596 | 12945600 | 5.3096 | 31.8534 | 32.7285
3597 | 12949200 | 5.3097 | 31.8561 | 32.7312
3598 | 12952800 | 5.3099 | 31.8588 | 32.7339
3599 | 12956400 | 5.31 | 31.8615 | 32.7367
3600 | 12960000 | 5.3101 | 31.8642 | 32.7394
3601 | 12963600 | 5.3103 | 31.8669 | 32.7421
3602 | 12967200 | 5.3104 | 31.8696 | 32.7448
3603 | 12970800 | 5.3105 | 31.8723 | 32.7475
3604 | 12974400 | 5.3106 | 31.875 | 32.7503
3605 | 12978000 | 5.3108 | 31.8777 | 32.753
3606 | 12981600 | 5.3109 | 31.8804 | 32.7557
3607 | 12985200 | 5.311 | 31.8831 | 32.7584
3608 | 12988800 | 5.3112 | 31.8858 | 32.7611
3609 | 12992400 | 5.3113 | 31.8885 | 32.7638
3610 | 12996000 | 5.3114 | 31.8912 | 32.7665
3611 | 12999600 | 5.3116 | 31.8939 | 32.7693
3612 | 13003200 | 5.3117 | 31.8966 | 32.772
3613 | 13006800 | 5.3118 | 31.8993 | 32.7747
3614 | 13010400 | 5.3119 | 31.902 | 32.7774
3615 | 13014000 | 5.3121 | 31.9047 | 32.7801
3616 | 13017600 | 5.3122 | 31.9075 | 32.7828
3617 | 13021200 | 5.3123 | 31.9102 | 32.7855
3618 | 13024800 | 5.3125 | 31.9129 | 32.7883
3619 | 13028400 | 5.3126 | 31.9156 | 32.791
3620 | 13032000 | 5.3127 | 31.9183 | 32.7937
3621 | 13035600 | 5.3128 | 31.921 | 32.7964
3622 | 13039200 | 5.313 | 31.9237 | 32.7991
3623 | 13042800 | 5.3131 | 31.9264 | 32.8018
3624 | 13046400 | 5.3132 | 31.9291 | 32.8045
3625 | 13050000 | 5.3133 | 31.9317 | 32.8072
3626 | 13053600 | 5.3135 | 31.9344 | 32.8099
3627 | 13057200 | 5.3136 | 31.9371 | 32.8126
3628 | 13060800 | 5.3137 | 31.9398 | 32.8153
3629 | 13064400 | 5.3139 | 31.9425 | 32.8181
3630 | 13068000 | 5.314 | 31.9452 | 32.8208
3631 | 13071600 | 5.3141 | 31.9479 | 32.8235
3632 | 13075200 | 5.3142 | 31.9506 | 32.8262
3633 | 13078800 | 5.3144 | 31.9533 | 32.8289
3634 | 13082400 | 5.3145 | 31.956 | 32.8316
3635 | 13086000 | 5.3146 | 31.9587 | 32.8343
3636 | 13089600 | 5.3148 | 31.9614 | 32.837
3637 | 13093200 | 5.3149 | 31.9641 | 32.8397
3638 | 13096800 | 5.315 | 31.9668 | 32.8424
3639 | 13100400 | 5.3151 | 31.9695 | 32.8451
3640 | 13104000 | 5.3153 | 31.9722 | 32.8478
3641 | 13107600 | 5.3154 | 31.9749 | 32.8505
3642 | 13111200 | 5.3155 | 31.9776 | 32.8532
3643 | 13114800 | 5.3156 | 31.9803 | 32.8559
3644 | 13118400 | 5.3158 | 31.983 | 32.8586
3645 | 13122000 | 5.3159 | 31.9856 | 32.8613
3646 | 13125600 | 5.316 | 31.9883 | 32.864
3647 | 13129200 | 5.3162 | 31.991 | 32.8667
3648 | 13132800 | 5.3163 | 31.9937 | 32.8694
3649 | 13136400 | 5.3164 | 31.9964 | 32.8721
3650 | 13140000 | 5.3165 | 31.9991 | 32.8748
3651 | 13143600 | 5.3167 | 32.0018 | 32.8775
3652 | 13147200 | 5.3168 | 32.0045 | 32.8802
3653 | 13150800 | 5.3169 | 32.0072 | 32.8829
3654 | 13154400 | 5.317 | 32.0099 | 32.8856
3655 | 13158000 | 5.3172 | 32.0125 | 32.8883
3656 | 13161600 | 5.3173 | 32.0152 | 32.891
3657 | 13165200 | 5.3174 | 32.0179 | 32.8937
3658 | 13168800 | 5.3175 | 32.0206 | 32.8964
3659 | 13172400 | 5.3177 | 32.0233 | 32.8991
3660 | 13176000 | 5.3178 | 32.026 | 32.9018
3661 | 13179600 | 5.3179 | 32.0287 | 32.9045
3662 | 13183200 | 5.3181 | 32.0314 | 32.9072
3663 | 13186800 | 5.3182 | 32.034 | 32.9099
3664 | 13190400 | 5.3183 | 32.0367 | 32.9126
3665 | 13194000 | 5.3184 | 32.0394 | 32.9153
3666 | 13197600 | 5.3186 | 32.0421 | 32.918
3667 | 13201200 | 5.3187 | 32.0448 | 32.9207
3668 | 13204800 | 5.3188 | 32.0475 | 32.9234
3669 | 13208400 | 5.3189 | 32.0501 | 32.9261
3670 | 13212000 | 5.3191 | 32.0528 | 32.9288
3671 | 13215600 | 5.3192 | 32.0555 | 32.9315
3672 | 13219200 | 5.3193 | 32.0582 | 32.9342
3673 | 13222800 | 5.3194 | 32.0609 | 32.9369
3674 | 13226400 | 5.3196 | 32.0636 | 32.9396
3675 | 13230000 | 5.3197 | 32.0662 | 32.9422
3676 | 13233600 | 5.3198 | 32.0689 | 32.9449
3677 | 13237200 | 5.3199 | 32.0716 | 32.9476
3678 | 13240800 | 5.3201 | 32.0743 | 32.9503
3679 | 13244400 | 5.3202 | 32.077 | 32.953
3680 | 13248000 | 5.3203 | 32.0796 | 32.9557
3681 | 13251600 | 5.3204 | 32.0823 | 32.9584
3682 | 13255200 | 5.3206 | 32.085 | 32.9611
3683 | 13258800 | 5.3207 | 32.0877 | 32.9638
3684 | 13262400 | 5.3208 | 32.0904 | 32.9665
3685 | 13266000 | 5.3209 | 32.093 | 32.9691
3686 | 13269600 | 5.3211 | 32.0957 | 32.9718
3687 | 13273200 | 5.3212 | 32.0984 | 32.9745
3688 | 13276800 | 5.3213 | 32.1011 | 32.9772
3689 | 13280400 | 5.3214 | 32.1037 | 32.9799
3690 | 13284000 | 5.3216 | 32.1064 | 32.9826
3691 | 13287600 | 5.3217 | 32.1091 | 32.9853
3692 | 13291200 | 5.3218 | 32.1118 | 32.988
3693 | 13294800 | 5.3219 | 32.1144 | 32.9906
3694 | 13298400 | 5.3221 | 32.1171 | 32.9933
3695 | 13302000 | 5.3222 | 32.1198 | 32.996
3696 | 13305600 | 5.3223 | 32.1225 | 32.9987
3697 | 13309200 | 5.3224 | 32.1251 | 33.0014
3698 | 13312800 | 5.3226 | 32.1278 | 33.0041
3699 | 13316400 | 5.3227 | 32.1305 | 33.0067
3700 | 13320000 | 5.3228 | 32.1332 | 33.0094
3701 | 13323600 | 5.3229 | 32.1358 | 33.0121
3702 | 13327200 | 5.3231 | 32.1385 | 33.0148
3703 | 13330800 | 5.3232 | 32.1412 | 33.0175
3704 | 13334400 | 5.3233 | 32.1438 | 33.0202
3705 | 13338000 | 5.3234 | 32.1465 | 33.0228
3706 | 13341600 | 5.3236 | 32.1492 | 33.0255
3707 | 13345200 | 5.3237 | 32.1519 | 33.0282
3708 | 13348800 | 5.3238 | 32.1545 | 33.0309
3709 | 13352400 | 5.3239 | 32.1572 | 33.0336
3710 | 13356000 | 5.3241 | 32.1599 | 33.0362
3711 | 13359600 | 5.3242 | 32.1625 | 33.0389
3712 | 13363200 | 5.3243 | 32.1652 | 33.0416
3713 | 13366800 | 5.3244 | 32.1679 | 33.0443
3714 | 13370400 | 5.3245 | 32.1705 | 33.047
3715 | 13374000 | 5.3247 | 32.1732 | 33.0496
3716 | 13377600 | 5.3248 | 32.1759 | 33.0523
3717 | 13381200 | 5.3249 | 32.1785 | 33.055
3718 | 13384800 | 5.325 | 32.1812 | 33.0577
3719 | 13388400 | 5.3252 | 32.1839 | 33.0604
3720 | 13392000 | 5.3253 | 32.1865 | 33.063
3721 | 13395600 | 5.3254 | 32.1892 | 33.0657
3722 | 13399200 | 5.3255 | 32.1919 | 33.0684
3723 | 13402800 | 5.3257 | 32.1945 | 33.0711
3724 | 13406400 | 5.3258 | 32.1972 | 33.0737
3725 | 13410000 | 5.3259 | 32.1999 | 33.0764
3726 | 13413600 | 5.326 | 32.2025 | 33.0791
3727 | 13417200 | 5.3262 | 32.2052 | 33.0818
3728 | 13420800 | 5.3263 | 32.2079 | 33.0844
3729 | 13424400 | 5.3264 | 32.2105 | 33.0871
3730 | 13428000 | 5.3265 | 32.2132 | 33.0898
3731 | 13431600 | 5.3266 | 32.2159 | 33.0924
3732 | 13435200 | 5.3268 | 32.2185 | 33.0951
3733 | 13438800 | 5.3269 | 32.2212 | 33.0978
3734 | 13442400 | 5.327 | 32.2238 | 33.1005
3735 | 13446000 | 5.3271 | 32.2265 | 33.1031
3736 | 13449600 | 5.3273 | 32.2292 | 33.1058
3737 | 13453200 | 5.3274 | 32.2318 | 33.1085
3738 | 13456800 | 5.3275 | 32.2345 | 33.1111
3739 | 13460400 | 5.3276 | 32.2371 | 33.1138
3740 | 13464000 | 5.3277 | 32.2398 | 33.1165
3741 | 13467600 | 5.3279 | 32.2425 | 33.1192
3742 | 13471200 | 5.328 | 32.2451 | 33.1218
3743 | 13474800 | 5.3281 | 32.2478 | 33.1245
3744 | 13478400 | 5.3282 | 32.2504 | 33.1272
3745 | 13482000 | 5.3284 | 32.2531 | 33.1298
3746 | 13485600 | 5.3285 | 32.2558 | 33.1325
3747 | 13489200 | 5.3286 | 32.2584 | 33.1352
3748 | 13492800 | 5.3287 | 32.2611 | 33.1378
3749 | 13496400 | 5.3288 | 32.2637 | 33.1405
3750 | 13500000 | 5.329 | 32.2664 | 33.1432
3751 | 13503600 | 5.3291 | 32.269 | 33.1458
3752 | 13507200 | 5.3292 | 32.2717 | 33.1485
3753 | 13510800 | 5.3293 | 32.2743 | 33.1512
3754 | 13514400 | 5.3295 | 32.277 | 33.1538
3755 | 13518000 | 5.3296 | 32.2797 | 33.1565
3756 | 13521600 | 5.3297 | 32.2823 | 33.1592
3757 | 13525200 | 5.3298 | 32.285 | 33.1618
3758 | 13528800 | 5.3299 | 32.2876 | 33.1645
3759 | 13532400 | 5.3301 | 32.2903 | 33.1671
3760 | 13536000 | 5.3302 | 32.2929 | 33.1698
3761 | 13539600 | 5.3303 | 32.2956 | 33.1725
3762 | 13543200 | 5.3304 | 32.2982 | 33.1751
3763 | 13546800 | 5.3306 | 32.3009 | 33.1778
3764 | 13550400 | 5.3307 | 32.3035 | 33.1805
3765 | 13554000 | 5.3308 | 32.3062 | 33.1831
3766 | 13557600 | 5.3309 | 32.3088 | 33.1858
3767 | 13561200 | 5.331 | 32.3115 | 33.1884
3768 | 13564800 | 5.3312 | 32.3141 | 33.1911
3769 | 13568400 | 5.3313 | 32.3168 | 33.1938
3770 | 13572000 | 5.3314 | 32.3194 | 33.1964
3771 | 13575600 | 5.3315 | 32.3221 | 33.1991
3772 | 13579200 | 5.3316 | 32.3247 | 33.2017
3773 | 13582800 | 5.3318 | 32.3274 | 33.2044
3774 | 13586400 | 5.3319 | 32.33 | 33.2071
3775 | 13590000 | 5.332 | 32.3327 | 33.2097
3776 | 13593600 | 5.3321 | 32.3353 | 33.2124
3777 | 13597200 | 5.3322 | 32.338 | 33.215
3778 | 13600800 | 5.3324 | 32.3406 | 33.2177
3779 | 13604400 | 5.3325 | 32.3433 | 33.2203
3780 | 13608000 | 5.3326 | 32.3459 | 33.223
3781 | 13611600 | 5.3327 | 32.3486 | 33.2257
3782 | 13615200 | 5.3328 | 32.3512 | 33.2283
3783 | 13618800 | 5.333 | 32.3538 | 33.231
3784 | 13622400 | 5.3331 | 32.3565 | 33.2336
3785 | 13626000 | 5.3332 | 32.3591 | 33.2363
3786 | 13629600 | 5.3333 | 32.3618 | 33.2389
3787 | 13633200 | 5.3334 | 32.3644 | 33.2416
3788 | 13636800 | 5.3336 | 32.3671 | 33.2442
3789 | 13640400 | 5.3337 | 32.3697 | 33.2469
3790 | 13644000 | 5.3338 | 32.3724 | 33.2496
3791 | 13647600 | 5.3339 | 32.375 | 33.2522
3792 | 13651200 | 5.3341 | 32.3776 | 33.2549
3793 | 13654800 | 5.3342 | 32.3803 | 33.2575
3794 | 13658400 | 5.3343 | 32.3829 | 33.2602
3795 | 13662000 | 5.3344 | 32.3856 | 33.2628
3796 | 13665600 | 5.3345 | 32.3882 | 33.2655
3797 | 13669200 | 5.3347 | 32.3908 | 33.2681
3798 | 13672800 | 5.3348 | 32.3935 | 33.2708
3799 | 13676400 | 5.3349 | 32.3961 | 33.2734
3800 | 13680000 | 5.335 | 32.3988 | 33.2761
3801 | 13683600 | 5.3351 | 32.4014 | 33.2787
3802 | 13687200 | 5.3352 | 32.404 | 33.2814
3803 | 13690800 | 5.3354 | 32.4067 | 33.284
3804 | 13694400 | 5.3355 | 32.4093 | 33.2867
3805 | 13698000 | 5.3356 | 32.412 | 33.2893
3806 | 13701600 | 5.3357 | 32.4146 | 33.292
3807 | 13705200 | 5.3358 | 32.4172 | 33.2946
3808 | 13708800 | 5.336 | 32.4199 | 33.2973
3809 | 13712400 | 5.3361 | 32.4225 | 33.2999
3810 | 13716000 | 5.3362 | 32.4251 | 33.3025
3811 | 13719600 | 5.3363 | 32.4278 | 33.3052
3812 | 13723200 | 5.3364 | 32.4304 | 33.3078
3813 | 13726800 | 5.3366 | 32.4331 | 33.3105
3814 | 13730400 | 5.3367 | 32.4357 | 33.3131
3815 | 13734000 | 5.3368 | 32.4383 | 33.3158
3816 | 13737600 | 5.3369 | 32.441 | 33.3184
3817 | 13741200 | 5.337 | 32.4436 | 33.3211
3818 | 13744800 | 5.3372 | 32.4462 | 33.3237
3819 | 13748400 | 5.3373 | 32.4489 | 33.3263
3820 | 13752000 | 5.3374 | 32.4515 | 33.329
3821 | 13755600 | 5.3375 | 32.4541 | 33.3316
3822 | 13759200 | 5.3376 | 32.4568 | 33.3343
3823 | 13762800 | 5.3377 | 32.4594 | 33.3369
3824 | 13766400 | 5.3379 | 32.462 | 33.3396
3825 | 13770000 | 5.338 | 32.4647 | 33.3422
3826 | 13773600 | 5.3381 | 32.4673 | 33.3448
3827 | 13777200 | 5.3382 | 32.4699 | 33.3475
3828 | 13780800 | 5.3383 | 32.4725 | 33.3501
3829 | 13784400 | 5.3385 | 32.4752 | 33.3528
3830 | 13788000 | 5.3386 | 32.4778 | 33.3554
3831 | 13791600 | 5.3387 | 32.4804 | 33.358
3832 | 13795200 | 5.3388 | 32.4831 | 33.3607
3833 | 13798800 | 5.3389 | 32.4857 | 33.3633
3834 | 13802400 | 5.3391 | 32.4883 | 33.366
3835 | 13806000 | 5.3392 | 32.491 | 33.3686
3836 | 13809600 | 5.3393 | 32.4936 | 33.3712
3837 | 13813200 | 5.3394 | 32.4962 | 33.3739
3838 | 13816800 | 5.3395 | 32.4988 | 33.3765
3839 | 13820400 | 5.3396 | 32.5015 | 33.3792
3840 | 13824000 | 5.3398 | 32.5041 | 33.3818
3841 | 13827600 | 5.3399 | 32.5067 | 33.3844
3842 | 13831200 | 5.34 | 32.5093 | 33.3871
3843 | 13834800 | 5.3401 | 32.512 | 33.3897
3844 | 13838400 | 5.3402 | 32.5146 | 33.3923
3845 | 13842000 | 5.3403 | 32.5172 | 33.395
3846 | 13845600 | 5.3405 | 32.5198 | 33.3976
3847 | 13849200 | 5.3406 | 32.5225 | 33.4002
3848 | 13852800 | 5.3407 | 32.5251 | 33.4029
3849 | 13856400 | 5.3408 | 32.5277 | 33.4055
3850 | 13860000 | 5.3409 | 32.5303 | 33.4081
3851 | 13863600 | 5.3411 | 32.533 | 33.4108
3852 | 13867200 | 5.3412 | 32.5356 | 33.4134
3853 | 13870800 | 5.3413 | 32.5382 | 33.416
3854 | 13874400 | 5.3414 | 32.5408 | 33.4187
3855 | 13878000 | 5.3415 | 32.5435 | 33.4213
3856 | 13881600 | 5.3416 | 32.5461 | 33.4239
3857 | 13885200 | 5.3418 | 32.5487 | 33.4266
3858 | 13888800 | 5.3419 | 32.5513 | 33.4292
3859 | 13892400 | 5.342 | 32.5539 | 33.4318
3860 | 13896000 | 5.3421 | 32.5566 | 33.4345
3861 | 13899600 | 5.3422 | 32.5592 | 33.4371
3862 | 13903200 | 5.3423 | 32.5618 | 33.4397
3863 | 13906800 | 5.3425 | 32.5644 | 33.4423
3864 | 13910400 | 5.3426 | 32.567 | 33.445
3865 | 13914000 | 5.3427 | 32.5697 | 33.4476
3866 | 13917600 | 5.3428 | 32.5723 | 33.4502
3867 | 13921200 | 5.3429 | 32.5749 | 33.4529
3868 | 13924800 | 5.343 | 32.5775 | 33.4555
3869 | 13928400 | 5.3432 | 32.5801 | 33.4581
3870 | 13932000 | 5.3433 | 32.5828 | 33.4607
3871 | 13935600 | 5.3434 | 32.5854 | 33.4634
3872 | 13939200 | 5.3435 | 32.588 | 33.466
3873 | 13942800 | 5.3436 | 32.5906 | 33.4686
3874 | 13946400 | 5.3437 | 32.5932 | 33.4712
3875 | 13950000 | 5.3439 | 32.5958 | 33.4739
3876 | 13953600 | 5.344 | 32.5984 | 33.4765
3877 | 13957200 | 5.3441 | 32.6011 | 33.4791
3878 | 13960800 | 5.3442 | 32.6037 | 33.4817
3879 | 13964400 | 5.3443 | 32.6063 | 33.4844
3880 | 13968000 | 5.3444 | 32.6089 | 33.487
3881 | 13971600 | 5.3446 | 32.6115 | 33.4896
3882 | 13975200 | 5.3447 | 32.6141 | 33.4922
3883 | 13978800 | 5.3448 | 32.6167 | 33.4949
3884 | 13982400 | 5.3449 | 32.6194 | 33.4975
3885 | 13986000 | 5.345 | 32.622 | 33.5001
3886 | 13989600 | 5.3451 | 32.6246 | 33.5027
3887 | 13993200 | 5.3453 | 32.6272 | 33.5054
3888 | 13996800 | 5.3454 | 32.6298 | 33.508
3889 | 14000400 | 5.3455 | 32.6324 | 33.5106
3890 | 14004000 | 5.3456 | 32.635 | 33.5132
3891 | 14007600 | 5.3457 | 32.6376 | 33.5158
3892 | 14011200 | 5.3458 | 32.6403 | 33.5185
3893 | 14014800 | 5.3459 | 32.6429 | 33.5211
3894 | 14018400 | 5.3461 | 32.6455 | 33.5237
3895 | 14022000 | 5.3462 | 32.6481 | 33.5263
3896 | 14025600 | 5.3463 | 32.6507 | 33.5289
3897 | 14029200 | 5.3464 | 32.6533 | 33.5316
3898 | 14032800 | 5.3465 | 32.6559 | 33.5342
3899 | 14036400 | 5.3466 | 32.6585 | 33.5368
3900 | 14040000 | 5.3468 | 32.6611 | 33.5394
3901 | 14043600 | 5.3469 | 32.6637 | 33.542
3902 | 14047200 | 5.347 | 32.6663 | 33.5446
3903 | 14050800 | 5.3471 | 32.6689 | 33.5473
3904 | 14054400 | 5.3472 | 32.6716 | 33.5499
3905 | 14058000 | 5.3473 | 32.6742 | 33.5525
3906 | 14061600 | 5.3474 | 32.6768 | 33.5551
3907 | 14065200 | 5.3476 | 32.6794 | 33.5577
3908 | 14068800 | 5.3477 | 32.682 | 33.5603
3909 | 14072400 | 5.3478 | 32.6846 | 33.563
3910 | 14076000 | 5.3479 | 32.6872 | 33.5656
3911 | 14079600 | 5.348 | 32.6898 | 33.5682
3912 | 14083200 | 5.3481 | 32.6924 | 33.5708
3913 | 14086800 | 5.3482 | 32.695 | 33.5734
3914 | 14090400 | 5.3484 | 32.6976 | 33.576
3915 | 14094000 | 5.3485 | 32.7002 | 33.5786
3916 | 14097600 | 5.3486 | 32.7028 | 33.5812
3917 | 14101200 | 5.3487 | 32.7054 | 33.5839
3918 | 14104800 | 5.3488 | 32.708 | 33.5865
3919 | 14108400 | 5.3489 | 32.7106 | 33.5891
3920 | 14112000 | 5.3491 | 32.7132 | 33.5917
3921 | 14115600 | 5.3492 | 32.7158 | 33.5943
3922 | 14119200 | 5.3493 | 32.7184 | 33.5969
3923 | 14122800 | 5.3494 | 32.721 | 33.5995
3924 | 14126400 | 5.3495 | 32.7236 | 33.6021
3925 | 14130000 | 5.3496 | 32.7262 | 33.6047
3926 | 14133600 | 5.3497 | 32.7288 | 33.6074
3927 | 14137200 | 5.3499 | 32.7314 | 33.61
3928 | 14140800 | 5.35 | 32.734 | 33.6126
3929 | 14144400 | 5.3501 | 32.7366 | 33.6152
3930 | 14148000 | 5.3502 | 32.7392 | 33.6178
3931 | 14151600 | 5.3503 | 32.7418 | 33.6204
3932 | 14155200 | 5.3504 | 32.7444 | 33.623
3933 | 14158800 | 5.3505 | 32.747 | 33.6256
3934 | 14162400 | 5.3506 | 32.7496 | 33.6282
3935 | 14166000 | 5.3508 | 32.7522 | 33.6308
3936 | 14169600 | 5.3509 | 32.7548 | 33.6334
3937 | 14173200 | 5.351 | 32.7574 | 33.636
3938 | 14176800 | 5.3511 | 32.76 | 33.6386
3939 | 14180400 | 5.3512 | 32.7626 | 33.6412
3940 | 14184000 | 5.3513 | 32.7652 | 33.6439
3941 | 14187600 | 5.3514 | 32.7678 | 33.6465
3942 | 14191200 | 5.3516 | 32.7704 | 33.6491
3943 | 14194800 | 5.3517 | 32.773 | 33.6517
3944 | 14198400 | 5.3518 | 32.7756 | 33.6543
3945 | 14202000 | 5.3519 | 32.7782 | 33.6569
3946 | 14205600 | 5.352 | 32.7808 | 33.6595
3947 | 14209200 | 5.3521 | 32.7833 | 33.6621
3948 | 14212800 | 5.3522 | 32.7859 | 33.6647
3949 | 14216400 | 5.3524 | 32.7885 | 33.6673
3950 | 14220000 | 5.3525 | 32.7911 | 33.6699
3951 | 14223600 | 5.3526 | 32.7937 | 33.6725
3952 | 14227200 | 5.3527 | 32.7963 | 33.6751
3953 | 14230800 | 5.3528 | 32.7989 | 33.6777
3954 | 14234400 | 5.3529 | 32.8015 | 33.6803
3955 | 14238000 | 5.353 | 32.8041 | 33.6829
3956 | 14241600 | 5.3531 | 32.8067 | 33.6855
3957 | 14245200 | 5.3533 | 32.8093 | 33.6881
3958 | 14248800 | 5.3534 | 32.8118 | 33.6907
3959 | 14252400 | 5.3535 | 32.8144 | 33.6933
3960 | 14256000 | 5.3536 | 32.817 | 33.6959
3961 | 14259600 | 5.3537 | 32.8196 | 33.6985
3962 | 14263200 | 5.3538 | 32.8222 | 33.7011
3963 | 14266800 | 5.3539 | 32.8248 | 33.7037
3964 | 14270400 | 5.354 | 32.8274 | 33.7063
3965 | 14274000 | 5.3542 | 32.83 | 33.7089
3966 | 14277600 | 5.3543 | 32.8326 | 33.7115
3967 | 14281200 | 5.3544 | 32.8351 | 33.7141
3968 | 14284800 | 5.3545 | 32.8377 | 33.7167
3969 | 14288400 | 5.3546 | 32.8403 | 33.7193
3970 | 14292000 | 5.3547 | 32.8429 | 33.7219
3971 | 14295600 | 5.3548 | 32.8455 | 33.7245
3972 | 14299200 | 5.3549 | 32.8481 | 33.727
3973 | 14302800 | 5.3551 | 32.8507 | 33.7296
3974 | 14306400 | 5.3552 | 32.8532 | 33.7322
3975 | 14310000 | 5.3553 | 32.8558 | 33.7348
3976 | 14313600 | 5.3554 | 32.8584 | 33.7374
3977 | 14317200 | 5.3555 | 32.861 | 33.74
3978 | 14320800 | 5.3556 | 32.8636 | 33.7426
3979 | 14324400 | 5.3557 | 32.8662 | 33.7452
3980 | 14328000 | 5.3558 | 32.8687 | 33.7478
3981 | 14331600 | 5.356 | 32.8713 | 33.7504
3982 | 14335200 | 5.3561 | 32.8739 | 33.753
3983 | 14338800 | 5.3562 | 32.8765 | 33.7556
3984 | 14342400 | 5.3563 | 32.8791 | 33.7582
3985 | 14346000 | 5.3564 | 32.8817 | 33.7608
3986 | 14349600 | 5.3565 | 32.8842 | 33.7633
3987 | 14353200 | 5.3566 | 32.8868 | 33.7659
3988 | 14356800 | 5.3567 | 32.8894 | 33.7685
3989 | 14360400 | 5.3568 | 32.892 | 33.7711
3990 | 14364000 | 5.357 | 32.8946 | 33.7737
3991 | 14367600 | 5.3571 | 32.8971 | 33.7763
3992 | 14371200 | 5.3572 | 32.8997 | 33.7789
3993 | 14374800 | 5.3573 | 32.9023 | 33.7815
3994 | 14378400 | 5.3574 | 32.9049 | 33.7841
3995 | 14382000 | 5.3575 | 32.9075 | 33.7867
3996 | 14385600 | 5.3576 | 32.91 | 33.7892
3997 | 14389200 | 5.3577 | 32.9126 | 33.7918
3998 | 14392800 | 5.3579 | 32.9152 | 33.7944
3999 | 14396400 | 5.358 | 32.9178 | 33.797
4000 | 14400000 | 5.3581 | 32.9203 | 33.7996
4001 | 14403600 | 5.3582 | 32.9229 | 33.8022
4002 | 14407200 | 5.3583 | 32.9255 | 33.8048
4003 | 14410800 | 5.3584 | 32.9281 | 33.8073
4004 | 14414400 | 5.3585 | 32.9307 | 33.8099
4005 | 14418000 | 5.3586 | 32.9332 | 33.8125
4006 | 14421600 | 5.3587 | 32.9358 | 33.8151
4007 | 14425200 | 5.3588 | 32.9384 | 33.8177
4008 | 14428800 | 5.359 | 32.941 | 33.8203
4009 | 14432400 | 5.3591 | 32.9435 | 33.8229
4010 | 14436000 | 5.3592 | 32.9461 | 33.8254
4011 | 14439600 | 5.3593 | 32.9487 | 33.828
4012 | 14443200 | 5.3594 | 32.9513 | 33.8306
4013 | 14446800 | 5.3595 | 32.9538 | 33.8332
4014 | 14450400 | 5.3596 | 32.9564 | 33.8358
4015 | 14454000 | 5.3597 | 32.959 | 33.8383
4016 | 14457600 | 5.3598 | 32.9615 | 33.8409
4017 | 14461200 | 5.36 | 32.9641 | 33.8435
4018 | 14464800 | 5.3601 | 32.9667 | 33.8461
4019 | 14468400 | 5.3602 | 32.9693 | 33.8487
4020 | 14472000 | 5.3603 | 32.9718 | 33.8513
4021 | 14475600 | 5.3604 | 32.9744 | 33.8538
4022 | 14479200 | 5.3605 | 32.977 | 33.8564
4023 | 14482800 | 5.3606 | 32.9795 | 33.859
4024 | 14486400 | 5.3607 | 32.9821 | 33.8616
4025 | 14490000 | 5.3608 | 32.9847 | 33.8641
4026 | 14493600 | 5.3609 | 32.9872 | 33.8667
4027 | 14497200 | 5.3611 | 32.9898 | 33.8693
4028 | 14500800 | 5.3612 | 32.9924 | 33.8719
4029 | 14504400 | 5.3613 | 32.995 | 33.8745
4030 | 14508000 | 5.3614 | 32.9975 | 33.877
4031 | 14511600 | 5.3615 | 33.0001 | 33.8796
4032 | 14515200 | 5.3616 | 33.0027 | 33.8822
4033 | 14518800 | 5.3617 | 33.0052 | 33.8848
4034 | 14522400 | 5.3618 | 33.0078 | 33.8873
4035 | 14526000 | 5.3619 | 33.0104 | 33.8899
4036 | 14529600 | 5.362 | 33.0129 | 33.8925
4037 | 14533200 | 5.3622 | 33.0155 | 33.8951
4038 | 14536800 | 5.3623 | 33.0181 | 33.8976
4039 | 14540400 | 5.3624 | 33.0206 | 33.9002
4040 | 14544000 | 5.3625 | 33.0232 | 33.9028
4041 | 14547600 | 5.3626 | 33.0258 | 33.9054
4042 | 14551200 | 5.3627 | 33.0283 | 33.9079
4043 | 14554800 | 5.3628 | 33.0309 | 33.9105
4044 | 14558400 | 5.3629 | 33.0334 | 33.9131
4045 | 14562000 | 5.363 | 33.036 | 33.9157
4046 | 14565600 | 5.3631 | 33.0386 | 33.9182
4047 | 14569200 | 5.3633 | 33.0411 | 33.9208
4048 | 14572800 | 5.3634 | 33.0437 | 33.9234
4049 | 14576400 | 5.3635 | 33.0463 | 33.926
4050 | 14580000 | 5.3636 | 33.0488 | 33.9285
4051 | 14583600 | 5.3637 | 33.0514 | 33.9311
4052 | 14587200 | 5.3638 | 33.0539 | 33.9337
4053 | 14590800 | 5.3639 | 33.0565 | 33.9362
4054 | 14594400 | 5.364 | 33.0591 | 33.9388
4055 | 14598000 | 5.3641 | 33.0616 | 33.9414
4056 | 14601600 | 5.3642 | 33.0642 | 33.9439
4057 | 14605200 | 5.3643 | 33.0667 | 33.9465
4058 | 14608800 | 5.3645 | 33.0693 | 33.9491
4059 | 14612400 | 5.3646 | 33.0719 | 33.9516
4060 | 14616000 | 5.3647 | 33.0744 | 33.9542
4061 | 14619600 | 5.3648 | 33.077 | 33.9568
4062 | 14623200 | 5.3649 | 33.0795 | 33.9594
4063 | 14626800 | 5.365 | 33.0821 | 33.9619
4064 | 14630400 | 5.3651 | 33.0847 | 33.9645
4065 | 14634000 | 5.3652 | 33.0872 | 33.9671
4066 | 14637600 | 5.3653 | 33.0898 | 33.9696
4067 | 14641200 | 5.3654 | 33.0923 | 33.9722
4068 | 14644800 | 5.3655 | 33.0949 | 33.9748
4069 | 14648400 | 5.3656 | 33.0974 | 33.9773
4070 | 14652000 | 5.3658 | 33.1 | 33.9799
4071 | 14655600 | 5.3659 | 33.1026 | 33.9824
4072 | 14659200 | 5.366 | 33.1051 | 33.985
4073 | 14662800 | 5.3661 | 33.1077 | 33.9876
4074 | 14666400 | 5.3662 | 33.1102 | 33.9901
4075 | 14670000 | 5.3663 | 33.1128 | 33.9927
4076 | 14673600 | 5.3664 | 33.1153 | 33.9953
4077 | 14677200 | 5.3665 | 33.1179 | 33.9978
4078 | 14680800 | 5.3666 | 33.1204 | 34.0004
4079 | 14684400 | 5.3667 | 33.123 | 34.003
4080 | 14688000 | 5.3668 | 33.1255 | 34.0055
4081 | 14691600 | 5.3669 | 33.1281 | 34.0081
4082 | 14695200 | 5.3671 | 33.1307 | 34.0106
4083 | 14698800 | 5.3672 | 33.1332 | 34.0132
4084 | 14702400 | 5.3673 | 33.1358 | 34.0158
4085 | 14706000 | 5.3674 | 33.1383 | 34.0183
4086 | 14709600 | 5.3675 | 33.1409 | 34.0209
4087 | 14713200 | 5.3676 | 33.1434 | 34.0234
4088 | 14716800 | 5.3677 | 33.146 | 34.026
4089 | 14720400 | 5.3678 | 33.1485 | 34.0286
4090 | 14724000 | 5.3679 | 33.1511 | 34.0311
4091 | 14727600 | 5.368 | 33.1536 | 34.0337
4092 | 14731200 | 5.3681 | 33.1562 | 34.0362
4093 | 14734800 | 5.3682 | 33.1587 | 34.0388
4094 | 14738400 | 5.3683 | 33.1613 | 34.0414
4095 | 14742000 | 5.3685 | 33.1638 | 34.0439
4096 | 14745600 | 5.3686 | 33.1664 | 34.0465
4097 | 14749200 | 5.3687 | 33.1689 | 34.049
4098 | 14752800 | 5.3688 | 33.1715 | 34.0516
4099 | 14756400 | 5.3689 | 33.174 | 34.0541
4100 | 14760000 | 5.369 | 33.1765 | 34.0567
4101 | 14763600 | 5.3691 | 33.1791 | 34.0593
4102 | 14767200 | 5.3692 | 33.1816 | 34.0618
4103 | 14770800 | 5.3693 | 33.1842 | 34.0644
4104 | 14774400 | 5.3694 | 33.1867 | 34.0669
4105 | 14778000 | 5.3695 | 33.1893 | 34.0695
4106 | 14781600 | 5.3696 | 33.1918 | 34.072
4107 | 14785200 | 5.3697 | 33.1944 | 34.0746
4108 | 14788800 | 5.3698 | 33.1969 | 34.0771
4109 | 14792400 | 5.37 | 33.1995 | 34.0797
4110 | 14796000 | 5.3701 | 33.202 | 34.0823
4111 | 14799600 | 5.3702 | 33.2046 | 34.0848
4112 | 14803200 | 5.3703 | 33.2071 | 34.0874
4113 | 14806800 | 5.3704 | 33.2096 | 34.0899
4114 | 14810400 | 5.3705 | 33.2122 | 34.0925
4115 | 14814000 | 5.3706 | 33.2147 | 34.095
4116 | 14817600 | 5.3707 | 33.2173 | 34.0976
4117 | 14821200 | 5.3708 | 33.2198 | 34.1001
4118 | 14824800 | 5.3709 | 33.2224 | 34.1027
4119 | 14828400 | 5.371 | 33.2249 | 34.1052
4120 | 14832000 | 5.3711 | 33.2274 | 34.1078
4121 | 14835600 | 5.3712 | 33.23 | 34.1103
4122 | 14839200 | 5.3713 | 33.2325 | 34.1129
4123 | 14842800 | 5.3714 | 33.2351 | 34.1154
4124 | 14846400 | 5.3716 | 33.2376 | 34.118
4125 | 14850000 | 5.3717 | 33.2401 | 34.1205
4126 | 14853600 | 5.3718 | 33.2427 | 34.1231
4127 | 14857200 | 5.3719 | 33.2452 | 34.1256
4128 | 14860800 | 5.372 | 33.2478 | 34.1282
4129 | 14864400 | 5.3721 | 33.2503 | 34.1307
4130 | 14868000 | 5.3722 | 33.2528 | 34.1333
4131 | 14871600 | 5.3723 | 33.2554 | 34.1358
4132 | 14875200 | 5.3724 | 33.2579 | 34.1384
4133 | 14878800 | 5.3725 | 33.2604 | 34.1409
4134 | 14882400 | 5.3726 | 33.263 | 34.1434
4135 | 14886000 | 5.3727 | 33.2655 | 34.146
4136 | 14889600 | 5.3728 | 33.2681 | 34.1485
4137 | 14893200 | 5.3729 | 33.2706 | 34.1511
4138 | 14896800 | 5.373 | 33.2731 | 34.1536
4139 | 14900400 | 5.3731 | 33.2757 | 34.1562
4140 | 14904000 | 5.3733 | 33.2782 | 34.1587
4141 | 14907600 | 5.3734 | 33.2807 | 34.1613
4142 | 14911200 | 5.3735 | 33.2833 | 34.1638
4143 | 14914800 | 5.3736 | 33.2858 | 34.1664
4144 | 14918400 | 5.3737 | 33.2883 | 34.1689
4145 | 14922000 | 5.3738 | 33.2909 | 34.1714
4146 | 14925600 | 5.3739 | 33.2934 | 34.174
4147 | 14929200 | 5.374 | 33.2959 | 34.1765
4148 | 14932800 | 5.3741 | 33.2985 | 34.1791
4149 | 14936400 | 5.3742 | 33.301 | 34.1816
4150 | 14940000 | 5.3743 | 33.3035 | 34.1842
4151 | 14943600 | 5.3744 | 33.3061 | 34.1867
4152 | 14947200 | 5.3745 | 33.3086 | 34.1892
4153 | 14950800 | 5.3746 | 33.3111 | 34.1918
4154 | 14954400 | 5.3747 | 33.3137 | 34.1943
4155 | 14958000 | 5.3748 | 33.3162 | 34.1969
4156 | 14961600 | 5.3749 | 33.3187 | 34.1994
4157 | 14965200 | 5.375 | 33.3213 | 34.2019
4158 | 14968800 | 5.3751 | 33.3238 | 34.2045
4159 | 14972400 | 5.3753 | 33.3263 | 34.207
4160 | 14976000 | 5.3754 | 33.3289 | 34.2096
4161 | 14979600 | 5.3755 | 33.3314 | 34.2121
4162 | 14983200 | 5.3756 | 33.3339 | 34.2146
4163 | 14986800 | 5.3757 | 33.3364 | 34.2172
4164 | 14990400 | 5.3758 | 33.339 | 34.2197
4165 | 14994000 | 5.3759 | 33.3415 | 34.2222
4166 | 14997600 | 5.376 | 33.344 | 34.2248
4167 | 15001200 | 5.3761 | 33.3466 | 34.2273
4168 | 15004800 | 5.3762 | 33.3491 | 34.2299
4169 | 15008400 | 5.3763 | 33.3516 | 34.2324
4170 | 15012000 | 5.3764 | 33.3541 | 34.2349
4171 | 15015600 | 5.3765 | 33.3567 | 34.2375
4172 | 15019200 | 5.3766 | 33.3592 | 34.24
4173 | 15022800 | 5.3767 | 33.3617 | 34.2425
4174 | 15026400 | 5.3768 | 33.3643 | 34.2451
4175 | 15030000 | 5.3769 | 33.3668 | 34.2476
4176 | 15033600 | 5.377 | 33.3693 | 34.2501
4177 | 15037200 | 5.3771 | 33.3718 | 34.2527
4178 | 15040800 | 5.3772 | 33.3744 | 34.2552
4179 | 15044400 | 5.3773 | 33.3769 | 34.2577
4180 | 15048000 | 5.3775 | 33.3794 | 34.2603
4181 | 15051600 | 5.3776 | 33.3819 | 34.2628
4182 | 15055200 | 5.3777 | 33.3844 | 34.2653
4183 | 15058800 | 5.3778 | 33.387 | 34.2679
4184 | 15062400 | 5.3779 | 33.3895 | 34.2704
4185 | 15066000 | 5.378 | 33.392 | 34.2729
4186 | 15069600 | 5.3781 | 33.3945 | 34.2755
4187 | 15073200 | 5.3782 | 33.3971 | 34.278
4188 | 15076800 | 5.3783 | 33.3996 | 34.2805
4189 | 15080400 | 5.3784 | 33.4021 | 34.2831
4190 | 15084000 | 5.3785 | 33.4046 | 34.2856
4191 | 15087600 | 5.3786 | 33.4072 | 34.2881
4192 | 15091200 | 5.3787 | 33.4097 | 34.2906
4193 | 15094800 | 5.3788 | 33.4122 | 34.2932
4194 | 15098400 | 5.3789 | 33.4147 | 34.2957
4195 | 15102000 | 5.379 | 33.4172 | 34.2982
4196 | 15105600 | 5.3791 | 33.4198 | 34.3008
4197 | 15109200 | 5.3792 | 33.4223 | 34.3033
4198 | 15112800 | 5.3793 | 33.4248 | 34.3058
4199 | 15116400 | 5.3794 | 33.4273 | 34.3083
4200 | 15120000 | 5.3795 | 33.4298 | 34.3109
4201 | 15123600 | 5.3796 | 33.4323 | 34.3134
4202 | 15127200 | 5.3797 | 33.4349 | 34.3159
4203 | 15130800 | 5.3798 | 33.4374 | 34.3185
4204 | 15134400 | 5.3799 | 33.4399 | 34.321
4205 | 15138000 | 5.38 | 33.4424 | 34.3235
4206 | 15141600 | 5.3802 | 33.4449 | 34.326
4207 | 15145200 | 5.3803 | 33.4475 | 34.3286
4208 | 15148800 | 5.3804 | 33.45 | 34.3311
4209 | 15152400 | 5.3805 | 33.4525 | 34.3336
4210 | 15156000 | 5.3806 | 33.455 | 34.3361
4211 | 15159600 | 5.3807 | 33.4575 | 34.3387
4212 | 15163200 | 5.3808 | 33.46 | 34.3412
4213 | 15166800 | 5.3809 | 33.4625 | 34.3437
4214 | 15170400 | 5.381 | 33.4651 | 34.3462
4215 | 15174000 | 5.3811 | 33.4676 | 34.3487
4216 | 15177600 | 5.3812 | 33.4701 | 34.3513
4217 | 15181200 | 5.3813 | 33.4726 | 34.3538
4218 | 15184800 | 5.3814 | 33.4751 | 34.3563
4219 | 15188400 | 5.3815 | 33.4776 | 34.3588
4220 | 15192000 | 5.3816 | 33.4801 | 34.3614
4221 | 15195600 | 5.3817 | 33.4827 | 34.3639
4222 | 15199200 | 5.3818 | 33.4852 | 34.3664
4223 | 15202800 | 5.3819 | 33.4877 | 34.3689
4224 | 15206400 | 5.382 | 33.4902 | 34.3714
4225 | 15210000 | 5.3821 | 33.4927 | 34.374
4226 | 15213600 | 5.3822 | 33.4952 | 34.3765
4227 | 15217200 | 5.3823 | 33.4977 | 34.379
4228 | 15220800 | 5.3824 | 33.5002 | 34.3815
4229 | 15224400 | 5.3825 | 33.5027 | 34.384
4230 | 15228000 | 5.3826 | 33.5053 | 34.3866
4231 | 15231600 | 5.3827 | 33.5078 | 34.3891
4232 | 15235200 | 5.3828 | 33.5103 | 34.3916
4233 | 15238800 | 5.3829 | 33.5128 | 34.3941
4234 | 15242400 | 5.383 | 33.5153 | 34.3966
4235 | 15246000 | 5.3831 | 33.5178 | 34.3992
4236 | 15249600 | 5.3832 | 33.5203 | 34.4017
4237 | 15253200 | 5.3833 | 33.5228 | 34.4042
4238 | 15256800 | 5.3834 | 33.5253 | 34.4067
4239 | 15260400 | 5.3835 | 33.5278 | 34.4092
4240 | 15264000 | 5.3836 | 33.5303 | 34.4117
4241 | 15267600 | 5.3837 | 33.5329 | 34.4143
4242 | 15271200 | 5.3839 | 33.5354 | 34.4168
4243 | 15274800 | 5.384 | 33.5379 | 34.4193
4244 | 15278400 | 5.3841 | 33.5404 | 34.4218
4245 | 15282000 | 5.3842 | 33.5429 | 34.4243
4246 | 15285600 | 5.3843 | 33.5454 | 34.4268
4247 | 15289200 | 5.3844 | 33.5479 | 34.4293
4248 | 15292800 | 5.3845 | 33.5504 | 34.4319
4249 | 15296400 | 5.3846 | 33.5529 | 34.4344
4250 | 15300000 | 5.3847 | 33.5554 | 34.4369
4251 | 15303600 | 5.3848 | 33.5579 | 34.4394
4252 | 15307200 | 5.3849 | 33.5604 | 34.4419
4253 | 15310800 | 5.385 | 33.5629 | 34.4444
4254 | 15314400 | 5.3851 | 33.5654 | 34.4469
4255 | 15318000 | 5.3852 | 33.5679 | 34.4494
4256 | 15321600 | 5.3853 | 33.5704 | 34.452
4257 | 15325200 | 5.3854 | 33.5729 | 34.4545
4258 | 15328800 | 5.3855 | 33.5754 | 34.457
4259 | 15332400 | 5.3856 | 33.5779 | 34.4595
4260 | 15336000 | 5.3857 | 33.5804 | 34.462
4261 | 15339600 | 5.3858 | 33.5829 | 34.4645
4262 | 15343200 | 5.3859 | 33.5854 | 34.467
4263 | 15346800 | 5.386 | 33.5879 | 34.4695
4264 | 15350400 | 5.3861 | 33.5904 | 34.472
4265 | 15354000 | 5.3862 | 33.5929 | 34.4745
4266 | 15357600 | 5.3863 | 33.5954 | 34.4771
4267 | 15361200 | 5.3864 | 33.5979 | 34.4796
4268 | 15364800 | 5.3865 | 33.6004 | 34.4821
4269 | 15368400 | 5.3866 | 33.6029 | 34.4846
4270 | 15372000 | 5.3867 | 33.6054 | 34.4871
4271 | 15375600 | 5.3868 | 33.6079 | 34.4896
4272 | 15379200 | 5.3869 | 33.6104 | 34.4921
4273 | 15382800 | 5.387 | 33.6129 | 34.4946
4274 | 15386400 | 5.3871 | 33.6154 | 34.4971
4275 | 15390000 | 5.3872 | 33.6179 | 34.4996
4276 | 15393600 | 5.3873 | 33.6204 | 34.5021
4277 | 15397200 | 5.3874 | 33.6229 | 34.5046
4278 | 15400800 | 5.3875 | 33.6254 | 34.5071
4279 | 15404400 | 5.3876 | 33.6279 | 34.5096
4280 | 15408000 | 5.3877 | 33.6304 | 34.5121
4281 | 15411600 | 5.3878 | 33.6329 | 34.5147
4282 | 15415200 | 5.3879 | 33.6354 | 34.5172
4283 | 15418800 | 5.388 | 33.6379 | 34.5197
4284 | 15422400 | 5.3881 | 33.6404 | 34.5222
4285 | 15426000 | 5.3882 | 33.6429 | 34.5247
4286 | 15429600 | 5.3883 | 33.6454 | 34.5272
4287 | 15433200 | 5.3884 | 33.6479 | 34.5297
4288 | 15436800 | 5.3885 | 33.6504 | 34.5322
4289 | 15440400 | 5.3886 | 33.6529 | 34.5347
4290 | 15444000 | 5.3887 | 33.6554 | 34.5372
4291 | 15447600 | 5.3888 | 33.6579 | 34.5397
4292 | 15451200 | 5.3889 | 33.6604 | 34.5422
4293 | 15454800 | 5.389 | 33.6628 | 34.5447
4294 | 15458400 | 5.3891 | 33.6653 | 34.5472
4295 | 15462000 | 5.3892 | 33.6678 | 34.5497
4296 | 15465600 | 5.3893 | 33.6703 | 34.5522
4297 | 15469200 | 5.3894 | 33.6728 | 34.5547
4298 | 15472800 | 5.3895 | 33.6753 | 34.5572
4299 | 15476400 | 5.3896 | 33.6778 | 34.5597
4300 | 15480000 | 5.3897 | 33.6803 | 34.5622
4301 | 15483600 | 5.3898 | 33.6828 | 34.5647
4302 | 15487200 | 5.3899 | 33.6853 | 34.5672
4303 | 15490800 | 5.39 | 33.6878 | 34.5697
4304 | 15494400 | 5.3901 | 33.6902 | 34.5722
4305 | 15498000 | 5.3902 | 33.6927 | 34.5747
4306 | 15501600 | 5.3903 | 33.6952 | 34.5772
4307 | 15505200 | 5.3904 | 33.6977 | 34.5797
4308 | 15508800 | 5.3905 | 33.7002 | 34.5822
4309 | 15512400 | 5.3906 | 33.7027 | 34.5847
4310 | 15516000 | 5.3907 | 33.7052 | 34.5872
4311 | 15519600 | 5.3908 | 33.7077 | 34.5897
4312 | 15523200 | 5.3909 | 33.7102 | 34.5922
4313 | 15526800 | 5.391 | 33.7126 | 34.5947
4314 | 15530400 | 5.3911 | 33.7151 | 34.5971
4315 | 15534000 | 5.3912 | 33.7176 | 34.5996
4316 | 15537600 | 5.3913 | 33.7201 | 34.6021
4317 | 15541200 | 5.3914 | 33.7226 | 34.6046
4318 | 15544800 | 5.3915 | 33.7251 | 34.6071
4319 | 15548400 | 5.3916 | 33.7276 | 34.6096
4320 | 15552000 | 5.3917 | 33.73 | 34.6121
4321 | 15555600 | 5.3918 | 33.7325 | 34.6146
4322 | 15559200 | 5.3919 | 33.735 | 34.6171
4323 | 15562800 | 5.392 | 33.7375 | 34.6196
4324 | 15566400 | 5.3921 | 33.74 | 34.6221
4325 | 15570000 | 5.3922 | 33.7425 | 34.6246
4326 | 15573600 | 5.3923 | 33.745 | 34.6271
4327 | 15577200 | 5.3924 | 33.7474 | 34.6296
4328 | 15580800 | 5.3925 | 33.7499 | 34.6321
4329 | 15584400 | 5.3926 | 33.7524 | 34.6345
4330 | 15588000 | 5.3927 | 33.7549 | 34.637
4331 | 15591600 | 5.3928 | 33.7574 | 34.6395
4332 | 15595200 | 5.3929 | 33.7599 | 34.642
4333 | 15598800 | 5.393 | 33.7623 | 34.6445
4334 | 15602400 | 5.3931 | 33.7648 | 34.647
4335 | 15606000 | 5.3932 | 33.7673 | 34.6495
4336 | 15609600 | 5.3933 | 33.7698 | 34.652
4337 | 15613200 | 5.3934 | 33.7723 | 34.6545
4338 | 15616800 | 5.3935 | 33.7747 | 34.657
4339 | 15620400 | 5.3936 | 33.7772 | 34.6594
4340 | 15624000 | 5.3937 | 33.7797 | 34.6619
4341 | 15627600 | 5.3938 | 33.7822 | 34.6644
4342 | 15631200 | 5.3939 | 33.7847 | 34.6669
4343 | 15634800 | 5.394 | 33.7871 | 34.6694
4344 | 15638400 | 5.3941 | 33.7896 | 34.6719
4345 | 15642000 | 5.3942 | 33.7921 | 34.6744
4346 | 15645600 | 5.3943 | 33.7946 | 34.6769
4347 | 15649200 | 5.3944 | 33.7971 | 34.6793
4348 | 15652800 | 5.3945 | 33.7995 | 34.6818
4349 | 15656400 | 5.3946 | 33.802 | 34.6843
4350 | 15660000 | 5.3947 | 33.8045 | 34.6868
4351 | 15663600 | 5.3948 | 33.807 | 34.6893
4352 | 15667200 | 5.3949 | 33.8094 | 34.6918
4353 | 15670800 | 5.395 | 33.8119 | 34.6943
4354 | 15674400 | 5.3951 | 33.8144 | 34.6967
4355 | 15678000 | 5.3952 | 33.8169 | 34.6992
4356 | 15681600 | 5.3953 | 33.8193 | 34.7017
4357 | 15685200 | 5.3954 | 33.8218 | 34.7042
4358 | 15688800 | 5.3955 | 33.8243 | 34.7067
4359 | 15692400 | 5.3956 | 33.8268 | 34.7092
4360 | 15696000 | 5.3957 | 33.8292 | 34.7116
4361 | 15699600 | 5.3958 | 33.8317 | 34.7141
4362 | 15703200 | 5.3959 | 33.8342 | 34.7166
4363 | 15706800 | 5.396 | 33.8367 | 34.7191
4364 | 15710400 | 5.3961 | 33.8391 | 34.7216
4365 | 15714000 | 5.3962 | 33.8416 | 34.7241
4366 | 15717600 | 5.3963 | 33.8441 | 34.7265
4367 | 15721200 | 5.3964 | 33.8466 | 34.729
4368 | 15724800 | 5.3964 | 33.849 | 34.7315
4369 | 15728400 | 5.3965 | 33.8515 | 34.734
4370 | 15732000 | 5.3966 | 33.854 | 34.7365
4371 | 15735600 | 5.3967 | 33.8564 | 34.7389
4372 | 15739200 | 5.3968 | 33.8589 | 34.7414
4373 | 15742800 | 5.3969 | 33.8614 | 34.7439
4374 | 15746400 | 5.397 | 33.8639 | 34.7464
4375 | 15750000 | 5.3971 | 33.8663 | 34.7489
4376 | 15753600 | 5.3972 | 33.8688 | 34.7513
4377 | 15757200 | 5.3973 | 33.8713 | 34.7538
4378 | 15760800 | 5.3974 | 33.8737 | 34.7563
4379 | 15764400 | 5.3975 | 33.8762 | 34.7588
4380 | 15768000 | 5.3976 | 33.8787 | 34.7612
4381 | 15771600 | 5.3977 | 33.8812 | 34.7637
4382 | 15775200 | 5.3978 | 33.8836 | 34.7662
4383 | 15778800 | 5.3979 | 33.8861 | 34.7687
4384 | 15782400 | 5.398 | 33.8886 | 34.7712
4385 | 15786000 | 5.3981 | 33.891 | 34.7736
4386 | 15789600 | 5.3982 | 33.8935 | 34.7761
4387 | 15793200 | 5.3983 | 33.896 | 34.7786
4388 | 15796800 | 5.3984 | 33.8984 | 34.7811
4389 | 15800400 | 5.3985 | 33.9009 | 34.7835
4390 | 15804000 | 5.3986 | 33.9034 | 34.786
4391 | 15807600 | 5.3987 | 33.9058 | 34.7885
4392 | 15811200 | 5.3988 | 33.9083 | 34.791
4393 | 15814800 | 5.3989 | 33.9108 | 34.7934
4394 | 15818400 | 5.399 | 33.9132 | 34.7959
4395 | 15822000 | 5.3991 | 33.9157 | 34.7984
4396 | 15825600 | 5.3992 | 33.9182 | 34.8009
4397 | 15829200 | 5.3993 | 33.9206 | 34.8033
4398 | 15832800 | 5.3994 | 33.9231 | 34.8058
4399 | 15836400 | 5.3995 | 33.9255 | 34.8083
4400 | 15840000 | 5.3996 | 33.928 | 34.8107
4401 | 15843600 | 5.3997 | 33.9305 | 34.8132
4402 | 15847200 | 5.3998 | 33.9329 | 34.8157
4403 | 15850800 | 5.3999 | 33.9354 | 34.8182
4404 | 15854400 | 5.4 | 33.9379 | 34.8206
4405 | 15858000 | 5.4 | 33.9403 | 34.8231
4406 | 15861600 | 5.4001 | 33.9428 | 34.8256
4407 | 15865200 | 5.4002 | 33.9453 | 34.828
4408 | 15868800 | 5.4003 | 33.9477 | 34.8305
4409 | 15872400 | 5.4004 | 33.9502 | 34.833
4410 | 15876000 | 5.4005 | 33.9526 | 34.8354
4411 | 15879600 | 5.4006 | 33.9551 | 34.8379
4412 | 15883200 | 5.4007 | 33.9576 | 34.8404
4413 | 15886800 | 5.4008 | 33.96 | 34.8429
4414 | 15890400 | 5.4009 | 33.9625 | 34.8453
4415 | 15894000 | 5.401 | 33.9649 | 34.8478
4416 | 15897600 | 5.4011 | 33.9674 | 34.8503
4417 | 15901200 | 5.4012 | 33.9699 | 34.8527
4418 | 15904800 | 5.4013 | 33.9723 | 34.8552
4419 | 15908400 | 5.4014 | 33.9748 | 34.8577
4420 | 15912000 | 5.4015 | 33.9772 | 34.8601
4421 | 15915600 | 5.4016 | 33.9797 | 34.8626
4422 | 15919200 | 5.4017 | 33.9822 | 34.8651
4423 | 15922800 | 5.4018 | 33.9846 | 34.8675
4424 | 15926400 | 5.4019 | 33.9871 | 34.87
4425 | 15930000 | 5.402 | 33.9895 | 34.8725
4426 | 15933600 | 5.4021 | 33.992 | 34.8749
4427 | 15937200 | 5.4022 | 33.9944 | 34.8774
4428 | 15940800 | 5.4023 | 33.9969 | 34.8799
4429 | 15944400 | 5.4024 | 33.9994 | 34.8823
4430 | 15948000 | 5.4025 | 34.0018 | 34.8848
4431 | 15951600 | 5.4026 | 34.0043 | 34.8872
4432 | 15955200 | 5.4026 | 34.0067 | 34.8897
4433 | 15958800 | 5.4027 | 34.0092 | 34.8922
4434 | 15962400 | 5.4028 | 34.0116 | 34.8946
4435 | 15966000 | 5.4029 | 34.0141 | 34.8971
4436 | 15969600 | 5.403 | 34.0165 | 34.8996
4437 | 15973200 | 5.4031 | 34.019 | 34.902
4438 | 15976800 | 5.4032 | 34.0215 | 34.9045
4439 | 15980400 | 5.4033 | 34.0239 | 34.907
4440 | 15984000 | 5.4034 | 34.0264 | 34.9094
4441 | 15987600 | 5.4035 | 34.0288 | 34.9119
4442 | 15991200 | 5.4036 | 34.0313 | 34.9143
4443 | 15994800 | 5.4037 | 34.0337 | 34.9168
4444 | 15998400 | 5.4038 | 34.0362 | 34.9193
4445 | 16002000 | 5.4039 | 34.0386 | 34.9217
4446 | 16005600 | 5.404 | 34.0411 | 34.9242
4447 | 16009200 | 5.4041 | 34.0435 | 34.9266
4448 | 16012800 | 5.4042 | 34.046 | 34.9291
4449 | 16016400 | 5.4043 | 34.0484 | 34.9316
4450 | 16020000 | 5.4044 | 34.0509 | 34.934
4451 | 16023600 | 5.4045 | 34.0533 | 34.9365
4452 | 16027200 | 5.4046 | 34.0558 | 34.9389
4453 | 16030800 | 5.4047 | 34.0582 | 34.9414
4454 | 16034400 | 5.4047 | 34.0607 | 34.9438
4455 | 16038000 | 5.4048 | 34.0631 | 34.9463
4456 | 16041600 | 5.4049 | 34.0656 | 34.9488
4457 | 16045200 | 5.405 | 34.068 | 34.9512
4458 | 16048800 | 5.4051 | 34.0705 | 34.9537
4459 | 16052400 | 5.4052 | 34.0729 | 34.9561
4460 | 16056000 | 5.4053 | 34.0754 | 34.9586
4461 | 16059600 | 5.4054 | 34.0778 | 34.961
4462 | 16063200 | 5.4055 | 34.0803 | 34.9635
4463 | 16066800 | 5.4056 | 34.0827 | 34.966
4464 | 16070400 | 5.4057 | 34.0852 | 34.9684
4465 | 16074000 | 5.4058 | 34.0876 | 34.9709
4466 | 16077600 | 5.4059 | 34.0901 | 34.9733
4467 | 16081200 | 5.406 | 34.0925 | 34.9758
4468 | 16084800 | 5.4061 | 34.095 | 34.9782
4469 | 16088400 | 5.4062 | 34.0974 | 34.9807
4470 | 16092000 | 5.4063 | 34.0998 | 34.9831
4471 | 16095600 | 5.4064 | 34.1023 | 34.9856
4472 | 16099200 | 5.4065 | 34.1047 | 34.988
4473 | 16102800 | 5.4066 | 34.1072 | 34.9905
4474 | 16106400 | 5.4066 | 34.1096 | 34.9929
4475 | 16110000 | 5.4067 | 34.1121 | 34.9954
4476 | 16113600 | 5.4068 | 34.1145 | 34.9979
4477 | 16117200 | 5.4069 | 34.117 | 35.0003
4478 | 16120800 | 5.407 | 34.1194 | 35.0028
4479 | 16124400 | 5.4071 | 34.1218 | 35.0052
4480 | 16128000 | 5.4072 | 34.1243 | 35.0077
4481 | 16131600 | 5.4073 | 34.1267 | 35.0101
4482 | 16135200 | 5.4074 | 34.1292 | 35.0126
4483 | 16138800 | 5.4075 | 34.1316 | 35.015
4484 | 16142400 | 5.4076 | 34.1341 | 35.0175
4485 | 16146000 | 5.4077 | 34.1365 | 35.0199
4486 | 16149600 | 5.4078 | 34.1389 | 35.0224
4487 | 16153200 | 5.4079 | 34.1414 | 35.0248
4488 | 16156800 | 5.408 | 34.1438 | 35.0273
4489 | 16160400 | 5.4081 | 34.1463 | 35.0297
4490 | 16164000 | 5.4082 | 34.1487 | 35.0322
4491 | 16167600 | 5.4082 | 34.1511 | 35.0346
4492 | 16171200 | 5.4083 | 34.1536 | 35.0371
4493 | 16174800 | 5.4084 | 34.156 | 35.0395
4494 | 16178400 | 5.4085 | 34.1585 | 35.0419
4495 | 16182000 | 5.4086 | 34.1609 | 35.0444
4496 | 16185600 | 5.4087 | 34.1633 | 35.0468
4497 | 16189200 | 5.4088 | 34.1658 | 35.0493
4498 | 16192800 | 5.4089 | 34.1682 | 35.0517
4499 | 16196400 | 5.409 | 34.1707 | 35.0542
4500 | 16200000 | 5.4091 | 34.1731 | 35.0566
4501 | 16203600 | 5.4092 | 34.1755 | 35.0591
4502 | 16207200 | 5.4093 | 34.178 | 35.0615
4503 | 16210800 | 5.4094 | 34.1804 | 35.064
4504 | 16214400 | 5.4095 | 34.1828 | 35.0664
4505 | 16218000 | 5.4096 | 34.1853 | 35.0689
4506 | 16221600 | 5.4097 | 34.1877 | 35.0713
4507 | 16225200 | 5.4098 | 34.1902 | 35.0737
4508 | 16228800 | 5.4098 | 34.1926 | 35.0762
4509 | 16232400 | 5.4099 | 34.195 | 35.0786
4510 | 16236000 | 5.41 | 34.1975 | 35.0811
4511 | 16239600 | 5.4101 | 34.1999 | 35.0835
4512 | 16243200 | 5.4102 | 34.2023 | 35.086
4513 | 16246800 | 5.4103 | 34.2048 | 35.0884
4514 | 16250400 | 5.4104 | 34.2072 | 35.0908
4515 | 16254000 | 5.4105 | 34.2096 | 35.0933
4516 | 16257600 | 5.4106 | 34.2121 | 35.0957
4517 | 16261200 | 5.4107 | 34.2145 | 35.0982
4518 | 16264800 | 5.4108 | 34.2169 | 35.1006
4519 | 16268400 | 5.4109 | 34.2194 | 35.1031
4520 | 16272000 | 5.411 | 34.2218 | 35.1055
4521 | 16275600 | 5.4111 | 34.2242 | 35.1079
4522 | 16279200 | 5.4112 | 34.2267 | 35.1104
4523 | 16282800 | 5.4112 | 34.2291 | 35.1128
4524 | 16286400 | 5.4113 | 34.2315 | 35.1153
4525 | 16290000 | 5.4114 | 34.234 | 35.1177
4526 | 16293600 | 5.4115 | 34.2364 | 35.1201
4527 | 16297200 | 5.4116 | 34.2388 | 35.1226
4528 | 16300800 | 5.4117 | 34.2413 | 35.125
4529 | 16304400 | 5.4118 | 34.2437 | 35.1274
4530 | 16308000 | 5.4119 | 34.2461 | 35.1299
4531 | 16311600 | 5.412 | 34.2485 | 35.1323
4532 | 16315200 | 5.4121 | 34.251 | 35.1348
4533 | 16318800 | 5.4122 | 34.2534 | 35.1372
4534 | 16322400 | 5.4123 | 34.2558 | 35.1396
4535 | 16326000 | 5.4124 | 34.2583 | 35.1421
4536 | 16329600 | 5.4125 | 34.2607 | 35.1445
4537 | 16333200 | 5.4125 | 34.2631 | 35.1469
4538 | 16336800 | 5.4126 | 34.2656 | 35.1494
4539 | 16340400 | 5.4127 | 34.268 | 35.1518
4540 | 16344000 | 5.4128 | 34.2704 | 35.1543
4541 | 16347600 | 5.4129 | 34.2728 | 35.1567
4542 | 16351200 | 5.413 | 34.2753 | 35.1591
4543 | 16354800 | 5.4131 | 34.2777 | 35.1616
4544 | 16358400 | 5.4132 | 34.2801 | 35.164
4545 | 16362000 | 5.4133 | 34.2825 | 35.1664
4546 | 16365600 | 5.4134 | 34.285 | 35.1689
4547 | 16369200 | 5.4135 | 34.2874 | 35.1713
4548 | 16372800 | 5.4136 | 34.2898 | 35.1737
4549 | 16376400 | 5.4137 | 34.2922 | 35.1762
4550 | 16380000 | 5.4137 | 34.2947 | 35.1786
4551 | 16383600 | 5.4138 | 34.2971 | 35.181
4552 | 16387200 | 5.4139 | 34.2995 | 35.1835
4553 | 16390800 | 5.414 | 34.3019 | 35.1859
4554 | 16394400 | 5.4141 | 34.3044 | 35.1883
4555 | 16398000 | 5.4142 | 34.3068 | 35.1908
4556 | 16401600 | 5.4143 | 34.3092 | 35.1932
4557 | 16405200 | 5.4144 | 34.3116 | 35.1956
4558 | 16408800 | 5.4145 | 34.3141 | 35.1981
4559 | 16412400 | 5.4146 | 34.3165 | 35.2005
4560 | 16416000 | 5.4147 | 34.3189 | 35.2029
4561 | 16419600 | 5.4148 | 34.3213 | 35.2053
4562 | 16423200 | 5.4149 | 34.3238 | 35.2078
4563 | 16426800 | 5.4149 | 34.3262 | 35.2102
4564 | 16430400 | 5.415 | 34.3286 | 35.2126
4565 | 16434000 | 5.4151 | 34.331 | 35.2151
4566 | 16437600 | 5.4152 | 34.3334 | 35.2175
4567 | 16441200 | 5.4153 | 34.3359 | 35.2199
4568 | 16444800 | 5.4154 | 34.3383 | 35.2223
4569 | 16448400 | 5.4155 | 34.3407 | 35.2248
4570 | 16452000 | 5.4156 | 34.3431 | 35.2272
4571 | 16455600 | 5.4157 | 34.3455 | 35.2296
4572 | 16459200 | 5.4158 | 34.348 | 35.2321
4573 | 16462800 | 5.4159 | 34.3504 | 35.2345
4574 | 16466400 | 5.416 | 34.3528 | 35.2369
4575 | 16470000 | 5.416 | 34.3552 | 35.2393
4576 | 16473600 | 5.4161 | 34.3576 | 35.2418
4577 | 16477200 | 5.4162 | 34.3601 | 35.2442
4578 | 16480800 | 5.4163 | 34.3625 | 35.2466
4579 | 16484400 | 5.4164 | 34.3649 | 35.249
4580 | 16488000 | 5.4165 | 34.3673 | 35.2515
4581 | 16491600 | 5.4166 | 34.3697 | 35.2539
4582 | 16495200 | 5.4167 | 34.3722 | 35.2563
4583 | 16498800 | 5.4168 | 34.3746 | 35.2587
4584 | 16502400 | 5.4169 | 34.377 | 35.2612
4585 | 16506000 | 5.417 | 34.3794 | 35.2636
4586 | 16509600 | 5.417 | 34.3818 | 35.266
4587 | 16513200 | 5.4171 | 34.3842 | 35.2684
4588 | 16516800 | 5.4172 | 34.3866 | 35.2709
4589 | 16520400 | 5.4173 | 34.3891 | 35.2733
4590 | 16524000 | 5.4174 | 34.3915 | 35.2757
4591 | 16527600 | 5.4175 | 34.3939 | 35.2781
4592 | 16531200 | 5.4176 | 34.3963 | 35.2806
4593 | 16534800 | 5.4177 | 34.3987 | 35.283
4594 | 16538400 | 5.4178 | 34.4011 | 35.2854
4595 | 16542000 | 5.4179 | 34.4036 | 35.2878
4596 | 16545600 | 5.418 | 34.406 | 35.2902
4597 | 16549200 | 5.4181 | 34.4084 | 35.2927
4598 | 16552800 | 5.4181 | 34.4108 | 35.2951
4599 | 16556400 | 5.4182 | 34.4132 | 35.2975
4600 | 16560000 | 5.4183 | 34.4156 | 35.2999
4601 | 16563600 | 5.4184 | 34.418 | 35.3023
4602 | 16567200 | 5.4185 | 34.4204 | 35.3048
4603 | 16570800 | 5.4186 | 34.4229 | 35.3072
4604 | 16574400 | 5.4187 | 34.4253 | 35.3096
4605 | 16578000 | 5.4188 | 34.4277 | 35.312
4606 | 16581600 | 5.4189 | 34.4301 | 35.3144
4607 | 16585200 | 5.419 | 34.4325 | 35.3169
4608 | 16588800 | 5.419 | 34.4349 | 35.3193
4609 | 16592400 | 5.4191 | 34.4373 | 35.3217
4610 | 16596000 | 5.4192 | 34.4397 | 35.3241
4611 | 16599600 | 5.4193 | 34.4421 | 35.3265
4612 | 16603200 | 5.4194 | 34.4446 | 35.329
4613 | 16606800 | 5.4195 | 34.447 | 35.3314
4614 | 16610400 | 5.4196 | 34.4494 | 35.3338
4615 | 16614000 | 5.4197 | 34.4518 | 35.3362
4616 | 16617600 | 5.4198 | 34.4542 | 35.3386
4617 | 16621200 | 5.4199 | 34.4566 | 35.341
4618 | 16624800 | 5.42 | 34.459 | 35.3435
4619 | 16628400 | 5.42 | 34.4614 | 35.3459
4620 | 16632000 | 5.4201 | 34.4638 | 35.3483
4621 | 16635600 | 5.4202 | 34.4662 | 35.3507
4622 | 16639200 | 5.4203 | 34.4686 | 35.3531
4623 | 16642800 | 5.4204 | 34.471 | 35.3555
4624 | 16646400 | 5.4205 | 34.4735 | 35.3579
4625 | 16650000 | 5.4206 | 34.4759 | 35.3604
4626 | 16653600 | 5.4207 | 34.4783 | 35.3628
4627 | 16657200 | 5.4208 | 34.4807 | 35.3652
4628 | 16660800 | 5.4209 | 34.4831 | 35.3676
4629 | 16664400 | 5.4209 | 34.4855 | 35.37
4630 | 16668000 | 5.421 | 34.4879 | 35.3724
4631 | 16671600 | 5.4211 | 34.4903 | 35.3748
4632 | 16675200 | 5.4212 | 34.4927 | 35.3773
4633 | 16678800 | 5.4213 | 34.4951 | 35.3797
4634 | 16682400 | 5.4214 | 34.4975 | 35.3821
4635 | 16686000 | 5.4215 | 34.4999 | 35.3845
4636 | 16689600 | 5.4216 | 34.5023 | 35.3869
4637 | 16693200 | 5.4217 | 34.5047 | 35.3893
4638 | 16696800 | 5.4218 | 34.5071 | 35.3917
4639 | 16700400 | 5.4218 | 34.5095 | 35.3941
4640 | 16704000 | 5.4219 | 34.5119 | 35.3965
4641 | 16707600 | 5.422 | 34.5143 | 35.399
4642 | 16711200 | 5.4221 | 34.5167 | 35.4014
4643 | 16714800 | 5.4222 | 34.5191 | 35.4038
4644 | 16718400 | 5.4223 | 34.5215 | 35.4062
4645 | 16722000 | 5.4224 | 34.5239 | 35.4086
4646 | 16725600 | 5.4225 | 34.5263 | 35.411
4647 | 16729200 | 5.4226 | 34.5287 | 35.4134
4648 | 16732800 | 5.4226 | 34.5311 | 35.4158
4649 | 16736400 | 5.4227 | 34.5335 | 35.4182
4650 | 16740000 | 5.4228 | 34.5359 | 35.4206
4651 | 16743600 | 5.4229 | 34.5383 | 35.423
4652 | 16747200 | 5.423 | 34.5407 | 35.4254
4653 | 16750800 | 5.4231 | 34.5431 | 35.4279
4654 | 16754400 | 5.4232 | 34.5455 | 35.4303
4655 | 16758000 | 5.4233 | 34.5479 | 35.4327
4656 | 16761600 | 5.4234 | 34.5503 | 35.4351
4657 | 16765200 | 5.4235 | 34.5527 | 35.4375
4658 | 16768800 | 5.4235 | 34.5551 | 35.4399
4659 | 16772400 | 5.4236 | 34.5575 | 35.4423
4660 | 16776000 | 5.4237 | 34.5599 | 35.4447
4661 | 16779600 | 5.4238 | 34.5623 | 35.4471
4662 | 16783200 | 5.4239 | 34.5647 | 35.4495
4663 | 16786800 | 5.424 | 34.5671 | 35.4519
4664 | 16790400 | 5.4241 | 34.5695 | 35.4543
4665 | 16794000 | 5.4242 | 34.5719 | 35.4567
4666 | 16797600 | 5.4243 | 34.5743 | 35.4591
4667 | 16801200 | 5.4243 | 34.5767 | 35.4615
4668 | 16804800 | 5.4244 | 34.5791 | 35.4639
4669 | 16808400 | 5.4245 | 34.5815 | 35.4663
4670 | 16812000 | 5.4246 | 34.5839 | 35.4687
4671 | 16815600 | 5.4247 | 34.5863 | 35.4711
4672 | 16819200 | 5.4248 | 34.5887 | 35.4735
4673 | 16822800 | 5.4249 | 34.5911 | 35.4759
4674 | 16826400 | 5.425 | 34.5935 | 35.4784
4675 | 16830000 | 5.4251 | 34.5959 | 35.4808
4676 | 16833600 | 5.4251 | 34.5983 | 35.4832
4677 | 16837200 | 5.4252 | 34.6007 | 35.4856
4678 | 16840800 | 5.4253 | 34.6031 | 35.488
4679 | 16844400 | 5.4254 | 34.6055 | 35.4904
4680 | 16848000 | 5.4255 | 34.6078 | 35.4928
4681 | 16851600 | 5.4256 | 34.6102 | 35.4952
4682 | 16855200 | 5.4257 | 34.6126 | 35.4976
4683 | 16858800 | 5.4258 | 34.615 | 35.5
4684 | 16862400 | 5.4259 | 34.6174 | 35.5024
4685 | 16866000 | 5.4259 | 34.6198 | 35.5048
4686 | 16869600 | 5.426 | 34.6222 | 35.5072
4687 | 16873200 | 5.4261 | 34.6246 | 35.5096
4688 | 16876800 | 5.4262 | 34.627 | 35.512
4689 | 16880400 | 5.4263 | 34.6294 | 35.5144
4690 | 16884000 | 5.4264 | 34.6318 | 35.5168
4691 | 16887600 | 5.4265 | 34.6342 | 35.5191
4692 | 16891200 | 5.4266 | 34.6365 | 35.5215
4693 | 16894800 | 5.4266 | 34.6389 | 35.5239
4694 | 16898400 | 5.4267 | 34.6413 | 35.5263
4695 | 16902000 | 5.4268 | 34.6437 | 35.5287
4696 | 16905600 | 5.4269 | 34.6461 | 35.5311
4697 | 16909200 | 5.427 | 34.6485 | 35.5335
4698 | 16912800 | 5.4271 | 34.6509 | 35.5359
4699 | 16916400 | 5.4272 | 34.6533 | 35.5383
4700 | 16920000 | 5.4273 | 34.6557 | 35.5407
4701 | 16923600 | 5.4274 | 34.658 | 35.5431
4702 | 16927200 | 5.4274 | 34.6604 | 35.5455
4703 | 16930800 | 5.4275 | 34.6628 | 35.5479
4704 | 16934400 | 5.4276 | 34.6652 | 35.5503
4705 | 16938000 | 5.4277 | 34.6676 | 35.5527
4706 | 16941600 | 5.4278 | 34.67 | 35.5551
4707 | 16945200 | 5.4279 | 34.6724 | 35.5575
4708 | 16948800 | 5.428 | 34.6748 | 35.5599
4709 | 16952400 | 5.4281 | 34.6771 | 35.5623
4710 | 16956000 | 5.4281 | 34.6795 | 35.5647
4711 | 16959600 | 5.4282 | 34.6819 | 35.5671
4712 | 16963200 | 5.4283 | 34.6843 | 35.5695
4713 | 16966800 | 5.4284 | 34.6867 | 35.5718
4714 | 16970400 | 5.4285 | 34.6891 | 35.5742
4715 | 16974000 | 5.4286 | 34.6915 | 35.5766
4716 | 16977600 | 5.4287 | 34.6938 | 35.579
4717 | 16981200 | 5.4288 | 34.6962 | 35.5814
4718 | 16984800 | 5.4288 | 34.6986 | 35.5838
4719 | 16988400 | 5.4289 | 34.701 | 35.5862
4720 | 16992000 | 5.429 | 34.7034 | 35.5886
4721 | 16995600 | 5.4291 | 34.7058 | 35.591
4722 | 16999200 | 5.4292 | 34.7081 | 35.5934
4723 | 17002800 | 5.4293 | 34.7105 | 35.5958
4724 | 17006400 | 5.4294 | 34.7129 | 35.5981
4725 | 17010000 | 5.4295 | 34.7153 | 35.6005
4726 | 17013600 | 5.4295 | 34.7177 | 35.6029
4727 | 17017200 | 5.4296 | 34.7201 | 35.6053
4728 | 17020800 | 5.4297 | 34.7224 | 35.6077
4729 | 17024400 | 5.4298 | 34.7248 | 35.6101
4730 | 17028000 | 5.4299 | 34.7272 | 35.6125
4731 | 17031600 | 5.43 | 34.7296 | 35.6149
4732 | 17035200 | 5.4301 | 34.732 | 35.6173
4733 | 17038800 | 5.4302 | 34.7343 | 35.6196
4734 | 17042400 | 5.4302 | 34.7367 | 35.622
4735 | 17046000 | 5.4303 | 34.7391 | 35.6244
4736 | 17049600 | 5.4304 | 34.7415 | 35.6268
4737 | 17053200 | 5.4305 | 34.7439 | 35.6292
4738 | 17056800 | 5.4306 | 34.7462 | 35.6316
4739 | 17060400 | 5.4307 | 34.7486 | 35.634
4740 | 17064000 | 5.4308 | 34.751 | 35.6364
4741 | 17067600 | 5.4309 | 34.7534 | 35.6387
4742 | 17071200 | 5.4309 | 34.7558 | 35.6411
4743 | 17074800 | 5.431 | 34.7581 | 35.6435
4744 | 17078400 | 5.4311 | 34.7605 | 35.6459
4745 | 17082000 | 5.4312 | 34.7629 | 35.6483
4746 | 17085600 | 5.4313 | 34.7653 | 35.6507
4747 | 17089200 | 5.4314 | 34.7676 | 35.653
4748 | 17092800 | 5.4315 | 34.77 | 35.6554
4749 | 17096400 | 5.4315 | 34.7724 | 35.6578
4750 | 17100000 | 5.4316 | 34.7748 | 35.6602
4751 | 17103600 | 5.4317 | 34.7772 | 35.6626
4752 | 17107200 | 5.4318 | 34.7795 | 35.665
4753 | 17110800 | 5.4319 | 34.7819 | 35.6674
4754 | 17114400 | 5.432 | 34.7843 | 35.6697
4755 | 17118000 | 5.4321 | 34.7867 | 35.6721
4756 | 17121600 | 5.4322 | 34.789 | 35.6745
4757 | 17125200 | 5.4322 | 34.7914 | 35.6769
4758 | 17128800 | 5.4323 | 34.7938 | 35.6793
4759 | 17132400 | 5.4324 | 34.7962 | 35.6816
4760 | 17136000 | 5.4325 | 34.7985 | 35.684
4761 | 17139600 | 5.4326 | 34.8009 | 35.6864
4762 | 17143200 | 5.4327 | 34.8033 | 35.6888
4763 | 17146800 | 5.4328 | 34.8056 | 35.6912
4764 | 17150400 | 5.4328 | 34.808 | 35.6935
4765 | 17154000 | 5.4329 | 34.8104 | 35.6959
4766 | 17157600 | 5.433 | 34.8128 | 35.6983
4767 | 17161200 | 5.4331 | 34.8151 | 35.7007
4768 | 17164800 | 5.4332 | 34.8175 | 35.7031
4769 | 17168400 | 5.4333 | 34.8199 | 35.7054
4770 | 17172000 | 5.4334 | 34.8223 | 35.7078
4771 | 17175600 | 5.4334 | 34.8246 | 35.7102
4772 | 17179200 | 5.4335 | 34.827 | 35.7126
4773 | 17182800 | 5.4336 | 34.8294 | 35.715
4774 | 17186400 | 5.4337 | 34.8317 | 35.7173
4775 | 17190000 | 5.4338 | 34.8341 | 35.7197
4776 | 17193600 | 5.4339 | 34.8365 | 35.7221
4777 | 17197200 | 5.434 | 34.8388 | 35.7245
4778 | 17200800 | 5.4341 | 34.8412 | 35.7268
4779 | 17204400 | 5.4341 | 34.8436 | 35.7292
4780 | 17208000 | 5.4342 | 34.846 | 35.7316
4781 | 17211600 | 5.4343 | 34.8483 | 35.734
4782 | 17215200 | 5.4344 | 34.8507 | 35.7364
4783 | 17218800 | 5.4345 | 34.8531 | 35.7387
4784 | 17222400 | 5.4346 | 34.8554 | 35.7411
4785 | 17226000 | 5.4347 | 34.8578 | 35.7435
4786 | 17229600 | 5.4347 | 34.8602 | 35.7459
4787 | 17233200 | 5.4348 | 34.8625 | 35.7482
4788 | 17236800 | 5.4349 | 34.8649 | 35.7506
4789 | 17240400 | 5.435 | 34.8673 | 35.753
4790 | 17244000 | 5.4351 | 34.8696 | 35.7554
4791 | 17247600 | 5.4352 | 34.872 | 35.7577
4792 | 17251200 | 5.4353 | 34.8744 | 35.7601
4793 | 17254800 | 5.4353 | 34.8767 | 35.7625
4794 | 17258400 | 5.4354 | 34.8791 | 35.7648
4795 | 17262000 | 5.4355 | 34.8815 | 35.7672
4796 | 17265600 | 5.4356 | 34.8838 | 35.7696
4797 | 17269200 | 5.4357 | 34.8862 | 35.772
4798 | 17272800 | 5.4358 | 34.8886 | 35.7743
4799 | 17276400 | 5.4358 | 34.8909 | 35.7767
4800 | 17280000 | 5.4359 | 34.8933 | 35.7791
4801 | 17283600 | 5.436 | 34.8957 | 35.7815
4802 | 17287200 | 5.4361 | 34.898 | 35.7838
4803 | 17290800 | 5.4362 | 34.9004 | 35.7862
4804 | 17294400 | 5.4363 | 34.9028 | 35.7886
4805 | 17298000 | 5.4364 | 34.9051 | 35.7909
4806 | 17301600 | 5.4364 | 34.9075 | 35.7933
4807 | 17305200 | 5.4365 | 34.9098 | 35.7957
4808 | 17308800 | 5.4366 | 34.9122 | 35.798
4809 | 17312400 | 5.4367 | 34.9146 | 35.8004
4810 | 17316000 | 5.4368 | 34.9169 | 35.8028
4811 | 17319600 | 5.4369 | 34.9193 | 35.8052
4812 | 17323200 | 5.437 | 34.9217 | 35.8075
4813 | 17326800 | 5.437 | 34.924 | 35.8099
4814 | 17330400 | 5.4371 | 34.9264 | 35.8123
4815 | 17334000 | 5.4372 | 34.9287 | 35.8146
4816 | 17337600 | 5.4373 | 34.9311 | 35.817
4817 | 17341200 | 5.4374 | 34.9335 | 35.8194
4818 | 17344800 | 5.4375 | 34.9358 | 35.8217
4819 | 17348400 | 5.4376 | 34.9382 | 35.8241
4820 | 17352000 | 5.4376 | 34.9405 | 35.8265
4821 | 17355600 | 5.4377 | 34.9429 | 35.8288
4822 | 17359200 | 5.4378 | 34.9453 | 35.8312
4823 | 17362800 | 5.4379 | 34.9476 | 35.8336
4824 | 17366400 | 5.438 | 34.95 | 35.8359
4825 | 17370000 | 5.4381 | 34.9523 | 35.8383
4826 | 17373600 | 5.4381 | 34.9547 | 35.8407
4827 | 17377200 | 5.4382 | 34.9571 | 35.843
4828 | 17380800 | 5.4383 | 34.9594 | 35.8454
4829 | 17384400 | 5.4384 | 34.9618 | 35.8478
4830 | 17388000 | 5.4385 | 34.9641 | 35.8501
4831 | 17391600 | 5.4386 | 34.9665 | 35.8525
4832 | 17395200 | 5.4387 | 34.9688 | 35.8549
4833 | 17398800 | 5.4387 | 34.9712 | 35.8572
4834 | 17402400 | 5.4388 | 34.9736 | 35.8596
4835 | 17406000 | 5.4389 | 34.9759 | 35.8619
4836 | 17409600 | 5.439 | 34.9783 | 35.8643
4837 | 17413200 | 5.4391 | 34.9806 | 35.8667
4838 | 17416800 | 5.4392 | 34.983 | 35.869
4839 | 17420400 | 5.4392 | 34.9853 | 35.8714
4840 | 17424000 | 5.4393 | 34.9877 | 35.8738
4841 | 17427600 | 5.4394 | 34.99 | 35.8761
4842 | 17431200 | 5.4395 | 34.9924 | 35.8785
4843 | 17434800 | 5.4396 | 34.9948 | 35.8809
4844 | 17438400 | 5.4397 | 34.9971 | 35.8832
4845 | 17442000 | 5.4398 | 34.9995 | 35.8856
4846 | 17445600 | 5.4398 | 35.0018 | 35.8879
4847 | 17449200 | 5.4399 | 35.0042 | 35.8903
4848 | 17452800 | 5.44 | 35.0065 | 35.8927
4849 | 17456400 | 5.4401 | 35.0089 | 35.895
4850 | 17460000 | 5.4402 | 35.0112 | 35.8974
4851 | 17463600 | 5.4403 | 35.0136 | 35.8997
4852 | 17467200 | 5.4403 | 35.0159 | 35.9021
4853 | 17470800 | 5.4404 | 35.0183 | 35.9045
4854 | 17474400 | 5.4405 | 35.0206 | 35.9068
4855 | 17478000 | 5.4406 | 35.023 | 35.9092
4856 | 17481600 | 5.4407 | 35.0253 | 35.9115
4857 | 17485200 | 5.4408 | 35.0277 | 35.9139
4858 | 17488800 | 5.4408 | 35.03 | 35.9162
4859 | 17492400 | 5.4409 | 35.0324 | 35.9186
4860 | 17496000 | 5.441 | 35.0347 | 35.921
4861 | 17499600 | 5.4411 | 35.0371 | 35.9233
4862 | 17503200 | 5.4412 | 35.0394 | 35.9257
4863 | 17506800 | 5.4413 | 35.0418 | 35.928
4864 | 17510400 | 5.4413 | 35.0441 | 35.9304
4865 | 17514000 | 5.4414 | 35.0465 | 35.9328
4866 | 17517600 | 5.4415 | 35.0488 | 35.9351
4867 | 17521200 | 5.4416 | 35.0512 | 35.9375
4868 | 17524800 | 5.4417 | 35.0535 | 35.9398
4869 | 17528400 | 5.4418 | 35.0559 | 35.9422
4870 | 17532000 | 5.4418 | 35.0582 | 35.9445
4871 | 17535600 | 5.4419 | 35.0606 | 35.9469
4872 | 17539200 | 5.442 | 35.0629 | 35.9492
4873 | 17542800 | 5.4421 | 35.0653 | 35.9516
4874 | 17546400 | 5.4422 | 35.0676 | 35.954
4875 | 17550000 | 5.4423 | 35.07 | 35.9563
4876 | 17553600 | 5.4424 | 35.0723 | 35.9587
4877 | 17557200 | 5.4424 | 35.0747 | 35.961
4878 | 17560800 | 5.4425 | 35.077 | 35.9634
4879 | 17564400 | 5.4426 | 35.0794 | 35.9657
4880 | 17568000 | 5.4427 | 35.0817 | 35.9681
4881 | 17571600 | 5.4428 | 35.0841 | 35.9704
4882 | 17575200 | 5.4429 | 35.0864 | 35.9728
4883 | 17578800 | 5.4429 | 35.0888 | 35.9751
4884 | 17582400 | 5.443 | 35.0911 | 35.9775
4885 | 17586000 | 5.4431 | 35.0934 | 35.9798
4886 | 17589600 | 5.4432 | 35.0958 | 35.9822
4887 | 17593200 | 5.4433 | 35.0981 | 35.9845
4888 | 17596800 | 5.4434 | 35.1005 | 35.9869
4889 | 17600400 | 5.4434 | 35.1028 | 35.9892
4890 | 17604000 | 5.4435 | 35.1052 | 35.9916
4891 | 17607600 | 5.4436 | 35.1075 | 35.9939
4892 | 17611200 | 5.4437 | 35.1099 | 35.9963
4893 | 17614800 | 5.4438 | 35.1122 | 35.9986
4894 | 17618400 | 5.4438 | 35.1145 | 36.001
4895 | 17622000 | 5.4439 | 35.1169 | 36.0033
4896 | 17625600 | 5.444 | 35.1192 | 36.0057
4897 | 17629200 | 5.4441 | 35.1216 | 36.008
4898 | 17632800 | 5.4442 | 35.1239 | 36.0104
4899 | 17636400 | 5.4443 | 35.1263 | 36.0127
4900 | 17640000 | 5.4443 | 35.1286 | 36.0151
4901 | 17643600 | 5.4444 | 35.1309 | 36.0174
4902 | 17647200 | 5.4445 | 35.1333 | 36.0198
4903 | 17650800 | 5.4446 | 35.1356 | 36.0221
4904 | 17654400 | 5.4447 | 35.138 | 36.0245
4905 | 17658000 | 5.4448 | 35.1403 | 36.0268
4906 | 17661600 | 5.4448 | 35.1426 | 36.0292
4907 | 17665200 | 5.4449 | 35.145 | 36.0315
4908 | 17668800 | 5.445 | 35.1473 | 36.0339
4909 | 17672400 | 5.4451 | 35.1497 | 36.0362
4910 | 17676000 | 5.4452 | 35.152 | 36.0386
4911 | 17679600 | 5.4453 | 35.1543 | 36.0409
4912 | 17683200 | 5.4453 | 35.1567 | 36.0433
4913 | 17686800 | 5.4454 | 35.159 | 36.0456
4914 | 17690400 | 5.4455 | 35.1614 | 36.0479
4915 | 17694000 | 5.4456 | 35.1637 | 36.0503
4916 | 17697600 | 5.4457 | 35.166 | 36.0526
4917 | 17701200 | 5.4458 | 35.1684 | 36.055
4918 | 17704800 | 5.4458 | 35.1707 | 36.0573
4919 | 17708400 | 5.4459 | 35.173 | 36.0597
4920 | 17712000 | 5.446 | 35.1754 | 36.062
4921 | 17715600 | 5.4461 | 35.1777 | 36.0644
4922 | 17719200 | 5.4462 | 35.1801 | 36.0667
4923 | 17722800 | 5.4462 | 35.1824 | 36.069
4924 | 17726400 | 5.4463 | 35.1847 | 36.0714
4925 | 17730000 | 5.4464 | 35.1871 | 36.0737
4926 | 17733600 | 5.4465 | 35.1894 | 36.0761
4927 | 17737200 | 5.4466 | 35.1917 | 36.0784
4928 | 17740800 | 5.4467 | 35.1941 | 36.0808
4929 | 17744400 | 5.4467 | 35.1964 | 36.0831
4930 | 17748000 | 5.4468 | 35.1987 | 36.0854
4931 | 17751600 | 5.4469 | 35.2011 | 36.0878
4932 | 17755200 | 5.447 | 35.2034 | 36.0901
4933 | 17758800 | 5.4471 | 35.2057 | 36.0925
4934 | 17762400 | 5.4472 | 35.2081 | 36.0948
4935 | 17766000 | 5.4472 | 35.2104 | 36.0971
4936 | 17769600 | 5.4473 | 35.2127 | 36.0995
4937 | 17773200 | 5.4474 | 35.2151 | 36.1018
4938 | 17776800 | 5.4475 | 35.2174 | 36.1042
4939 | 17780400 | 5.4476 | 35.2197 | 36.1065
4940 | 17784000 | 5.4476 | 35.2221 | 36.1088
4941 | 17787600 | 5.4477 | 35.2244 | 36.1112
4942 | 17791200 | 5.4478 | 35.2267 | 36.1135
4943 | 17794800 | 5.4479 | 35.2291 | 36.1159
4944 | 17798400 | 5.448 | 35.2314 | 36.1182
4945 | 17802000 | 5.4481 | 35.2337 | 36.1205
4946 | 17805600 | 5.4481 | 35.2361 | 36.1229
4947 | 17809200 | 5.4482 | 35.2384 | 36.1252
4948 | 17812800 | 5.4483 | 35.2407 | 36.1276
4949 | 17816400 | 5.4484 | 35.2431 | 36.1299
4950 | 17820000 | 5.4485 | 35.2454 | 36.1322
4951 | 17823600 | 5.4485 | 35.2477 | 36.1346
4952 | 17827200 | 5.4486 | 35.25 | 36.1369
4953 | 17830800 | 5.4487 | 35.2524 | 36.1392
4954 | 17834400 | 5.4488 | 35.2547 | 36.1416
4955 | 17838000 | 5.4489 | 35.257 | 36.1439
4956 | 17841600 | 5.4489 | 35.2594 | 36.1462
4957 | 17845200 | 5.449 | 35.2617 | 36.1486
4958 | 17848800 | 5.4491 | 35.264 | 36.1509
4959 | 17852400 | 5.4492 | 35.2663 | 36.1533
4960 | 17856000 | 5.4493 | 35.2687 | 36.1556
4961 | 17859600 | 5.4494 | 35.271 | 36.1579
4962 | 17863200 | 5.4494 | 35.2733 | 36.1603
4963 | 17866800 | 5.4495 | 35.2757 | 36.1626
4964 | 17870400 | 5.4496 | 35.278 | 36.1649
4965 | 17874000 | 5.4497 | 35.2803 | 36.1673
4966 | 17877600 | 5.4498 | 35.2826 | 36.1696
4967 | 17881200 | 5.4498 | 35.285 | 36.1719
4968 | 17884800 | 5.4499 | 35.2873 | 36.1743
4969 | 17888400 | 5.45 | 35.2896 | 36.1766
4970 | 17892000 | 5.4501 | 35.2919 | 36.1789
4971 | 17895600 | 5.4502 | 35.2943 | 36.1813
4972 | 17899200 | 5.4503 | 35.2966 | 36.1836
4973 | 17902800 | 5.4503 | 35.2989 | 36.1859
4974 | 17906400 | 5.4504 | 35.3012 | 36.1883
4975 | 17910000 | 5.4505 | 35.3036 | 36.1906
4976 | 17913600 | 5.4506 | 35.3059 | 36.1929
4977 | 17917200 | 5.4507 | 35.3082 | 36.1952
4978 | 17920800 | 5.4507 | 35.3105 | 36.1976
4979 | 17924400 | 5.4508 | 35.3129 | 36.1999
4980 | 17928000 | 5.4509 | 35.3152 | 36.2022
4981 | 17931600 | 5.451 | 35.3175 | 36.2046
4982 | 17935200 | 5.4511 | 35.3198 | 36.2069
4983 | 17938800 | 5.4511 | 35.3222 | 36.2092
4984 | 17942400 | 5.4512 | 35.3245 | 36.2116
4985 | 17946000 | 5.4513 | 35.3268 | 36.2139
4986 | 17949600 | 5.4514 | 35.3291 | 36.2162
4987 | 17953200 | 5.4515 | 35.3315 | 36.2185
4988 | 17956800 | 5.4515 | 35.3338 | 36.2209
4989 | 17960400 | 5.4516 | 35.3361 | 36.2232
4990 | 17964000 | 5.4517 | 35.3384 | 36.2255
4991 | 17967600 | 5.4518 | 35.3407 | 36.2279
4992 | 17971200 | 5.4519 | 35.3431 | 36.2302
4993 | 17974800 | 5.4519 | 35.3454 | 36.2325
4994 | 17978400 | 5.452 | 35.3477 | 36.2348
4995 | 17982000 | 5.4521 | 35.35 | 36.2372
4996 | 17985600 | 5.4522 | 35.3523 | 36.2395
4997 | 17989200 | 5.4523 | 35.3547 | 36.2418
4998 | 17992800 | 5.4524 | 35.357 | 36.2442
4999 | 17996400 | 5.4524 | 35.3593 | 36.2465
5000 | 18000000 | 5.4525 | 35.3616 | 36.2488
5001 | 18003600 | 5.4526 | 35.3639 | 36.2511
5002 | 18007200 | 5.4527 | 35.3663 | 36.2535
5003 | 18010800 | 5.4528 | 35.3686 | 36.2558
5004 | 18014400 | 5.4528 | 35.3709 | 36.2581
5005 | 18018000 | 5.4529 | 35.3732 | 36.2604
5006 | 18021600 | 5.453 | 35.3755 | 36.2628
5007 | 18025200 | 5.4531 | 35.3778 | 36.2651
5008 | 18028800 | 5.4532 | 35.3802 | 36.2674
5009 | 18032400 | 5.4532 | 35.3825 | 36.2697
5010 | 18036000 | 5.4533 | 35.3848 | 36.2721
5011 | 18039600 | 5.4534 | 35.3871 | 36.2744
5012 | 18043200 | 5.4535 | 35.3894 | 36.2767
5013 | 18046800 | 5.4536 | 35.3918 | 36.279
5014 | 18050400 | 5.4536 | 35.3941 | 36.2813
5015 | 18054000 | 5.4537 | 35.3964 | 36.2837
5016 | 18057600 | 5.4538 | 35.3987 | 36.286
5017 | 18061200 | 5.4539 | 35.401 | 36.2883
5018 | 18064800 | 5.454 | 35.4033 | 36.2906
5019 | 18068400 | 5.454 | 35.4056 | 36.293
5020 | 18072000 | 5.4541 | 35.408 | 36.2953
5021 | 18075600 | 5.4542 | 35.4103 | 36.2976
5022 | 18079200 | 5.4543 | 35.4126 | 36.2999
5023 | 18082800 | 5.4544 | 35.4149 | 36.3022
5024 | 18086400 | 5.4544 | 35.4172 | 36.3046
5025 | 18090000 | 5.4545 | 35.4195 | 36.3069
5026 | 18093600 | 5.4546 | 35.4218 | 36.3092
5027 | 18097200 | 5.4547 | 35.4242 | 36.3115
5028 | 18100800 | 5.4548 | 35.4265 | 36.3138
5029 | 18104400 | 5.4548 | 35.4288 | 36.3162
5030 | 18108000 | 5.4549 | 35.4311 | 36.3185
5031 | 18111600 | 5.455 | 35.4334 | 36.3208
5032 | 18115200 | 5.4551 | 35.4357 | 36.3231
5033 | 18118800 | 5.4552 | 35.438 | 36.3254
5034 | 18122400 | 5.4552 | 35.4403 | 36.3278
5035 | 18126000 | 5.4553 | 35.4427 | 36.3301
5036 | 18129600 | 5.4554 | 35.445 | 36.3324
5037 | 18133200 | 5.4555 | 35.4473 | 36.3347
5038 | 18136800 | 5.4556 | 35.4496 | 36.337
5039 | 18140400 | 5.4556 | 35.4519 | 36.3393
5040 | 18144000 | 5.4557 | 35.4542 | 36.3417
5041 | 18147600 | 5.4558 | 35.4565 | 36.344
5042 | 18151200 | 5.4559 | 35.4588 | 36.3463
5043 | 18154800 | 5.456 | 35.4611 | 36.3486
5044 | 18158400 | 5.456 | 35.4635 | 36.3509
5045 | 18162000 | 5.4561 | 35.4658 | 36.3532
5046 | 18165600 | 5.4562 | 35.4681 | 36.3556
5047 | 18169200 | 5.4563 | 35.4704 | 36.3579
5048 | 18172800 | 5.4563 | 35.4727 | 36.3602
5049 | 18176400 | 5.4564 | 35.475 | 36.3625
5050 | 18180000 | 5.4565 | 35.4773 | 36.3648
5051 | 18183600 | 5.4566 | 35.4796 | 36.3671
5052 | 18187200 | 5.4567 | 35.4819 | 36.3695
5053 | 18190800 | 5.4567 | 35.4842 | 36.3718
5054 | 18194400 | 5.4568 | 35.4865 | 36.3741
5055 | 18198000 | 5.4569 | 35.4888 | 36.3764
5056 | 18201600 | 5.457 | 35.4911 | 36.3787
5057 | 18205200 | 5.4571 | 35.4935 | 36.381
5058 | 18208800 | 5.4571 | 35.4958 | 36.3833
5059 | 18212400 | 5.4572 | 35.4981 | 36.3856
5060 | 18216000 | 5.4573 | 35.5004 | 36.388
5061 | 18219600 | 5.4574 | 35.5027 | 36.3903
5062 | 18223200 | 5.4575 | 35.505 | 36.3926
5063 | 18226800 | 5.4575 | 35.5073 | 36.3949
5064 | 18230400 | 5.4576 | 35.5096 | 36.3972
5065 | 18234000 | 5.4577 | 35.5119 | 36.3995
5066 | 18237600 | 5.4578 | 35.5142 | 36.4018
5067 | 18241200 | 5.4579 | 35.5165 | 36.4041
5068 | 18244800 | 5.4579 | 35.5188 | 36.4065
5069 | 18248400 | 5.458 | 35.5211 | 36.4088
5070 | 18252000 | 5.4581 | 35.5234 | 36.4111
5071 | 18255600 | 5.4582 | 35.5257 | 36.4134
5072 | 18259200 | 5.4582 | 35.528 | 36.4157
5073 | 18262800 | 5.4583 | 35.5303 | 36.418
5074 | 18266400 | 5.4584 | 35.5326 | 36.4203
5075 | 18270000 | 5.4585 | 35.5349 | 36.4226
5076 | 18273600 | 5.4586 | 35.5372 | 36.4249
5077 | 18277200 | 5.4586 | 35.5395 | 36.4272
5078 | 18280800 | 5.4587 | 35.5418 | 36.4296
5079 | 18284400 | 5.4588 | 35.5442 | 36.4319
5080 | 18288000 | 5.4589 | 35.5465 | 36.4342
5081 | 18291600 | 5.459 | 35.5488 | 36.4365
5082 | 18295200 | 5.459 | 35.5511 | 36.4388
5083 | 18298800 | 5.4591 | 35.5534 | 36.4411
5084 | 18302400 | 5.4592 | 35.5557 | 36.4434
5085 | 18306000 | 5.4593 | 35.558 | 36.4457
5086 | 18309600 | 5.4593 | 35.5603 | 36.448
5087 | 18313200 | 5.4594 | 35.5626 | 36.4503
5088 | 18316800 | 5.4595 | 35.5649 | 36.4526
5089 | 18320400 | 5.4596 | 35.5672 | 36.4549
5090 | 18324000 | 5.4597 | 35.5695 | 36.4572
5091 | 18327600 | 5.4597 | 35.5718 | 36.4595
5092 | 18331200 | 5.4598 | 35.5741 | 36.4619
5093 | 18334800 | 5.4599 | 35.5764 | 36.4642
5094 | 18338400 | 5.46 | 35.5787 | 36.4665
5095 | 18342000 | 5.4601 | 35.581 | 36.4688
5096 | 18345600 | 5.4601 | 35.5833 | 36.4711
5097 | 18349200 | 5.4602 | 35.5856 | 36.4734
5098 | 18352800 | 5.4603 | 35.5878 | 36.4757
5099 | 18356400 | 5.4604 | 35.5901 | 36.478
5100 | 18360000 | 5.4604 | 35.5924 | 36.4803
5101 | 18363600 | 5.4605 | 35.5947 | 36.4826
5102 | 18367200 | 5.4606 | 35.597 | 36.4849
5103 | 18370800 | 5.4607 | 35.5993 | 36.4872
5104 | 18374400 | 5.4608 | 35.6016 | 36.4895
5105 | 18378000 | 5.4608 | 35.6039 | 36.4918
5106 | 18381600 | 5.4609 | 35.6062 | 36.4941
5107 | 18385200 | 5.461 | 35.6085 | 36.4964
5108 | 18388800 | 5.4611 | 35.6108 | 36.4987
5109 | 18392400 | 5.4611 | 35.6131 | 36.501
5110 | 18396000 | 5.4612 | 35.6154 | 36.5033
5111 | 18399600 | 5.4613 | 35.6177 | 36.5056
5112 | 18403200 | 5.4614 | 35.62 | 36.5079
5113 | 18406800 | 5.4615 | 35.6223 | 36.5102
5114 | 18410400 | 5.4615 | 35.6246 | 36.5125
5115 | 18414000 | 5.4616 | 35.6269 | 36.5148
5116 | 18417600 | 5.4617 | 35.6292 | 36.5171
5117 | 18421200 | 5.4618 | 35.6315 | 36.5194
5118 | 18424800 | 5.4619 | 35.6338 | 36.5217
5119 | 18428400 | 5.4619 | 35.6361 | 36.524
5120 | 18432000 | 5.462 | 35.6383 | 36.5263
5121 | 18435600 | 5.4621 | 35.6406 | 36.5286
5122 | 18439200 | 5.4622 | 35.6429 | 36.5309
5123 | 18442800 | 5.4622 | 35.6452 | 36.5332
5124 | 18446400 | 5.4623 | 35.6475 | 36.5355
5125 | 18450000 | 5.4624 | 35.6498 | 36.5378
5126 | 18453600 | 5.4625 | 35.6521 | 36.5401
5127 | 18457200 | 5.4625 | 35.6544 | 36.5424
5128 | 18460800 | 5.4626 | 35.6567 | 36.5447
5129 | 18464400 | 5.4627 | 35.659 | 36.547
5130 | 18468000 | 5.4628 | 35.6613 | 36.5493
5131 | 18471600 | 5.4629 | 35.6636 | 36.5516
5132 | 18475200 | 5.4629 | 35.6659 | 36.5539
5133 | 18478800 | 5.463 | 35.6681 | 36.5562
5134 | 18482400 | 5.4631 | 35.6704 | 36.5585
5135 | 18486000 | 5.4632 | 35.6727 | 36.5608
5136 | 18489600 | 5.4632 | 35.675 | 36.5631
5137 | 18493200 | 5.4633 | 35.6773 | 36.5654
5138 | 18496800 | 5.4634 | 35.6796 | 36.5677
5139 | 18500400 | 5.4635 | 35.6819 | 36.57
5140 | 18504000 | 5.4636 | 35.6842 | 36.5723
5141 | 18507600 | 5.4636 | 35.6865 | 36.5746
5142 | 18511200 | 5.4637 | 35.6887 | 36.5769
5143 | 18514800 | 5.4638 | 35.691 | 36.5792
5144 | 18518400 | 5.4639 | 35.6933 | 36.5815
5145 | 18522000 | 5.4639 | 35.6956 | 36.5838
5146 | 18525600 | 5.464 | 35.6979 | 36.5861
5147 | 18529200 | 5.4641 | 35.7002 | 36.5883
5148 | 18532800 | 5.4642 | 35.7025 | 36.5906
5149 | 18536400 | 5.4643 | 35.7048 | 36.5929
5150 | 18540000 | 5.4643 | 35.707 | 36.5952
5151 | 18543600 | 5.4644 | 35.7093 | 36.5975
5152 | 18547200 | 5.4645 | 35.7116 | 36.5998
5153 | 18550800 | 5.4646 | 35.7139 | 36.6021
5154 | 18554400 | 5.4646 | 35.7162 | 36.6044
5155 | 18558000 | 5.4647 | 35.7185 | 36.6067
5156 | 18561600 | 5.4648 | 35.7208 | 36.609
5157 | 18565200 | 5.4649 | 35.7231 | 36.6113
5158 | 18568800 | 5.4649 | 35.7253 | 36.6136
5159 | 18572400 | 5.465 | 35.7276 | 36.6159
5160 | 18576000 | 5.4651 | 35.7299 | 36.6181
5161 | 18579600 | 5.4652 | 35.7322 | 36.6204
5162 | 18583200 | 5.4653 | 35.7345 | 36.6227
5163 | 18586800 | 5.4653 | 35.7368 | 36.625
5164 | 18590400 | 5.4654 | 35.739 | 36.6273
5165 | 18594000 | 5.4655 | 35.7413 | 36.6296
5166 | 18597600 | 5.4656 | 35.7436 | 36.6319
5167 | 18601200 | 5.4656 | 35.7459 | 36.6342
5168 | 18604800 | 5.4657 | 35.7482 | 36.6365
5169 | 18608400 | 5.4658 | 35.7505 | 36.6388
5170 | 18612000 | 5.4659 | 35.7527 | 36.641
5171 | 18615600 | 5.4659 | 35.755 | 36.6433
5172 | 18619200 | 5.466 | 35.7573 | 36.6456
5173 | 18622800 | 5.4661 | 35.7596 | 36.6479
5174 | 18626400 | 5.4662 | 35.7619 | 36.6502
5175 | 18630000 | 5.4662 | 35.7642 | 36.6525
5176 | 18633600 | 5.4663 | 35.7664 | 36.6548
5177 | 18637200 | 5.4664 | 35.7687 | 36.6571
5178 | 18640800 | 5.4665 | 35.771 | 36.6594
5179 | 18644400 | 5.4666 | 35.7733 | 36.6616
5180 | 18648000 | 5.4666 | 35.7756 | 36.6639
5181 | 18651600 | 5.4667 | 35.7778 | 36.6662
5182 | 18655200 | 5.4668 | 35.7801 | 36.6685
5183 | 18658800 | 5.4669 | 35.7824 | 36.6708
5184 | 18662400 | 5.4669 | 35.7847 | 36.6731
5185 | 18666000 | 5.467 | 35.787 | 36.6754
5186 | 18669600 | 5.4671 | 35.7892 | 36.6776
5187 | 18673200 | 5.4672 | 35.7915 | 36.6799
5188 | 18676800 | 5.4672 | 35.7938 | 36.6822
5189 | 18680400 | 5.4673 | 35.7961 | 36.6845
5190 | 18684000 | 5.4674 | 35.7984 | 36.6868
5191 | 18687600 | 5.4675 | 35.8006 | 36.6891
5192 | 18691200 | 5.4675 | 35.8029 | 36.6914
5193 | 18694800 | 5.4676 | 35.8052 | 36.6936
5194 | 18698400 | 5.4677 | 35.8075 | 36.6959
5195 | 18702000 | 5.4678 | 35.8097 | 36.6982
5196 | 18705600 | 5.4679 | 35.812 | 36.7005
5197 | 18709200 | 5.4679 | 35.8143 | 36.7028
5198 | 18712800 | 5.468 | 35.8166 | 36.7051
5199 | 18716400 | 5.4681 | 35.8188 | 36.7073
5200 | 18720000 | 5.4682 | 35.8211 | 36.7096
5201 | 18723600 | 5.4682 | 35.8234 | 36.7119
5202 | 18727200 | 5.4683 | 35.8257 | 36.7142
5203 | 18730800 | 5.4684 | 35.828 | 36.7165
5204 | 18734400 | 5.4685 | 35.8302 | 36.7188
5205 | 18738000 | 5.4685 | 35.8325 | 36.721
5206 | 18741600 | 5.4686 | 35.8348 | 36.7233
5207 | 18745200 | 5.4687 | 35.8371 | 36.7256
5208 | 18748800 | 5.4688 | 35.8393 | 36.7279
5209 | 18752400 | 5.4688 | 35.8416 | 36.7302
5210 | 18756000 | 5.4689 | 35.8439 | 36.7324
5211 | 18759600 | 5.469 | 35.8462 | 36.7347
5212 | 18763200 | 5.4691 | 35.8484 | 36.737
5213 | 18766800 | 5.4691 | 35.8507 | 36.7393
5214 | 18770400 | 5.4692 | 35.853 | 36.7416
5215 | 18774000 | 5.4693 | 35.8552 | 36.7438
5216 | 18777600 | 5.4694 | 35.8575 | 36.7461
5217 | 18781200 | 5.4694 | 35.8598 | 36.7484
5218 | 18784800 | 5.4695 | 35.8621 | 36.7507
5219 | 18788400 | 5.4696 | 35.8643 | 36.753
5220 | 18792000 | 5.4697 | 35.8666 | 36.7552
5221 | 18795600 | 5.4697 | 35.8689 | 36.7575
5222 | 18799200 | 5.4698 | 35.8712 | 36.7598
5223 | 18802800 | 5.4699 | 35.8734 | 36.7621
5224 | 18806400 | 5.47 | 35.8757 | 36.7643
5225 | 18810000 | 5.4701 | 35.878 | 36.7666
5226 | 18813600 | 5.4701 | 35.8802 | 36.7689
5227 | 18817200 | 5.4702 | 35.8825 | 36.7712
5228 | 18820800 | 5.4703 | 35.8848 | 36.7735
5229 | 18824400 | 5.4704 | 35.887 | 36.7757
5230 | 18828000 | 5.4704 | 35.8893 | 36.778
5231 | 18831600 | 5.4705 | 35.8916 | 36.7803
5232 | 18835200 | 5.4706 | 35.8939 | 36.7826
5233 | 18838800 | 5.4707 | 35.8961 | 36.7848
5234 | 18842400 | 5.4707 | 35.8984 | 36.7871
5235 | 18846000 | 5.4708 | 35.9007 | 36.7894
5236 | 18849600 | 5.4709 | 35.9029 | 36.7917
5237 | 18853200 | 5.471 | 35.9052 | 36.7939
5238 | 18856800 | 5.471 | 35.9075 | 36.7962
5239 | 18860400 | 5.4711 | 35.9097 | 36.7985
5240 | 18864000 | 5.4712 | 35.912 | 36.8008
5241 | 18867600 | 5.4713 | 35.9143 | 36.803
5242 | 18871200 | 5.4713 | 35.9165 | 36.8053
5243 | 18874800 | 5.4714 | 35.9188 | 36.8076
5244 | 18878400 | 5.4715 | 35.9211 | 36.8099
5245 | 18882000 | 5.4716 | 35.9233 | 36.8121
5246 | 18885600 | 5.4716 | 35.9256 | 36.8144
5247 | 18889200 | 5.4717 | 35.9279 | 36.8167
5248 | 18892800 | 5.4718 | 35.9301 | 36.819
5249 | 18896400 | 5.4719 | 35.9324 | 36.8212
5250 | 18900000 | 5.4719 | 35.9347 | 36.8235
5251 | 18903600 | 5.472 | 35.9369 | 36.8258
5252 | 18907200 | 5.4721 | 35.9392 | 36.828
5253 | 18910800 | 5.4722 | 35.9415 | 36.8303
5254 | 18914400 | 5.4722 | 35.9437 | 36.8326
5255 | 18918000 | 5.4723 | 35.946 | 36.8349
5256 | 18921600 | 5.4724 | 35.9483 | 36.8371
5257 | 18925200 | 5.4725 | 35.9505 | 36.8394
5258 | 18928800 | 5.4725 | 35.9528 | 36.8417
5259 | 18932400 | 5.4726 | 35.9551 | 36.8439
5260 | 18936000 | 5.4727 | 35.9573 | 36.8462
5261 | 18939600 | 5.4728 | 35.9596 | 36.8485
5262 | 18943200 | 5.4728 | 35.9619 | 36.8507
5263 | 18946800 | 5.4729 | 35.9641 | 36.853
5264 | 18950400 | 5.473 | 35.9664 | 36.8553
5265 | 18954000 | 5.4731 | 35.9686 | 36.8576
5266 | 18957600 | 5.4731 | 35.9709 | 36.8598
5267 | 18961200 | 5.4732 | 35.9732 | 36.8621
5268 | 18964800 | 5.4733 | 35.9754 | 36.8644
5269 | 18968400 | 5.4734 | 35.9777 | 36.8666
5270 | 18972000 | 5.4734 | 35.98 | 36.8689
5271 | 18975600 | 5.4735 | 35.9822 | 36.8712
5272 | 18979200 | 5.4736 | 35.9845 | 36.8734
5273 | 18982800 | 5.4736 | 35.9867 | 36.8757
5274 | 18986400 | 5.4737 | 35.989 | 36.878
5275 | 18990000 | 5.4738 | 35.9913 | 36.8802
5276 | 18993600 | 5.4739 | 35.9935 | 36.8825
5277 | 18997200 | 5.4739 | 35.9958 | 36.8848
5278 | 19000800 | 5.474 | 35.998 | 36.887
5279 | 19004400 | 5.4741 | 36.0003 | 36.8893
5280 | 19008000 | 5.4742 | 36.0026 | 36.8916
5281 | 19011600 | 5.4742 | 36.0048 | 36.8938
5282 | 19015200 | 5.4743 | 36.0071 | 36.8961
5283 | 19018800 | 5.4744 | 36.0093 | 36.8984
5284 | 19022400 | 5.4745 | 36.0116 | 36.9006
5285 | 19026000 | 5.4745 | 36.0139 | 36.9029
5286 | 19029600 | 5.4746 | 36.0161 | 36.9052
5287 | 19033200 | 5.4747 | 36.0184 | 36.9074
5288 | 19036800 | 5.4748 | 36.0206 | 36.9097
5289 | 19040400 | 5.4748 | 36.0229 | 36.912
5290 | 19044000 | 5.4749 | 36.0252 | 36.9142
5291 | 19047600 | 5.475 | 36.0274 | 36.9165
5292 | 19051200 | 5.4751 | 36.0297 | 36.9187
5293 | 19054800 | 5.4751 | 36.0319 | 36.921
5294 | 19058400 | 5.4752 | 36.0342 | 36.9233
5295 | 19062000 | 5.4753 | 36.0364 | 36.9255
5296 | 19065600 | 5.4754 | 36.0387 | 36.9278
5297 | 19069200 | 5.4754 | 36.041 | 36.9301
5298 | 19072800 | 5.4755 | 36.0432 | 36.9323
5299 | 19076400 | 5.4756 | 36.0455 | 36.9346
5300 | 19080000 | 5.4757 | 36.0477 | 36.9368
5301 | 19083600 | 5.4757 | 36.05 | 36.9391
5302 | 19087200 | 5.4758 | 36.0522 | 36.9414
5303 | 19090800 | 5.4759 | 36.0545 | 36.9436
5304 | 19094400 | 5.4759 | 36.0567 | 36.9459
5305 | 19098000 | 5.476 | 36.059 | 36.9482
5306 | 19101600 | 5.4761 | 36.0613 | 36.9504
5307 | 19105200 | 5.4762 | 36.0635 | 36.9527
5308 | 19108800 | 5.4762 | 36.0658 | 36.9549
5309 | 19112400 | 5.4763 | 36.068 | 36.9572
5310 | 19116000 | 5.4764 | 36.0703 | 36.9595
5311 | 19119600 | 5.4765 | 36.0725 | 36.9617
5312 | 19123200 | 5.4765 | 36.0748 | 36.964
5313 | 19126800 | 5.4766 | 36.077 | 36.9662
5314 | 19130400 | 5.4767 | 36.0793 | 36.9685
5315 | 19134000 | 5.4768 | 36.0815 | 36.9708
5316 | 19137600 | 5.4768 | 36.0838 | 36.973
5317 | 19141200 | 5.4769 | 36.086 | 36.9753
5318 | 19144800 | 5.477 | 36.0883 | 36.9775
5319 | 19148400 | 5.4771 | 36.0905 | 36.9798
5320 | 19152000 | 5.4771 | 36.0928 | 36.982
5321 | 19155600 | 5.4772 | 36.095 | 36.9843
5322 | 19159200 | 5.4773 | 36.0973 | 36.9866
5323 | 19162800 | 5.4773 | 36.0995 | 36.9888
5324 | 19166400 | 5.4774 | 36.1018 | 36.9911
5325 | 19170000 | 5.4775 | 36.104 | 36.9933
5326 | 19173600 | 5.4776 | 36.1063 | 36.9956
5327 | 19177200 | 5.4776 | 36.1086 | 36.9978
5328 | 19180800 | 5.4777 | 36.1108 | 37.0001
5329 | 19184400 | 5.4778 | 36.1131 | 37.0024
5330 | 19188000 | 5.4779 | 36.1153 | 37.0046
5331 | 19191600 | 5.4779 | 36.1176 | 37.0069
5332 | 19195200 | 5.478 | 36.1198 | 37.0091
5333 | 19198800 | 5.4781 | 36.122 | 37.0114
5334 | 19202400 | 5.4782 | 36.1243 | 37.0136
5335 | 19206000 | 5.4782 | 36.1265 | 37.0159
5336 | 19209600 | 5.4783 | 36.1288 | 37.0181
5337 | 19213200 | 5.4784 | 36.131 | 37.0204
5338 | 19216800 | 5.4784 | 36.1333 | 37.0227
5339 | 19220400 | 5.4785 | 36.1355 | 37.0249
5340 | 19224000 | 5.4786 | 36.1378 | 37.0272
5341 | 19227600 | 5.4787 | 36.14 | 37.0294
5342 | 19231200 | 5.4787 | 36.1423 | 37.0317
5343 | 19234800 | 5.4788 | 36.1445 | 37.0339
5344 | 19238400 | 5.4789 | 36.1468 | 37.0362
5345 | 19242000 | 5.479 | 36.149 | 37.0384
5346 | 19245600 | 5.479 | 36.1513 | 37.0407
5347 | 19249200 | 5.4791 | 36.1535 | 37.0429
5348 | 19252800 | 5.4792 | 36.1558 | 37.0452
5349 | 19256400 | 5.4793 | 36.158 | 37.0474
5350 | 19260000 | 5.4793 | 36.1603 | 37.0497
5351 | 19263600 | 5.4794 | 36.1625 | 37.0519
5352 | 19267200 | 5.4795 | 36.1647 | 37.0542
5353 | 19270800 | 5.4795 | 36.167 | 37.0564
5354 | 19274400 | 5.4796 | 36.1692 | 37.0587
5355 | 19278000 | 5.4797 | 36.1715 | 37.0609
5356 | 19281600 | 5.4798 | 36.1737 | 37.0632
5357 | 19285200 | 5.4798 | 36.176 | 37.0654
5358 | 19288800 | 5.4799 | 36.1782 | 37.0677
5359 | 19292400 | 5.48 | 36.1805 | 37.07
5360 | 19296000 | 5.4801 | 36.1827 | 37.0722
5361 | 19299600 | 5.4801 | 36.1849 | 37.0744
5362 | 19303200 | 5.4802 | 36.1872 | 37.0767
5363 | 19306800 | 5.4803 | 36.1894 | 37.0789
5364 | 19310400 | 5.4803 | 36.1917 | 37.0812
5365 | 19314000 | 5.4804 | 36.1939 | 37.0834
5366 | 19317600 | 5.4805 | 36.1962 | 37.0857
5367 | 19321200 | 5.4806 | 36.1984 | 37.0879
5368 | 19324800 | 5.4806 | 36.2006 | 37.0902
5369 | 19328400 | 5.4807 | 36.2029 | 37.0924
5370 | 19332000 | 5.4808 | 36.2051 | 37.0947
5371 | 19335600 | 5.4809 | 36.2074 | 37.0969
5372 | 19339200 | 5.4809 | 36.2096 | 37.0992
5373 | 19342800 | 5.481 | 36.2119 | 37.1014
5374 | 19346400 | 5.4811 | 36.2141 | 37.1037
5375 | 19350000 | 5.4811 | 36.2163 | 37.1059
5376 | 19353600 | 5.4812 | 36.2186 | 37.1082
5377 | 19357200 | 5.4813 | 36.2208 | 37.1104
5378 | 19360800 | 5.4814 | 36.2231 | 37.1127
5379 | 19364400 | 5.4814 | 36.2253 | 37.1149
5380 | 19368000 | 5.4815 | 36.2275 | 37.1172
5381 | 19371600 | 5.4816 | 36.2298 | 37.1194
5382 | 19375200 | 5.4816 | 36.232 | 37.1216
5383 | 19378800 | 5.4817 | 36.2343 | 37.1239
5384 | 19382400 | 5.4818 | 36.2365 | 37.1261
5385 | 19386000 | 5.4819 | 36.2387 | 37.1284
5386 | 19389600 | 5.4819 | 36.241 | 37.1306
5387 | 19393200 | 5.482 | 36.2432 | 37.1329
5388 | 19396800 | 5.4821 | 36.2454 | 37.1351
5389 | 19400400 | 5.4822 | 36.2477 | 37.1374
5390 | 19404000 | 5.4822 | 36.2499 | 37.1396
5391 | 19407600 | 5.4823 | 36.2522 | 37.1418
5392 | 19411200 | 5.4824 | 36.2544 | 37.1441
5393 | 19414800 | 5.4824 | 36.2566 | 37.1463
5394 | 19418400 | 5.4825 | 36.2589 | 37.1486
5395 | 19422000 | 5.4826 | 36.2611 | 37.1508
5396 | 19425600 | 5.4827 | 36.2633 | 37.1531
5397 | 19429200 | 5.4827 | 36.2656 | 37.1553
5398 | 19432800 | 5.4828 | 36.2678 | 37.1575
5399 | 19436400 | 5.4829 | 36.2701 | 37.1598
5400 | 19440000 | 5.4829 | 36.2723 | 37.162
5401 | 19443600 | 5.483 | 36.2745 | 37.1643
5402 | 19447200 | 5.4831 | 36.2768 | 37.1665
5403 | 19450800 | 5.4832 | 36.279 | 37.1688
5404 | 19454400 | 5.4832 | 36.2812 | 37.171
5405 | 19458000 | 5.4833 | 36.2835 | 37.1732
5406 | 19461600 | 5.4834 | 36.2857 | 37.1755
5407 | 19465200 | 5.4835 | 36.2879 | 37.1777
5408 | 19468800 | 5.4835 | 36.2902 | 37.18
5409 | 19472400 | 5.4836 | 36.2924 | 37.1822
5410 | 19476000 | 5.4837 | 36.2946 | 37.1844
5411 | 19479600 | 5.4837 | 36.2969 | 37.1867
5412 | 19483200 | 5.4838 | 36.2991 | 37.1889
5413 | 19486800 | 5.4839 | 36.3013 | 37.1912
5414 | 19490400 | 5.484 | 36.3036 | 37.1934
5415 | 19494000 | 5.484 | 36.3058 | 37.1956
5416 | 19497600 | 5.4841 | 36.308 | 37.1979
5417 | 19501200 | 5.4842 | 36.3103 | 37.2001
5418 | 19504800 | 5.4842 | 36.3125 | 37.2023
5419 | 19508400 | 5.4843 | 36.3147 | 37.2046
5420 | 19512000 | 5.4844 | 36.317 | 37.2068
5421 | 19515600 | 5.4845 | 36.3192 | 37.2091
5422 | 19519200 | 5.4845 | 36.3214 | 37.2113
5423 | 19522800 | 5.4846 | 36.3237 | 37.2135
5424 | 19526400 | 5.4847 | 36.3259 | 37.2158
5425 | 19530000 | 5.4847 | 36.3281 | 37.218
5426 | 19533600 | 5.4848 | 36.3303 | 37.2202
5427 | 19537200 | 5.4849 | 36.3326 | 37.2225
5428 | 19540800 | 5.485 | 36.3348 | 37.2247
5429 | 19544400 | 5.485 | 36.337 | 37.227
5430 | 19548000 | 5.4851 | 36.3393 | 37.2292
5431 | 19551600 | 5.4852 | 36.3415 | 37.2314
5432 | 19555200 | 5.4852 | 36.3437 | 37.2337
5433 | 19558800 | 5.4853 | 36.346 | 37.2359
5434 | 19562400 | 5.4854 | 36.3482 | 37.2381
5435 | 19566000 | 5.4855 | 36.3504 | 37.2404
5436 | 19569600 | 5.4855 | 36.3526 | 37.2426
5437 | 19573200 | 5.4856 | 36.3549 | 37.2448
5438 | 19576800 | 5.4857 | 36.3571 | 37.2471
5439 | 19580400 | 5.4857 | 36.3593 | 37.2493
5440 | 19584000 | 5.4858 | 36.3616 | 37.2515
5441 | 19587600 | 5.4859 | 36.3638 | 37.2538
5442 | 19591200 | 5.486 | 36.366 | 37.256
5443 | 19594800 | 5.486 | 36.3682 | 37.2582
5444 | 19598400 | 5.4861 | 36.3705 | 37.2605
5445 | 19602000 | 5.4862 | 36.3727 | 37.2627
5446 | 19605600 | 5.4862 | 36.3749 | 37.2649
5447 | 19609200 | 5.4863 | 36.3771 | 37.2672
5448 | 19612800 | 5.4864 | 36.3794 | 37.2694
5449 | 19616400 | 5.4864 | 36.3816 | 37.2716
5450 | 19620000 | 5.4865 | 36.3838 | 37.2739
5451 | 19623600 | 5.4866 | 36.3861 | 37.2761
5452 | 19627200 | 5.4867 | 36.3883 | 37.2783
5453 | 19630800 | 5.4867 | 36.3905 | 37.2806
5454 | 19634400 | 5.4868 | 36.3927 | 37.2828
5455 | 19638000 | 5.4869 | 36.395 | 37.285
5456 | 19641600 | 5.4869 | 36.3972 | 37.2873
5457 | 19645200 | 5.487 | 36.3994 | 37.2895
5458 | 19648800 | 5.4871 | 36.4016 | 37.2917
5459 | 19652400 | 5.4872 | 36.4039 | 37.2939
5460 | 19656000 | 5.4872 | 36.4061 | 37.2962
5461 | 19659600 | 5.4873 | 36.4083 | 37.2984
5462 | 19663200 | 5.4874 | 36.4105 | 37.3006
5463 | 19666800 | 5.4874 | 36.4127 | 37.3029
5464 | 19670400 | 5.4875 | 36.415 | 37.3051
5465 | 19674000 | 5.4876 | 36.4172 | 37.3073
5466 | 19677600 | 5.4877 | 36.4194 | 37.3096
5467 | 19681200 | 5.4877 | 36.4216 | 37.3118
5468 | 19684800 | 5.4878 | 36.4239 | 37.314
5469 | 19688400 | 5.4879 | 36.4261 | 37.3162
5470 | 19692000 | 5.4879 | 36.4283 | 37.3185
5471 | 19695600 | 5.488 | 36.4305 | 37.3207
5472 | 19699200 | 5.4881 | 36.4327 | 37.3229
5473 | 19702800 | 5.4881 | 36.435 | 37.3252
5474 | 19706400 | 5.4882 | 36.4372 | 37.3274
5475 | 19710000 | 5.4883 | 36.4394 | 37.3296
5476 | 19713600 | 5.4884 | 36.4416 | 37.3318
5477 | 19717200 | 5.4884 | 36.4439 | 37.3341
5478 | 19720800 | 5.4885 | 36.4461 | 37.3363
5479 | 19724400 | 5.4886 | 36.4483 | 37.3385
5480 | 19728000 | 5.4886 | 36.4505 | 37.3407
5481 | 19731600 | 5.4887 | 36.4527 | 37.343
5482 | 19735200 | 5.4888 | 36.455 | 37.3452
5483 | 19738800 | 5.4889 | 36.4572 | 37.3474
5484 | 19742400 | 5.4889 | 36.4594 | 37.3496
5485 | 19746000 | 5.489 | 36.4616 | 37.3519
5486 | 19749600 | 5.4891 | 36.4638 | 37.3541
5487 | 19753200 | 5.4891 | 36.4661 | 37.3563
5488 | 19756800 | 5.4892 | 36.4683 | 37.3585
5489 | 19760400 | 5.4893 | 36.4705 | 37.3608
5490 | 19764000 | 5.4893 | 36.4727 | 37.363
5491 | 19767600 | 5.4894 | 36.4749 | 37.3652
5492 | 19771200 | 5.4895 | 36.4771 | 37.3674
5493 | 19774800 | 5.4896 | 36.4794 | 37.3697
5494 | 19778400 | 5.4896 | 36.4816 | 37.3719
5495 | 19782000 | 5.4897 | 36.4838 | 37.3741
5496 | 19785600 | 5.4898 | 36.486 | 37.3763
5497 | 19789200 | 5.4898 | 36.4882 | 37.3786
5498 | 19792800 | 5.4899 | 36.4904 | 37.3808
5499 | 19796400 | 5.49 | 36.4927 | 37.383
5500 | 19800000 | 5.49 | 36.4949 | 37.3852
5501 | 19803600 | 5.4901 | 36.4971 | 37.3874
5502 | 19807200 | 5.4902 | 36.4993 | 37.3897
5503 | 19810800 | 5.4903 | 36.5015 | 37.3919
5504 | 19814400 | 5.4903 | 36.5037 | 37.3941
5505 | 19818000 | 5.4904 | 36.506 | 37.3963
5506 | 19821600 | 5.4905 | 36.5082 | 37.3985
5507 | 19825200 | 5.4905 | 36.5104 | 37.4008
5508 | 19828800 | 5.4906 | 36.5126 | 37.403
5509 | 19832400 | 5.4907 | 36.5148 | 37.4052
5510 | 19836000 | 5.4907 | 36.517 | 37.4074
5511 | 19839600 | 5.4908 | 36.5192 | 37.4097
5512 | 19843200 | 5.4909 | 36.5215 | 37.4119
5513 | 19846800 | 5.491 | 36.5237 | 37.4141
5514 | 19850400 | 5.491 | 36.5259 | 37.4163
5515 | 19854000 | 5.4911 | 36.5281 | 37.4185
5516 | 19857600 | 5.4912 | 36.5303 | 37.4207
5517 | 19861200 | 5.4912 | 36.5325 | 37.423
5518 | 19864800 | 5.4913 | 36.5347 | 37.4252
5519 | 19868400 | 5.4914 | 36.537 | 37.4274
5520 | 19872000 | 5.4914 | 36.5392 | 37.4296
5521 | 19875600 | 5.4915 | 36.5414 | 37.4318
5522 | 19879200 | 5.4916 | 36.5436 | 37.4341
5523 | 19882800 | 5.4917 | 36.5458 | 37.4363
5524 | 19886400 | 5.4917 | 36.548 | 37.4385
5525 | 19890000 | 5.4918 | 36.5502 | 37.4407
5526 | 19893600 | 5.4919 | 36.5524 | 37.4429
5527 | 19897200 | 5.4919 | 36.5546 | 37.4451
5528 | 19900800 | 5.492 | 36.5569 | 37.4474
5529 | 19904400 | 5.4921 | 36.5591 | 37.4496
5530 | 19908000 | 5.4921 | 36.5613 | 37.4518
5531 | 19911600 | 5.4922 | 36.5635 | 37.454
5532 | 19915200 | 5.4923 | 36.5657 | 37.4562
5533 | 19918800 | 5.4923 | 36.5679 | 37.4584
5534 | 19922400 | 5.4924 | 36.5701 | 37.4607
5535 | 19926000 | 5.4925 | 36.5723 | 37.4629
5536 | 19929600 | 5.4926 | 36.5745 | 37.4651
5537 | 19933200 | 5.4926 | 36.5767 | 37.4673
5538 | 19936800 | 5.4927 | 36.579 | 37.4695
5539 | 19940400 | 5.4928 | 36.5812 | 37.4717
5540 | 19944000 | 5.4928 | 36.5834 | 37.4739
5541 | 19947600 | 5.4929 | 36.5856 | 37.4762
5542 | 19951200 | 5.493 | 36.5878 | 37.4784
5543 | 19954800 | 5.493 | 36.59 | 37.4806
5544 | 19958400 | 5.4931 | 36.5922 | 37.4828
5545 | 19962000 | 5.4932 | 36.5944 | 37.485
5546 | 19965600 | 5.4933 | 36.5966 | 37.4872
5547 | 19969200 | 5.4933 | 36.5988 | 37.4894
5548 | 19972800 | 5.4934 | 36.601 | 37.4917
5549 | 19976400 | 5.4935 | 36.6032 | 37.4939
5550 | 19980000 | 5.4935 | 36.6055 | 37.4961
5551 | 19983600 | 5.4936 | 36.6077 | 37.4983
5552 | 19987200 | 5.4937 | 36.6099 | 37.5005
5553 | 19990800 | 5.4937 | 36.6121 | 37.5027
5554 | 19994400 | 5.4938 | 36.6143 | 37.5049
5555 | 19998000 | 5.4939 | 36.6165 | 37.5071
5556 | 20001600 | 5.4939 | 36.6187 | 37.5094
5557 | 20005200 | 5.494 | 36.6209 | 37.5116
5558 | 20008800 | 5.4941 | 36.6231 | 37.5138
5559 | 20012400 | 5.4941 | 36.6253 | 37.516
5560 | 20016000 | 5.4942 | 36.6275 | 37.5182
5561 | 20019600 | 5.4943 | 36.6297 | 37.5204
5562 | 20023200 | 5.4944 | 36.6319 | 37.5226
5563 | 20026800 | 5.4944 | 36.6341 | 37.5248
5564 | 20030400 | 5.4945 | 36.6363 | 37.527
5565 | 20034000 | 5.4946 | 36.6385 | 37.5292
5566 | 20037600 | 5.4946 | 36.6407 | 37.5315
5567 | 20041200 | 5.4947 | 36.6429 | 37.5337
5568 | 20044800 | 5.4948 | 36.6451 | 37.5359
5569 | 20048400 | 5.4948 | 36.6473 | 37.5381
5570 | 20052000 | 5.4949 | 36.6495 | 37.5403
5571 | 20055600 | 5.495 | 36.6517 | 37.5425
5572 | 20059200 | 5.495 | 36.654 | 37.5447
5573 | 20062800 | 5.4951 | 36.6562 | 37.5469
5574 | 20066400 | 5.4952 | 36.6584 | 37.5491
5575 | 20070000 | 5.4952 | 36.6606 | 37.5513
5576 | 20073600 | 5.4953 | 36.6628 | 37.5535
5577 | 20077200 | 5.4954 | 36.665 | 37.5558
5578 | 20080800 | 5.4955 | 36.6672 | 37.558
5579 | 20084400 | 5.4955 | 36.6694 | 37.5602
5580 | 20088000 | 5.4956 | 36.6716 | 37.5624
5581 | 20091600 | 5.4957 | 36.6738 | 37.5646
5582 | 20095200 | 5.4957 | 36.676 | 37.5668
5583 | 20098800 | 5.4958 | 36.6782 | 37.569
5584 | 20102400 | 5.4959 | 36.6804 | 37.5712
5585 | 20106000 | 5.4959 | 36.6826 | 37.5734
5586 | 20109600 | 5.496 | 36.6848 | 37.5756
5587 | 20113200 | 5.4961 | 36.687 | 37.5778
5588 | 20116800 | 5.4961 | 36.6892 | 37.58
5589 | 20120400 | 5.4962 | 36.6914 | 37.5822
5590 | 20124000 | 5.4963 | 36.6936 | 37.5844
5591 | 20127600 | 5.4963 | 36.6958 | 37.5866
5592 | 20131200 | 5.4964 | 36.698 | 37.5888
5593 | 20134800 | 5.4965 | 36.7002 | 37.591
5594 | 20138400 | 5.4966 | 36.7024 | 37.5932
5595 | 20142000 | 5.4966 | 36.7046 | 37.5955
5596 | 20145600 | 5.4967 | 36.7068 | 37.5977
5597 | 20149200 | 5.4968 | 36.709 | 37.5999
5598 | 20152800 | 5.4968 | 36.7112 | 37.6021
5599 | 20156400 | 5.4969 | 36.7133 | 37.6043
5600 | 20160000 | 5.497 | 36.7155 | 37.6065
5601 | 20163600 | 5.497 | 36.7177 | 37.6087
5602 | 20167200 | 5.4971 | 36.7199 | 37.6109
5603 | 20170800 | 5.4972 | 36.7221 | 37.6131
5604 | 20174400 | 5.4972 | 36.7243 | 37.6153
5605 | 20178000 | 5.4973 | 36.7265 | 37.6175
5606 | 20181600 | 5.4974 | 36.7287 | 37.6197
5607 | 20185200 | 5.4974 | 36.7309 | 37.6219
5608 | 20188800 | 5.4975 | 36.7331 | 37.6241
5609 | 20192400 | 5.4976 | 36.7353 | 37.6263
5610 | 20196000 | 5.4976 | 36.7375 | 37.6285
5611 | 20199600 | 5.4977 | 36.7397 | 37.6307
5612 | 20203200 | 5.4978 | 36.7419 | 37.6329
5613 | 20206800 | 5.4978 | 36.7441 | 37.6351
5614 | 20210400 | 5.4979 | 36.7463 | 37.6373
5615 | 20214000 | 5.498 | 36.7485 | 37.6395
5616 | 20217600 | 5.4981 | 36.7507 | 37.6417
5617 | 20221200 | 5.4981 | 36.7529 | 37.6439
5618 | 20224800 | 5.4982 | 36.7551 | 37.6461
5619 | 20228400 | 5.4983 | 36.7573 | 37.6483
5620 | 20232000 | 5.4983 | 36.7595 | 37.6505
5621 | 20235600 | 5.4984 | 36.7616 | 37.6527
5622 | 20239200 | 5.4985 | 36.7638 | 37.6549
5623 | 20242800 | 5.4985 | 36.766 | 37.6571
5624 | 20246400 | 5.4986 | 36.7682 | 37.6593
5625 | 20250000 | 5.4987 | 36.7704 | 37.6615
5626 | 20253600 | 5.4987 | 36.7726 | 37.6637
5627 | 20257200 | 5.4988 | 36.7748 | 37.6659
5628 | 20260800 | 5.4989 | 36.777 | 37.6681
5629 | 20264400 | 5.4989 | 36.7792 | 37.6703
5630 | 20268000 | 5.499 | 36.7814 | 37.6725
5631 | 20271600 | 5.4991 | 36.7836 | 37.6747
5632 | 20275200 | 5.4991 | 36.7858 | 37.6769
5633 | 20278800 | 5.4992 | 36.788 | 37.6791
5634 | 20282400 | 5.4993 | 36.7901 | 37.6813
5635 | 20286000 | 5.4993 | 36.7923 | 37.6835
5636 | 20289600 | 5.4994 | 36.7945 | 37.6857
5637 | 20293200 | 5.4995 | 36.7967 | 37.6878
5638 | 20296800 | 5.4995 | 36.7989 | 37.69
5639 | 20300400 | 5.4996 | 36.8011 | 37.6922
5640 | 20304000 | 5.4997 | 36.8033 | 37.6944
5641 | 20307600 | 5.4997 | 36.8055 | 37.6966
5642 | 20311200 | 5.4998 | 36.8077 | 37.6988
5643 | 20314800 | 5.4999 | 36.8099 | 37.701
5644 | 20318400 | 5.4999 | 36.812 | 37.7032
5645 | 20322000 | 5.5 | 36.8142 | 37.7054
5646 | 20325600 | 5.5001 | 36.8164 | 37.7076
5647 | 20329200 | 5.5001 | 36.8186 | 37.7098
5648 | 20332800 | 5.5002 | 36.8208 | 37.712
5649 | 20336400 | 5.5003 | 36.823 | 37.7142
5650 | 20340000 | 5.5004 | 36.8252 | 37.7164
5651 | 20343600 | 5.5004 | 36.8274 | 37.7186
5652 | 20347200 | 5.5005 | 36.8295 | 37.7208
5653 | 20350800 | 5.5006 | 36.8317 | 37.723
5654 | 20354400 | 5.5006 | 36.8339 | 37.7252
5655 | 20358000 | 5.5007 | 36.8361 | 37.7273
5656 | 20361600 | 5.5008 | 36.8383 | 37.7295
5657 | 20365200 | 5.5008 | 36.8405 | 37.7317
5658 | 20368800 | 5.5009 | 36.8427 | 37.7339
5659 | 20372400 | 5.501 | 36.8449 | 37.7361
5660 | 20376000 | 5.501 | 36.847 | 37.7383
5661 | 20379600 | 5.5011 | 36.8492 | 37.7405
5662 | 20383200 | 5.5012 | 36.8514 | 37.7427
5663 | 20386800 | 5.5012 | 36.8536 | 37.7449
5664 | 20390400 | 5.5013 | 36.8558 | 37.7471
5665 | 20394000 | 5.5014 | 36.858 | 37.7493
5666 | 20397600 | 5.5014 | 36.8602 | 37.7515
5667 | 20401200 | 5.5015 | 36.8623 | 37.7536
5668 | 20404800 | 5.5016 | 36.8645 | 37.7558
5669 | 20408400 | 5.5016 | 36.8667 | 37.758
5670 | 20412000 | 5.5017 | 36.8689 | 37.7602
5671 | 20415600 | 5.5018 | 36.8711 | 37.7624
5672 | 20419200 | 5.5018 | 36.8733 | 37.7646
5673 | 20422800 | 5.5019 | 36.8754 | 37.7668
5674 | 20426400 | 5.502 | 36.8776 | 37.769
5675 | 20430000 | 5.502 | 36.8798 | 37.7712
5676 | 20433600 | 5.5021 | 36.882 | 37.7734
5677 | 20437200 | 5.5022 | 36.8842 | 37.7755
5678 | 20440800 | 5.5022 | 36.8864 | 37.7777
5679 | 20444400 | 5.5023 | 36.8885 | 37.7799
5680 | 20448000 | 5.5024 | 36.8907 | 37.7821
5681 | 20451600 | 5.5024 | 36.8929 | 37.7843
5682 | 20455200 | 5.5025 | 36.8951 | 37.7865
5683 | 20458800 | 5.5026 | 36.8973 | 37.7887
5684 | 20462400 | 5.5026 | 36.8995 | 37.7909
5685 | 20466000 | 5.5027 | 36.9016 | 37.793
5686 | 20469600 | 5.5028 | 36.9038 | 37.7952
5687 | 20473200 | 5.5028 | 36.906 | 37.7974
5688 | 20476800 | 5.5029 | 36.9082 | 37.7996
5689 | 20480400 | 5.503 | 36.9104 | 37.8018
5690 | 20484000 | 5.503 | 36.9125 | 37.804
5691 | 20487600 | 5.5031 | 36.9147 | 37.8062
5692 | 20491200 | 5.5032 | 36.9169 | 37.8083
5693 | 20494800 | 5.5032 | 36.9191 | 37.8105
5694 | 20498400 | 5.5033 | 36.9213 | 37.8127
5695 | 20502000 | 5.5034 | 36.9234 | 37.8149
5696 | 20505600 | 5.5034 | 36.9256 | 37.8171
5697 | 20509200 | 5.5035 | 36.9278 | 37.8193
5698 | 20512800 | 5.5036 | 36.93 | 37.8215
5699 | 20516400 | 5.5036 | 36.9322 | 37.8236
5700 | 20520000 | 5.5037 | 36.9343 | 37.8258
5701 | 20523600 | 5.5038 | 36.9365 | 37.828
5702 | 20527200 | 5.5038 | 36.9387 | 37.8302
5703 | 20530800 | 5.5039 | 36.9409 | 37.8324
5704 | 20534400 | 5.504 | 36.9431 | 37.8346
5705 | 20538000 | 5.504 | 36.9452 | 37.8367
5706 | 20541600 | 5.5041 | 36.9474 | 37.8389
5707 | 20545200 | 5.5042 | 36.9496 | 37.8411
5708 | 20548800 | 5.5042 | 36.9518 | 37.8433
5709 | 20552400 | 5.5043 | 36.9539 | 37.8455
5710 | 20556000 | 5.5044 | 36.9561 | 37.8477
5711 | 20559600 | 5.5044 | 36.9583 | 37.8498
5712 | 20563200 | 5.5045 | 36.9605 | 37.852
5713 | 20566800 | 5.5046 | 36.9626 | 37.8542
5714 | 20570400 | 5.5046 | 36.9648 | 37.8564
5715 | 20574000 | 5.5047 | 36.967 | 37.8586
5716 | 20577600 | 5.5048 | 36.9692 | 37.8608
5717 | 20581200 | 5.5048 | 36.9714 | 37.8629
5718 | 20584800 | 5.5049 | 36.9735 | 37.8651
5719 | 20588400 | 5.505 | 36.9757 | 37.8673
5720 | 20592000 | 5.505 | 36.9779 | 37.8695
5721 | 20595600 | 5.5051 | 36.9801 | 37.8717
5722 | 20599200 | 5.5052 | 36.9822 | 37.8738
5723 | 20602800 | 5.5052 | 36.9844 | 37.876
5724 | 20606400 | 5.5053 | 36.9866 | 37.8782
5725 | 20610000 | 5.5054 | 36.9888 | 37.8804
5726 | 20613600 | 5.5054 | 36.9909 | 37.8826
5727 | 20617200 | 5.5055 | 36.9931 | 37.8847
5728 | 20620800 | 5.5056 | 36.9953 | 37.8869
5729 | 20624400 | 5.5056 | 36.9974 | 37.8891
5730 | 20628000 | 5.5057 | 36.9996 | 37.8913
5731 | 20631600 | 5.5058 | 37.0018 | 37.8935
5732 | 20635200 | 5.5058 | 37.004 | 37.8956
5733 | 20638800 | 5.5059 | 37.0061 | 37.8978
5734 | 20642400 | 5.5059 | 37.0083 | 37.9
5735 | 20646000 | 5.506 | 37.0105 | 37.9022
5736 | 20649600 | 5.5061 | 37.0127 | 37.9043
5737 | 20653200 | 5.5061 | 37.0148 | 37.9065
5738 | 20656800 | 5.5062 | 37.017 | 37.9087
5739 | 20660400 | 5.5063 | 37.0192 | 37.9109
5740 | 20664000 | 5.5063 | 37.0213 | 37.9131
5741 | 20667600 | 5.5064 | 37.0235 | 37.9152
5742 | 20671200 | 5.5065 | 37.0257 | 37.9174
5743 | 20674800 | 5.5065 | 37.0279 | 37.9196
5744 | 20678400 | 5.5066 | 37.03 | 37.9218
5745 | 20682000 | 5.5067 | 37.0322 | 37.9239
5746 | 20685600 | 5.5067 | 37.0344 | 37.9261
5747 | 20689200 | 5.5068 | 37.0365 | 37.9283
5748 | 20692800 | 5.5069 | 37.0387 | 37.9305
5749 | 20696400 | 5.5069 | 37.0409 | 37.9326
5750 | 20700000 | 5.507 | 37.043 | 37.9348
5751 | 20703600 | 5.5071 | 37.0452 | 37.937
5752 | 20707200 | 5.5071 | 37.0474 | 37.9392
5753 | 20710800 | 5.5072 | 37.0496 | 37.9413
5754 | 20714400 | 5.5073 | 37.0517 | 37.9435
5755 | 20718000 | 5.5073 | 37.0539 | 37.9457
5756 | 20721600 | 5.5074 | 37.0561 | 37.9479
5757 | 20725200 | 5.5075 | 37.0582 | 37.95
5758 | 20728800 | 5.5075 | 37.0604 | 37.9522
5759 | 20732400 | 5.5076 | 37.0626 | 37.9544
5760 | 20736000 | 5.5077 | 37.0647 | 37.9566
5761 | 20739600 | 5.5077 | 37.0669 | 37.9587
5762 | 20743200 | 5.5078 | 37.0691 | 37.9609
5763 | 20746800 | 5.5079 | 37.0712 | 37.9631
5764 | 20750400 | 5.5079 | 37.0734 | 37.9652
5765 | 20754000 | 5.508 | 37.0756 | 37.9674
5766 | 20757600 | 5.5081 | 37.0777 | 37.9696
5767 | 20761200 | 5.5081 | 37.0799 | 37.9718
5768 | 20764800 | 5.5082 | 37.0821 | 37.9739
5769 | 20768400 | 5.5082 | 37.0842 | 37.9761
5770 | 20772000 | 5.5083 | 37.0864 | 37.9783
5771 | 20775600 | 5.5084 | 37.0886 | 37.9805
5772 | 20779200 | 5.5084 | 37.0907 | 37.9826
5773 | 20782800 | 5.5085 | 37.0929 | 37.9848
5774 | 20786400 | 5.5086 | 37.0951 | 37.987
5775 | 20790000 | 5.5086 | 37.0972 | 37.9891
5776 | 20793600 | 5.5087 | 37.0994 | 37.9913
5777 | 20797200 | 5.5088 | 37.1016 | 37.9935
5778 | 20800800 | 5.5088 | 37.1037 | 37.9956
5779 | 20804400 | 5.5089 | 37.1059 | 37.9978
5780 | 20808000 | 5.509 | 37.1081 | 38
5781 | 20811600 | 5.509 | 37.1102 | 38.0022
5782 | 20815200 | 5.5091 | 37.1124 | 38.0043
5783 | 20818800 | 5.5092 | 37.1145 | 38.0065
5784 | 20822400 | 5.5092 | 37.1167 | 38.0087
5785 | 20826000 | 5.5093 | 37.1189 | 38.0108
5786 | 20829600 | 5.5094 | 37.121 | 38.013
5787 | 20833200 | 5.5094 | 37.1232 | 38.0152
5788 | 20836800 | 5.5095 | 37.1254 | 38.0173
5789 | 20840400 | 5.5096 | 37.1275 | 38.0195
5790 | 20844000 | 5.5096 | 37.1297 | 38.0217
5791 | 20847600 | 5.5097 | 37.1319 | 38.0238
5792 | 20851200 | 5.5097 | 37.134 | 38.026
5793 | 20854800 | 5.5098 | 37.1362 | 38.0282
5794 | 20858400 | 5.5099 | 37.1383 | 38.0303
5795 | 20862000 | 5.5099 | 37.1405 | 38.0325
5796 | 20865600 | 5.51 | 37.1427 | 38.0347
5797 | 20869200 | 5.5101 | 37.1448 | 38.0368
5798 | 20872800 | 5.5101 | 37.147 | 38.039
5799 | 20876400 | 5.5102 | 37.1491 | 38.0412
5800 | 20880000 | 5.5103 | 37.1513 | 38.0433
5801 | 20883600 | 5.5103 | 37.1535 | 38.0455
5802 | 20887200 | 5.5104 | 37.1556 | 38.0477
5803 | 20890800 | 5.5105 | 37.1578 | 38.0498
5804 | 20894400 | 5.5105 | 37.1599 | 38.052
5805 | 20898000 | 5.5106 | 37.1621 | 38.0542
5806 | 20901600 | 5.5107 | 37.1643 | 38.0563
5807 | 20905200 | 5.5107 | 37.1664 | 38.0585
5808 | 20908800 | 5.5108 | 37.1686 | 38.0607
5809 | 20912400 | 5.5108 | 37.1707 | 38.0628
5810 | 20916000 | 5.5109 | 37.1729 | 38.065
5811 | 20919600 | 5.511 | 37.1751 | 38.0672
5812 | 20923200 | 5.511 | 37.1772 | 38.0693
5813 | 20926800 | 5.5111 | 37.1794 | 38.0715
5814 | 20930400 | 5.5112 | 37.1815 | 38.0737
5815 | 20934000 | 5.5112 | 37.1837 | 38.0758
5816 | 20937600 | 5.5113 | 37.1859 | 38.078
5817 | 20941200 | 5.5114 | 37.188 | 38.0801
5818 | 20944800 | 5.5114 | 37.1902 | 38.0823
5819 | 20948400 | 5.5115 | 37.1923 | 38.0845
5820 | 20952000 | 5.5116 | 37.1945 | 38.0866
5821 | 20955600 | 5.5116 | 37.1966 | 38.0888
5822 | 20959200 | 5.5117 | 37.1988 | 38.091
5823 | 20962800 | 5.5118 | 37.201 | 38.0931
5824 | 20966400 | 5.5118 | 37.2031 | 38.0953
5825 | 20970000 | 5.5119 | 37.2053 | 38.0974
5826 | 20973600 | 5.5119 | 37.2074 | 38.0996
5827 | 20977200 | 5.512 | 37.2096 | 38.1018
5828 | 20980800 | 5.5121 | 37.2117 | 38.1039
5829 | 20984400 | 5.5121 | 37.2139 | 38.1061
5830 | 20988000 | 5.5122 | 37.216 | 38.1082
5831 | 20991600 | 5.5123 | 37.2182 | 38.1104
5832 | 20995200 | 5.5123 | 37.2204 | 38.1126
5833 | 20998800 | 5.5124 | 37.2225 | 38.1147
5834 | 21002400 | 5.5125 | 37.2247 | 38.1169
5835 | 21006000 | 5.5125 | 37.2268 | 38.119
5836 | 21009600 | 5.5126 | 37.229 | 38.1212
5837 | 21013200 | 5.5127 | 37.2311 | 38.1234
5838 | 21016800 | 5.5127 | 37.2333 | 38.1255
5839 | 21020400 | 5.5128 | 37.2354 | 38.1277
5840 | 21024000 | 5.5128 | 37.2376 | 38.1298
5841 | 21027600 | 5.5129 | 37.2397 | 38.132
5842 | 21031200 | 5.513 | 37.2419 | 38.1342
5843 | 21034800 | 5.513 | 37.244 | 38.1363
5844 | 21038400 | 5.5131 | 37.2462 | 38.1385
5845 | 21042000 | 5.5132 | 37.2484 | 38.1406
5846 | 21045600 | 5.5132 | 37.2505 | 38.1428
5847 | 21049200 | 5.5133 | 37.2527 | 38.145
5848 | 21052800 | 5.5134 | 37.2548 | 38.1471
5849 | 21056400 | 5.5134 | 37.257 | 38.1493
5850 | 21060000 | 5.5135 | 37.2591 | 38.1514
5851 | 21063600 | 5.5136 | 37.2613 | 38.1536
5852 | 21067200 | 5.5136 | 37.2634 | 38.1557
5853 | 21070800 | 5.5137 | 37.2656 | 38.1579
5854 | 21074400 | 5.5137 | 37.2677 | 38.1601
5855 | 21078000 | 5.5138 | 37.2699 | 38.1622
5856 | 21081600 | 5.5139 | 37.272 | 38.1644
5857 | 21085200 | 5.5139 | 37.2742 | 38.1665
5858 | 21088800 | 5.514 | 37.2763 | 38.1687
5859 | 21092400 | 5.5141 | 37.2785 | 38.1708
5860 | 21096000 | 5.5141 | 37.2806 | 38.173
5861 | 21099600 | 5.5142 | 37.2828 | 38.1751
5862 | 21103200 | 5.5143 | 37.2849 | 38.1773
5863 | 21106800 | 5.5143 | 37.2871 | 38.1795
5864 | 21110400 | 5.5144 | 37.2892 | 38.1816
5865 | 21114000 | 5.5144 | 37.2914 | 38.1838
5866 | 21117600 | 5.5145 | 37.2935 | 38.1859
5867 | 21121200 | 5.5146 | 37.2957 | 38.1881
5868 | 21124800 | 5.5146 | 37.2978 | 38.1902
5869 | 21128400 | 5.5147 | 37.3 | 38.1924
5870 | 21132000 | 5.5148 | 37.3021 | 38.1945
5871 | 21135600 | 5.5148 | 37.3043 | 38.1967
5872 | 21139200 | 5.5149 | 37.3064 | 38.1988
5873 | 21142800 | 5.515 | 37.3086 | 38.201
5874 | 21146400 | 5.515 | 37.3107 | 38.2031
5875 | 21150000 | 5.5151 | 37.3129 | 38.2053
5876 | 21153600 | 5.5151 | 37.315 | 38.2075
5877 | 21157200 | 5.5152 | 37.3171 | 38.2096
5878 | 21160800 | 5.5153 | 37.3193 | 38.2118
5879 | 21164400 | 5.5153 | 37.3214 | 38.2139
5880 | 21168000 | 5.5154 | 37.3236 | 38.2161
5881 | 21171600 | 5.5155 | 37.3257 | 38.2182
5882 | 21175200 | 5.5155 | 37.3279 | 38.2204
5883 | 21178800 | 5.5156 | 37.33 | 38.2225
5884 | 21182400 | 5.5157 | 37.3322 | 38.2247
5885 | 21186000 | 5.5157 | 37.3343 | 38.2268
5886 | 21189600 | 5.5158 | 37.3365 | 38.229
5887 | 21193200 | 5.5158 | 37.3386 | 38.2311
5888 | 21196800 | 5.5159 | 37.3408 | 38.2333
5889 | 21200400 | 5.516 | 37.3429 | 38.2354
5890 | 21204000 | 5.516 | 37.345 | 38.2376
5891 | 21207600 | 5.5161 | 37.3472 | 38.2397
5892 | 21211200 | 5.5162 | 37.3493 | 38.2419
5893 | 21214800 | 5.5162 | 37.3515 | 38.244
5894 | 21218400 | 5.5163 | 37.3536 | 38.2462
5895 | 21222000 | 5.5164 | 37.3558 | 38.2483
5896 | 21225600 | 5.5164 | 37.3579 | 38.2505
5897 | 21229200 | 5.5165 | 37.3601 | 38.2526
5898 | 21232800 | 5.5165 | 37.3622 | 38.2548
5899 | 21236400 | 5.5166 | 37.3643 | 38.2569
5900 | 21240000 | 5.5167 | 37.3665 | 38.2591
5901 | 21243600 | 5.5167 | 37.3686 | 38.2612
5902 | 21247200 | 5.5168 | 37.3708 | 38.2634
5903 | 21250800 | 5.5169 | 37.3729 | 38.2655
5904 | 21254400 | 5.5169 | 37.3751 | 38.2677
5905 | 21258000 | 5.517 | 37.3772 | 38.2698
5906 | 21261600 | 5.517 | 37.3793 | 38.272
5907 | 21265200 | 5.5171 | 37.3815 | 38.2741
5908 | 21268800 | 5.5172 | 37.3836 | 38.2762
5909 | 21272400 | 5.5172 | 37.3858 | 38.2784
5910 | 21276000 | 5.5173 | 37.3879 | 38.2805
5911 | 21279600 | 5.5174 | 37.39 | 38.2827
5912 | 21283200 | 5.5174 | 37.3922 | 38.2848
5913 | 21286800 | 5.5175 | 37.3943 | 38.287
5914 | 21290400 | 5.5176 | 37.3965 | 38.2891
5915 | 21294000 | 5.5176 | 37.3986 | 38.2913
5916 | 21297600 | 5.5177 | 37.4008 | 38.2934
5917 | 21301200 | 5.5177 | 37.4029 | 38.2956
5918 | 21304800 | 5.5178 | 37.405 | 38.2977
5919 | 21308400 | 5.5179 | 37.4072 | 38.2999
5920 | 21312000 | 5.5179 | 37.4093 | 38.302
5921 | 21315600 | 5.518 | 37.4115 | 38.3041
5922 | 21319200 | 5.5181 | 37.4136 | 38.3063
5923 | 21322800 | 5.5181 | 37.4157 | 38.3084
5924 | 21326400 | 5.5182 | 37.4179 | 38.3106
5925 | 21330000 | 5.5182 | 37.42 | 38.3127
5926 | 21333600 | 5.5183 | 37.4221 | 38.3149
5927 | 21337200 | 5.5184 | 37.4243 | 38.317
5928 | 21340800 | 5.5184 | 37.4264 | 38.3192
5929 | 21344400 | 5.5185 | 37.4286 | 38.3213
5930 | 21348000 | 5.5186 | 37.4307 | 38.3234
5931 | 21351600 | 5.5186 | 37.4328 | 38.3256
5932 | 21355200 | 5.5187 | 37.435 | 38.3277
5933 | 21358800 | 5.5187 | 37.4371 | 38.3299
5934 | 21362400 | 5.5188 | 37.4392 | 38.332
5935 | 21366000 | 5.5189 | 37.4414 | 38.3342
5936 | 21369600 | 5.5189 | 37.4435 | 38.3363
5937 | 21373200 | 5.519 | 37.4457 | 38.3384
5938 | 21376800 | 5.5191 | 37.4478 | 38.3406
5939 | 21380400 | 5.5191 | 37.4499 | 38.3427
5940 | 21384000 | 5.5192 | 37.4521 | 38.3449
5941 | 21387600 | 5.5192 | 37.4542 | 38.347
5942 | 21391200 | 5.5193 | 37.4563 | 38.3491
5943 | 21394800 | 5.5194 | 37.4585 | 38.3513
5944 | 21398400 | 5.5194 | 37.4606 | 38.3534
5945 | 21402000 | 5.5195 | 37.4627 | 38.3556
5946 | 21405600 | 5.5196 | 37.4649 | 38.3577
5947 | 21409200 | 5.5196 | 37.467 | 38.3598
5948 | 21412800 | 5.5197 | 37.4692 | 38.362
5949 | 21416400 | 5.5197 | 37.4713 | 38.3641
5950 | 21420000 | 5.5198 | 37.4734 | 38.3663
5951 | 21423600 | 5.5199 | 37.4756 | 38.3684
5952 | 21427200 | 5.5199 | 37.4777 | 38.3705
5953 | 21430800 | 5.52 | 37.4798 | 38.3727
5954 | 21434400 | 5.5201 | 37.482 | 38.3748
5955 | 21438000 | 5.5201 | 37.4841 | 38.377
5956 | 21441600 | 5.5202 | 37.4862 | 38.3791
5957 | 21445200 | 5.5202 | 37.4884 | 38.3812
5958 | 21448800 | 5.5203 | 37.4905 | 38.3834
5959 | 21452400 | 5.5204 | 37.4926 | 38.3855
5960 | 21456000 | 5.5204 | 37.4948 | 38.3877
5961 | 21459600 | 5.5205 | 37.4969 | 38.3898
5962 | 21463200 | 5.5206 | 37.499 | 38.3919
5963 | 21466800 | 5.5206 | 37.5012 | 38.3941
5964 | 21470400 | 5.5207 | 37.5033 | 38.3962
5965 | 21474000 | 5.5207 | 37.5054 | 38.3983
5966 | 21477600 | 5.5208 | 37.5075 | 38.4005
5967 | 21481200 | 5.5209 | 37.5097 | 38.4026
5968 | 21484800 | 5.5209 | 37.5118 | 38.4048
5969 | 21488400 | 5.521 | 37.5139 | 38.4069
5970 | 21492000 | 5.5211 | 37.5161 | 38.409
5971 | 21495600 | 5.5211 | 37.5182 | 38.4112
5972 | 21499200 | 5.5212 | 37.5203 | 38.4133
5973 | 21502800 | 5.5212 | 37.5225 | 38.4154
5974 | 21506400 | 5.5213 | 37.5246 | 38.4176
5975 | 21510000 | 5.5214 | 37.5267 | 38.4197
5976 | 21513600 | 5.5214 | 37.5289 | 38.4218
5977 | 21517200 | 5.5215 | 37.531 | 38.424
5978 | 21520800 | 5.5216 | 37.5331 | 38.4261
5979 | 21524400 | 5.5216 | 37.5352 | 38.4282
5980 | 21528000 | 5.5217 | 37.5374 | 38.4304
5981 | 21531600 | 5.5217 | 37.5395 | 38.4325
5982 | 21535200 | 5.5218 | 37.5416 | 38.4346
5983 | 21538800 | 5.5219 | 37.5438 | 38.4368
5984 | 21542400 | 5.5219 | 37.5459 | 38.4389
5985 | 21546000 | 5.522 | 37.548 | 38.441
5986 | 21549600 | 5.522 | 37.5501 | 38.4432
5987 | 21553200 | 5.5221 | 37.5523 | 38.4453
5988 | 21556800 | 5.5222 | 37.5544 | 38.4474
5989 | 21560400 | 5.5222 | 37.5565 | 38.4496
5990 | 21564000 | 5.5223 | 37.5587 | 38.4517
5991 | 21567600 | 5.5224 | 37.5608 | 38.4538
5992 | 21571200 | 5.5224 | 37.5629 | 38.456
5993 | 21574800 | 5.5225 | 37.565 | 38.4581
5994 | 21578400 | 5.5225 | 37.5672 | 38.4602
5995 | 21582000 | 5.5226 | 37.5693 | 38.4624
5996 | 21585600 | 5.5227 | 37.5714 | 38.4645
5997 | 21589200 | 5.5227 | 37.5735 | 38.4666
5998 | 21592800 | 5.5228 | 37.5757 | 38.4688
5999 | 21596400 | 5.5229 | 37.5778 | 38.4709
6000 | 21600000 | 5.5229 | 37.5799 | 38.473
6001 | 21603600 | 5.523 | 37.5821 | 38.4752
6002 | 21607200 | 5.523 | 37.5842 | 38.4773
6003 | 21610800 | 5.5231 | 37.5863 | 38.4794
6004 | 21614400 | 5.5232 | 37.5884 | 38.4816
6005 | 21618000 | 5.5232 | 37.5906 | 38.4837
6006 | 21621600 | 5.5233 | 37.5927 | 38.4858
6007 | 21625200 | 5.5233 | 37.5948 | 38.4879
6008 | 21628800 | 5.5234 | 37.5969 | 38.4901
6009 | 21632400 | 5.5235 | 37.5991 | 38.4922
6010 | 21636000 | 5.5235 | 37.6012 | 38.4943
6011 | 21639600 | 5.5236 | 37.6033 | 38.4965
6012 | 21643200 | 5.5237 | 37.6054 | 38.4986
6013 | 21646800 | 5.5237 | 37.6075 | 38.5007
6014 | 21650400 | 5.5238 | 37.6097 | 38.5029
6015 | 21654000 | 5.5238 | 37.6118 | 38.505
6016 | 21657600 | 5.5239 | 37.6139 | 38.5071
6017 | 21661200 | 5.524 | 37.616 | 38.5092
6018 | 21664800 | 5.524 | 37.6182 | 38.5114
6019 | 21668400 | 5.5241 | 37.6203 | 38.5135
6020 | 21672000 | 5.5241 | 37.6224 | 38.5156
6021 | 21675600 | 5.5242 | 37.6245 | 38.5177
6022 | 21679200 | 5.5243 | 37.6267 | 38.5199
6023 | 21682800 | 5.5243 | 37.6288 | 38.522
6024 | 21686400 | 5.5244 | 37.6309 | 38.5241
6025 | 21690000 | 5.5245 | 37.633 | 38.5263
6026 | 21693600 | 5.5245 | 37.6351 | 38.5284
6027 | 21697200 | 5.5246 | 37.6373 | 38.5305
6028 | 21700800 | 5.5246 | 37.6394 | 38.5326
6029 | 21704400 | 5.5247 | 37.6415 | 38.5348
6030 | 21708000 | 5.5248 | 37.6436 | 38.5369
6031 | 21711600 | 5.5248 | 37.6457 | 38.539
6032 | 21715200 | 5.5249 | 37.6479 | 38.5411
6033 | 21718800 | 5.5249 | 37.65 | 38.5433
6034 | 21722400 | 5.525 | 37.6521 | 38.5454
6035 | 21726000 | 5.5251 | 37.6542 | 38.5475
6036 | 21729600 | 5.5251 | 37.6563 | 38.5496
6037 | 21733200 | 5.5252 | 37.6585 | 38.5518
6038 | 21736800 | 5.5252 | 37.6606 | 38.5539
6039 | 21740400 | 5.5253 | 37.6627 | 38.556
6040 | 21744000 | 5.5254 | 37.6648 | 38.5581
6041 | 21747600 | 5.5254 | 37.6669 | 38.5603
6042 | 21751200 | 5.5255 | 37.6691 | 38.5624
6043 | 21754800 | 5.5256 | 37.6712 | 38.5645
6044 | 21758400 | 5.5256 | 37.6733 | 38.5666
6045 | 21762000 | 5.5257 | 37.6754 | 38.5688
6046 | 21765600 | 5.5257 | 37.6775 | 38.5709
6047 | 21769200 | 5.5258 | 37.6797 | 38.573
6048 | 21772800 | 5.5259 | 37.6818 | 38.5751
6049 | 21776400 | 5.5259 | 37.6839 | 38.5772
6050 | 21780000 | 5.526 | 37.686 | 38.5794
6051 | 21783600 | 5.526 | 37.6881 | 38.5815
6052 | 21787200 | 5.5261 | 37.6902 | 38.5836
6053 | 21790800 | 5.5262 | 37.6924 | 38.5857
6054 | 21794400 | 5.5262 | 37.6945 | 38.5879
6055 | 21798000 | 5.5263 | 37.6966 | 38.59
6056 | 21801600 | 5.5263 | 37.6987 | 38.5921
6057 | 21805200 | 5.5264 | 37.7008 | 38.5942
6058 | 21808800 | 5.5265 | 37.7029 | 38.5963
6059 | 21812400 | 5.5265 | 37.7051 | 38.5985
6060 | 21816000 | 5.5266 | 37.7072 | 38.6006
6061 | 21819600 | 5.5267 | 37.7093 | 38.6027
6062 | 21823200 | 5.5267 | 37.7114 | 38.6048
6063 | 21826800 | 5.5268 | 37.7135 | 38.607
6064 | 21830400 | 5.5268 | 37.7156 | 38.6091
6065 | 21834000 | 5.5269 | 37.7178 | 38.6112
6066 | 21837600 | 5.527 | 37.7199 | 38.6133
6067 | 21841200 | 5.527 | 37.722 | 38.6154
6068 | 21844800 | 5.5271 | 37.7241 | 38.6176
6069 | 21848400 | 5.5271 | 37.7262 | 38.6197
6070 | 21852000 | 5.5272 | 37.7283 | 38.6218
6071 | 21855600 | 5.5273 | 37.7304 | 38.6239
6072 | 21859200 | 5.5273 | 37.7326 | 38.626
6073 | 21862800 | 5.5274 | 37.7347 | 38.6281
6074 | 21866400 | 5.5274 | 37.7368 | 38.6303
6075 | 21870000 | 5.5275 | 37.7389 | 38.6324
6076 | 21873600 | 5.5276 | 37.741 | 38.6345
6077 | 21877200 | 5.5276 | 37.7431 | 38.6366
6078 | 21880800 | 5.5277 | 37.7452 | 38.6387
6079 | 21884400 | 5.5277 | 37.7473 | 38.6409
6080 | 21888000 | 5.5278 | 37.7495 | 38.643
6081 | 21891600 | 5.5279 | 37.7516 | 38.6451
6082 | 21895200 | 5.5279 | 37.7537 | 38.6472
6083 | 21898800 | 5.528 | 37.7558 | 38.6493
6084 | 21902400 | 5.528 | 37.7579 | 38.6514
6085 | 21906000 | 5.5281 | 37.76 | 38.6536
6086 | 21909600 | 5.5282 | 37.7621 | 38.6557
6087 | 21913200 | 5.5282 | 37.7642 | 38.6578
6088 | 21916800 | 5.5283 | 37.7664 | 38.6599
6089 | 21920400 | 5.5283 | 37.7685 | 38.662
6090 | 21924000 | 5.5284 | 37.7706 | 38.6641
6091 | 21927600 | 5.5285 | 37.7727 | 38.6663
6092 | 21931200 | 5.5285 | 37.7748 | 38.6684
6093 | 21934800 | 5.5286 | 37.7769 | 38.6705
6094 | 21938400 | 5.5286 | 37.779 | 38.6726
6095 | 21942000 | 5.5287 | 37.7811 | 38.6747
6096 | 21945600 | 5.5288 | 37.7832 | 38.6768
6097 | 21949200 | 5.5288 | 37.7853 | 38.6789
6098 | 21952800 | 5.5289 | 37.7875 | 38.6811
6099 | 21956400 | 5.529 | 37.7896 | 38.6832
6100 | 21960000 | 5.529 | 37.7917 | 38.6853
6101 | 21963600 | 5.5291 | 37.7938 | 38.6874
6102 | 21967200 | 5.5291 | 37.7959 | 38.6895
6103 | 21970800 | 5.5292 | 37.798 | 38.6916
6104 | 21974400 | 5.5293 | 37.8001 | 38.6937
6105 | 21978000 | 5.5293 | 37.8022 | 38.6959
6106 | 21981600 | 5.5294 | 37.8043 | 38.698
6107 | 21985200 | 5.5294 | 37.8064 | 38.7001
6108 | 21988800 | 5.5295 | 37.8085 | 38.7022
6109 | 21992400 | 5.5296 | 37.8106 | 38.7043
6110 | 21996000 | 5.5296 | 37.8128 | 38.7064
6111 | 21999600 | 5.5297 | 37.8149 | 38.7085
6112 | 22003200 | 5.5297 | 37.817 | 38.7106
6113 | 22006800 | 5.5298 | 37.8191 | 38.7128
6114 | 22010400 | 5.5299 | 37.8212 | 38.7149
6115 | 22014000 | 5.5299 | 37.8233 | 38.717
6116 | 22017600 | 5.53 | 37.8254 | 38.7191
6117 | 22021200 | 5.53 | 37.8275 | 38.7212
6118 | 22024800 | 5.5301 | 37.8296 | 38.7233
6119 | 22028400 | 5.5302 | 37.8317 | 38.7254
6120 | 22032000 | 5.5302 | 37.8338 | 38.7275
6121 | 22035600 | 5.5303 | 37.8359 | 38.7296
6122 | 22039200 | 5.5303 | 37.838 | 38.7318
6123 | 22042800 | 5.5304 | 37.8401 | 38.7339
6124 | 22046400 | 5.5305 | 37.8422 | 38.736
6125 | 22050000 | 5.5305 | 37.8443 | 38.7381
6126 | 22053600 | 5.5306 | 37.8465 | 38.7402
6127 | 22057200 | 5.5306 | 37.8486 | 38.7423
6128 | 22060800 | 5.5307 | 37.8507 | 38.7444
6129 | 22064400 | 5.5308 | 37.8528 | 38.7465
6130 | 22068000 | 5.5308 | 37.8549 | 38.7486
6131 | 22071600 | 5.5309 | 37.857 | 38.7507
6132 | 22075200 | 5.5309 | 37.8591 | 38.7529
6133 | 22078800 | 5.531 | 37.8612 | 38.755
6134 | 22082400 | 5.5311 | 37.8633 | 38.7571
6135 | 22086000 | 5.5311 | 37.8654 | 38.7592
6136 | 22089600 | 5.5312 | 37.8675 | 38.7613
6137 | 22093200 | 5.5312 | 37.8696 | 38.7634
6138 | 22096800 | 5.5313 | 37.8717 | 38.7655
6139 | 22100400 | 5.5313 | 37.8738 | 38.7676
6140 | 22104000 | 5.5314 | 37.8759 | 38.7697
6141 | 22107600 | 5.5315 | 37.878 | 38.7718
6142 | 22111200 | 5.5315 | 37.8801 | 38.7739
6143 | 22114800 | 5.5316 | 37.8822 | 38.776
6144 | 22118400 | 5.5316 | 37.8843 | 38.7781
6145 | 22122000 | 5.5317 | 37.8864 | 38.7803
6146 | 22125600 | 5.5318 | 37.8885 | 38.7824
6147 | 22129200 | 5.5318 | 37.8906 | 38.7845
6148 | 22132800 | 5.5319 | 37.8927 | 38.7866
6149 | 22136400 | 5.5319 | 37.8948 | 38.7887
6150 | 22140000 | 5.532 | 37.8969 | 38.7908
6151 | 22143600 | 5.5321 | 37.899 | 38.7929
6152 | 22147200 | 5.5321 | 37.9011 | 38.795
6153 | 22150800 | 5.5322 | 37.9032 | 38.7971
6154 | 22154400 | 5.5322 | 37.9053 | 38.7992
6155 | 22158000 | 5.5323 | 37.9074 | 38.8013
6156 | 22161600 | 5.5324 | 37.9095 | 38.8034
6157 | 22165200 | 5.5324 | 37.9116 | 38.8055
6158 | 22168800 | 5.5325 | 37.9137 | 38.8076
6159 | 22172400 | 5.5325 | 37.9158 | 38.8097
6160 | 22176000 | 5.5326 | 37.9179 | 38.8118
6161 | 22179600 | 5.5327 | 37.92 | 38.8139
6162 | 22183200 | 5.5327 | 37.9221 | 38.816
6163 | 22186800 | 5.5328 | 37.9242 | 38.8181
6164 | 22190400 | 5.5328 | 37.9263 | 38.8203
6165 | 22194000 | 5.5329 | 37.9284 | 38.8224
6166 | 22197600 | 5.533 | 37.9305 | 38.8245
6167 | 22201200 | 5.533 | 37.9326 | 38.8266
6168 | 22204800 | 5.5331 | 37.9347 | 38.8287
6169 | 22208400 | 5.5331 | 37.9368 | 38.8308
6170 | 22212000 | 5.5332 | 37.9389 | 38.8329
6171 | 22215600 | 5.5333 | 37.941 | 38.835
6172 | 22219200 | 5.5333 | 37.9431 | 38.8371
6173 | 22222800 | 5.5334 | 37.9452 | 38.8392
6174 | 22226400 | 5.5334 | 37.9473 | 38.8413
6175 | 22230000 | 5.5335 | 37.9494 | 38.8434
6176 | 22233600 | 5.5335 | 37.9515 | 38.8455
6177 | 22237200 | 5.5336 | 37.9536 | 38.8476
6178 | 22240800 | 5.5337 | 37.9557 | 38.8497
6179 | 22244400 | 5.5337 | 37.9578 | 38.8518
6180 | 22248000 | 5.5338 | 37.9599 | 38.8539
6181 | 22251600 | 5.5338 | 37.962 | 38.856
6182 | 22255200 | 5.5339 | 37.9641 | 38.8581
6183 | 22258800 | 5.534 | 37.9662 | 38.8602
6184 | 22262400 | 5.534 | 37.9683 | 38.8623
6185 | 22266000 | 5.5341 | 37.9703 | 38.8644
6186 | 22269600 | 5.5341 | 37.9724 | 38.8665
6187 | 22273200 | 5.5342 | 37.9745 | 38.8686
6188 | 22276800 | 5.5343 | 37.9766 | 38.8707
6189 | 22280400 | 5.5343 | 37.9787 | 38.8728
6190 | 22284000 | 5.5344 | 37.9808 | 38.8749
6191 | 22287600 | 5.5344 | 37.9829 | 38.877
6192 | 22291200 | 5.5345 | 37.985 | 38.8791
6193 | 22294800 | 5.5346 | 37.9871 | 38.8812
6194 | 22298400 | 5.5346 | 37.9892 | 38.8833
6195 | 22302000 | 5.5347 | 37.9913 | 38.8854
6196 | 22305600 | 5.5347 | 37.9934 | 38.8875
6197 | 22309200 | 5.5348 | 37.9955 | 38.8896
6198 | 22312800 | 5.5348 | 37.9976 | 38.8917
6199 | 22316400 | 5.5349 | 37.9997 | 38.8938
6200 | 22320000 | 5.535 | 38.0018 | 38.8959
6201 | 22323600 | 5.535 | 38.0038 | 38.898
6202 | 22327200 | 5.5351 | 38.0059 | 38.9001
6203 | 22330800 | 5.5351 | 38.008 | 38.9022
6204 | 22334400 | 5.5352 | 38.0101 | 38.9043
6205 | 22338000 | 5.5353 | 38.0122 | 38.9064
6206 | 22341600 | 5.5353 | 38.0143 | 38.9085
6207 | 22345200 | 5.5354 | 38.0164 | 38.9106
6208 | 22348800 | 5.5354 | 38.0185 | 38.9127
6209 | 22352400 | 5.5355 | 38.0206 | 38.9147
6210 | 22356000 | 5.5356 | 38.0227 | 38.9168
6211 | 22359600 | 5.5356 | 38.0248 | 38.9189
6212 | 22363200 | 5.5357 | 38.0269 | 38.921
6213 | 22366800 | 5.5357 | 38.0289 | 38.9231
6214 | 22370400 | 5.5358 | 38.031 | 38.9252
6215 | 22374000 | 5.5358 | 38.0331 | 38.9273
6216 | 22377600 | 5.5359 | 38.0352 | 38.9294
6217 | 22381200 | 5.536 | 38.0373 | 38.9315
6218 | 22384800 | 5.536 | 38.0394 | 38.9336
6219 | 22388400 | 5.5361 | 38.0415 | 38.9357
6220 | 22392000 | 5.5361 | 38.0436 | 38.9378
6221 | 22395600 | 5.5362 | 38.0457 | 38.9399
6222 | 22399200 | 5.5363 | 38.0478 | 38.942
6223 | 22402800 | 5.5363 | 38.0498 | 38.9441
6224 | 22406400 | 5.5364 | 38.0519 | 38.9462
6225 | 22410000 | 5.5364 | 38.054 | 38.9483
6226 | 22413600 | 5.5365 | 38.0561 | 38.9504
6227 | 22417200 | 5.5365 | 38.0582 | 38.9525
6228 | 22420800 | 5.5366 | 38.0603 | 38.9545
6229 | 22424400 | 5.5367 | 38.0624 | 38.9566
6230 | 22428000 | 5.5367 | 38.0645 | 38.9587
6231 | 22431600 | 5.5368 | 38.0666 | 38.9608
6232 | 22435200 | 5.5368 | 38.0686 | 38.9629
6233 | 22438800 | 5.5369 | 38.0707 | 38.965
6234 | 22442400 | 5.537 | 38.0728 | 38.9671
6235 | 22446000 | 5.537 | 38.0749 | 38.9692
6236 | 22449600 | 5.5371 | 38.077 | 38.9713
6237 | 22453200 | 5.5371 | 38.0791 | 38.9734
6238 | 22456800 | 5.5372 | 38.0812 | 38.9755
6239 | 22460400 | 5.5372 | 38.0832 | 38.9776
6240 | 22464000 | 5.5373 | 38.0853 | 38.9796
6241 | 22467600 | 5.5374 | 38.0874 | 38.9817
6242 | 22471200 | 5.5374 | 38.0895 | 38.9838
6243 | 22474800 | 5.5375 | 38.0916 | 38.9859
6244 | 22478400 | 5.5375 | 38.0937 | 38.988
6245 | 22482000 | 5.5376 | 38.0958 | 38.9901
6246 | 22485600 | 5.5377 | 38.0978 | 38.9922
6247 | 22489200 | 5.5377 | 38.0999 | 38.9943
6248 | 22492800 | 5.5378 | 38.102 | 38.9964
6249 | 22496400 | 5.5378 | 38.1041 | 38.9985
6250 | 22500000 | 5.5379 | 38.1062 | 39.0006
6251 | 22503600 | 5.5379 | 38.1083 | 39.0026
6252 | 22507200 | 5.538 | 38.1104 | 39.0047
6253 | 22510800 | 5.5381 | 38.1124 | 39.0068
6254 | 22514400 | 5.5381 | 38.1145 | 39.0089
6255 | 22518000 | 5.5382 | 38.1166 | 39.011
6256 | 22521600 | 5.5382 | 38.1187 | 39.0131
6257 | 22525200 | 5.5383 | 38.1208 | 39.0152
6258 | 22528800 | 5.5384 | 38.1229 | 39.0173
6259 | 22532400 | 5.5384 | 38.1249 | 39.0194
6260 | 22536000 | 5.5385 | 38.127 | 39.0214
6261 | 22539600 | 5.5385 | 38.1291 | 39.0235
6262 | 22543200 | 5.5386 | 38.1312 | 39.0256
6263 | 22546800 | 5.5386 | 38.1333 | 39.0277
6264 | 22550400 | 5.5387 | 38.1354 | 39.0298
6265 | 22554000 | 5.5388 | 38.1374 | 39.0319
6266 | 22557600 | 5.5388 | 38.1395 | 39.034
6267 | 22561200 | 5.5389 | 38.1416 | 39.0361
6268 | 22564800 | 5.5389 | 38.1437 | 39.0381
6269 | 22568400 | 5.539 | 38.1458 | 39.0402
6270 | 22572000 | 5.539 | 38.1478 | 39.0423
6271 | 22575600 | 5.5391 | 38.1499 | 39.0444
6272 | 22579200 | 5.5392 | 38.152 | 39.0465
6273 | 22582800 | 5.5392 | 38.1541 | 39.0486
6274 | 22586400 | 5.5393 | 38.1562 | 39.0507
6275 | 22590000 | 5.5393 | 38.1583 | 39.0527
6276 | 22593600 | 5.5394 | 38.1603 | 39.0548
6277 | 22597200 | 5.5395 | 38.1624 | 39.0569
6278 | 22600800 | 5.5395 | 38.1645 | 39.059
6279 | 22604400 | 5.5396 | 38.1666 | 39.0611
6280 | 22608000 | 5.5396 | 38.1687 | 39.0632
6281 | 22611600 | 5.5397 | 38.1707 | 39.0653
6282 | 22615200 | 5.5397 | 38.1728 | 39.0673
6283 | 22618800 | 5.5398 | 38.1749 | 39.0694
6284 | 22622400 | 5.5399 | 38.177 | 39.0715
6285 | 22626000 | 5.5399 | 38.1791 | 39.0736
6286 | 22629600 | 5.54 | 38.1811 | 39.0757
6287 | 22633200 | 5.54 | 38.1832 | 39.0778
6288 | 22636800 | 5.5401 | 38.1853 | 39.0798
6289 | 22640400 | 5.5401 | 38.1874 | 39.0819
6290 | 22644000 | 5.5402 | 38.1894 | 39.084
6291 | 22647600 | 5.5403 | 38.1915 | 39.0861
6292 | 22651200 | 5.5403 | 38.1936 | 39.0882
6293 | 22654800 | 5.5404 | 38.1957 | 39.0903
6294 | 22658400 | 5.5404 | 38.1978 | 39.0923
6295 | 22662000 | 5.5405 | 38.1998 | 39.0944
6296 | 22665600 | 5.5405 | 38.2019 | 39.0965
6297 | 22669200 | 5.5406 | 38.204 | 39.0986
6298 | 22672800 | 5.5407 | 38.2061 | 39.1007
6299 | 22676400 | 5.5407 | 38.2081 | 39.1027
6300 | 22680000 | 5.5408 | 38.2102 | 39.1048
6301 | 22683600 | 5.5408 | 38.2123 | 39.1069
6302 | 22687200 | 5.5409 | 38.2144 | 39.109
6303 | 22690800 | 5.5409 | 38.2165 | 39.1111
6304 | 22694400 | 5.541 | 38.2185 | 39.1132
6305 | 22698000 | 5.5411 | 38.2206 | 39.1152
6306 | 22701600 | 5.5411 | 38.2227 | 39.1173
6307 | 22705200 | 5.5412 | 38.2248 | 39.1194
6308 | 22708800 | 5.5412 | 38.2268 | 39.1215
6309 | 22712400 | 5.5413 | 38.2289 | 39.1236
6310 | 22716000 | 5.5414 | 38.231 | 39.1256
6311 | 22719600 | 5.5414 | 38.2331 | 39.1277
6312 | 22723200 | 5.5415 | 38.2351 | 39.1298
6313 | 22726800 | 5.5415 | 38.2372 | 39.1319
6314 | 22730400 | 5.5416 | 38.2393 | 39.134
6315 | 22734000 | 5.5416 | 38.2414 | 39.136
6316 | 22737600 | 5.5417 | 38.2434 | 39.1381
6317 | 22741200 | 5.5418 | 38.2455 | 39.1402
6318 | 22744800 | 5.5418 | 38.2476 | 39.1423
6319 | 22748400 | 5.5419 | 38.2496 | 39.1443
6320 | 22752000 | 5.5419 | 38.2517 | 39.1464
6321 | 22755600 | 5.542 | 38.2538 | 39.1485
6322 | 22759200 | 5.542 | 38.2559 | 39.1506
6323 | 22762800 | 5.5421 | 38.2579 | 39.1527
6324 | 22766400 | 5.5422 | 38.26 | 39.1547
6325 | 22770000 | 5.5422 | 38.2621 | 39.1568
6326 | 22773600 | 5.5423 | 38.2642 | 39.1589
6327 | 22777200 | 5.5423 | 38.2662 | 39.161
6328 | 22780800 | 5.5424 | 38.2683 | 39.163
6329 | 22784400 | 5.5424 | 38.2704 | 39.1651
6330 | 22788000 | 5.5425 | 38.2725 | 39.1672
6331 | 22791600 | 5.5426 | 38.2745 | 39.1693
6332 | 22795200 | 5.5426 | 38.2766 | 39.1714
6333 | 22798800 | 5.5427 | 38.2787 | 39.1734
6334 | 22802400 | 5.5427 | 38.2807 | 39.1755
6335 | 22806000 | 5.5428 | 38.2828 | 39.1776
6336 | 22809600 | 5.5428 | 38.2849 | 39.1797
6337 | 22813200 | 5.5429 | 38.287 | 39.1817
6338 | 22816800 | 5.543 | 38.289 | 39.1838
6339 | 22820400 | 5.543 | 38.2911 | 39.1859
6340 | 22824000 | 5.5431 | 38.2932 | 39.188
6341 | 22827600 | 5.5431 | 38.2952 | 39.19
6342 | 22831200 | 5.5432 | 38.2973 | 39.1921
6343 | 22834800 | 5.5432 | 38.2994 | 39.1942
6344 | 22838400 | 5.5433 | 38.3014 | 39.1963
6345 | 22842000 | 5.5433 | 38.3035 | 39.1983
6346 | 22845600 | 5.5434 | 38.3056 | 39.2004
6347 | 22849200 | 5.5435 | 38.3077 | 39.2025
6348 | 22852800 | 5.5435 | 38.3097 | 39.2046
6349 | 22856400 | 5.5436 | 38.3118 | 39.2066
6350 | 22860000 | 5.5436 | 38.3139 | 39.2087
6351 | 22863600 | 5.5437 | 38.3159 | 39.2108
6352 | 22867200 | 5.5437 | 38.318 | 39.2129
6353 | 22870800 | 5.5438 | 38.3201 | 39.2149
6354 | 22874400 | 5.5439 | 38.3221 | 39.217
6355 | 22878000 | 5.5439 | 38.3242 | 39.2191
6356 | 22881600 | 5.544 | 38.3263 | 39.2211
6357 | 22885200 | 5.544 | 38.3283 | 39.2232
6358 | 22888800 | 5.5441 | 38.3304 | 39.2253
6359 | 22892400 | 5.5441 | 38.3325 | 39.2274
6360 | 22896000 | 5.5442 | 38.3345 | 39.2294
6361 | 22899600 | 5.5443 | 38.3366 | 39.2315
6362 | 22903200 | 5.5443 | 38.3387 | 39.2336
6363 | 22906800 | 5.5444 | 38.3407 | 39.2356
6364 | 22910400 | 5.5444 | 38.3428 | 39.2377
6365 | 22914000 | 5.5445 | 38.3449 | 39.2398
6366 | 22917600 | 5.5445 | 38.3469 | 39.2419
6367 | 22921200 | 5.5446 | 38.349 | 39.2439
6368 | 22924800 | 5.5447 | 38.3511 | 39.246
6369 | 22928400 | 5.5447 | 38.3531 | 39.2481
6370 | 22932000 | 5.5448 | 38.3552 | 39.2501
6371 | 22935600 | 5.5448 | 38.3573 | 39.2522
6372 | 22939200 | 5.5449 | 38.3593 | 39.2543
6373 | 22942800 | 5.5449 | 38.3614 | 39.2564
6374 | 22946400 | 5.545 | 38.3635 | 39.2584
6375 | 22950000 | 5.545 | 38.3655 | 39.2605
6376 | 22953600 | 5.5451 | 38.3676 | 39.2626
6377 | 22957200 | 5.5452 | 38.3697 | 39.2646
6378 | 22960800 | 5.5452 | 38.3717 | 39.2667
6379 | 22964400 | 5.5453 | 38.3738 | 39.2688
6380 | 22968000 | 5.5453 | 38.3759 | 39.2708
6381 | 22971600 | 5.5454 | 38.3779 | 39.2729
6382 | 22975200 | 5.5454 | 38.38 | 39.275
6383 | 22978800 | 5.5455 | 38.382 | 39.277
6384 | 22982400 | 5.5456 | 38.3841 | 39.2791
6385 | 22986000 | 5.5456 | 38.3862 | 39.2812
6386 | 22989600 | 5.5457 | 38.3882 | 39.2833
6387 | 22993200 | 5.5457 | 38.3903 | 39.2853
6388 | 22996800 | 5.5458 | 38.3924 | 39.2874
6389 | 23000400 | 5.5458 | 38.3944 | 39.2895
6390 | 23004000 | 5.5459 | 38.3965 | 39.2915
6391 | 23007600 | 5.546 | 38.3985 | 39.2936
6392 | 23011200 | 5.546 | 38.4006 | 39.2957
6393 | 23014800 | 5.5461 | 38.4027 | 39.2977
6394 | 23018400 | 5.5461 | 38.4047 | 39.2998
6395 | 23022000 | 5.5462 | 38.4068 | 39.3019
6396 | 23025600 | 5.5462 | 38.4089 | 39.3039
6397 | 23029200 | 5.5463 | 38.4109 | 39.306
6398 | 23032800 | 5.5463 | 38.413 | 39.3081
6399 | 23036400 | 5.5464 | 38.415 | 39.3101
6400 | 23040000 | 5.5465 | 38.4171 | 39.3122
6401 | 23043600 | 5.5465 | 38.4192 | 39.3143
6402 | 23047200 | 5.5466 | 38.4212 | 39.3163
6403 | 23050800 | 5.5466 | 38.4233 | 39.3184
6404 | 23054400 | 5.5467 | 38.4253 | 39.3204
6405 | 23058000 | 5.5467 | 38.4274 | 39.3225
6406 | 23061600 | 5.5468 | 38.4295 | 39.3246
6407 | 23065200 | 5.5468 | 38.4315 | 39.3266
6408 | 23068800 | 5.5469 | 38.4336 | 39.3287
6409 | 23072400 | 5.547 | 38.4356 | 39.3308
6410 | 23076000 | 5.547 | 38.4377 | 39.3328
6411 | 23079600 | 5.5471 | 38.4398 | 39.3349
6412 | 23083200 | 5.5471 | 38.4418 | 39.337
6413 | 23086800 | 5.5472 | 38.4439 | 39.339
6414 | 23090400 | 5.5472 | 38.4459 | 39.3411
6415 | 23094000 | 5.5473 | 38.448 | 39.3432
6416 | 23097600 | 5.5474 | 38.4501 | 39.3452
6417 | 23101200 | 5.5474 | 38.4521 | 39.3473
6418 | 23104800 | 5.5475 | 38.4542 | 39.3493
6419 | 23108400 | 5.5475 | 38.4562 | 39.3514
6420 | 23112000 | 5.5476 | 38.4583 | 39.3535
6421 | 23115600 | 5.5476 | 38.4604 | 39.3555
6422 | 23119200 | 5.5477 | 38.4624 | 39.3576
6423 | 23122800 | 5.5477 | 38.4645 | 39.3597
6424 | 23126400 | 5.5478 | 38.4665 | 39.3617
6425 | 23130000 | 5.5479 | 38.4686 | 39.3638
6426 | 23133600 | 5.5479 | 38.4706 | 39.3658
6427 | 23137200 | 5.548 | 38.4727 | 39.3679
6428 | 23140800 | 5.548 | 38.4748 | 39.37
6429 | 23144400 | 5.5481 | 38.4768 | 39.372
6430 | 23148000 | 5.5481 | 38.4789 | 39.3741
6431 | 23151600 | 5.5482 | 38.4809 | 39.3762
6432 | 23155200 | 5.5482 | 38.483 | 39.3782
6433 | 23158800 | 5.5483 | 38.485 | 39.3803
6434 | 23162400 | 5.5484 | 38.4871 | 39.3823
6435 | 23166000 | 5.5484 | 38.4891 | 39.3844
6436 | 23169600 | 5.5485 | 38.4912 | 39.3865
6437 | 23173200 | 5.5485 | 38.4933 | 39.3885
6438 | 23176800 | 5.5486 | 38.4953 | 39.3906
6439 | 23180400 | 5.5486 | 38.4974 | 39.3926
6440 | 23184000 | 5.5487 | 38.4994 | 39.3947
6441 | 23187600 | 5.5487 | 38.5015 | 39.3968
6442 | 23191200 | 5.5488 | 38.5035 | 39.3988
6443 | 23194800 | 5.5489 | 38.5056 | 39.4009
6444 | 23198400 | 5.5489 | 38.5076 | 39.4029
6445 | 23202000 | 5.549 | 38.5097 | 39.405
6446 | 23205600 | 5.549 | 38.5117 | 39.407
6447 | 23209200 | 5.5491 | 38.5138 | 39.4091
6448 | 23212800 | 5.5491 | 38.5159 | 39.4112
6449 | 23216400 | 5.5492 | 38.5179 | 39.4132
6450 | 23220000 | 5.5492 | 38.52 | 39.4153
6451 | 23223600 | 5.5493 | 38.522 | 39.4173
6452 | 23227200 | 5.5494 | 38.5241 | 39.4194
6453 | 23230800 | 5.5494 | 38.5261 | 39.4215
6454 | 23234400 | 5.5495 | 38.5282 | 39.4235
6455 | 23238000 | 5.5495 | 38.5302 | 39.4256
6456 | 23241600 | 5.5496 | 38.5323 | 39.4276
6457 | 23245200 | 5.5496 | 38.5343 | 39.4297
6458 | 23248800 | 5.5497 | 38.5364 | 39.4317
6459 | 23252400 | 5.5497 | 38.5384 | 39.4338
6460 | 23256000 | 5.5498 | 38.5405 | 39.4359
6461 | 23259600 | 5.5499 | 38.5425 | 39.4379
6462 | 23263200 | 5.5499 | 38.5446 | 39.44
6463 | 23266800 | 5.55 | 38.5466 | 39.442
6464 | 23270400 | 5.55 | 38.5487 | 39.4441
6465 | 23274000 | 5.5501 | 38.5507 | 39.4461
6466 | 23277600 | 5.5501 | 38.5528 | 39.4482
6467 | 23281200 | 5.5502 | 38.5548 | 39.4502
6468 | 23284800 | 5.5502 | 38.5569 | 39.4523
6469 | 23288400 | 5.5503 | 38.5589 | 39.4544
6470 | 23292000 | 5.5504 | 38.561 | 39.4564
6471 | 23295600 | 5.5504 | 38.563 | 39.4585
6472 | 23299200 | 5.5505 | 38.5651 | 39.4605
6473 | 23302800 | 5.5505 | 38.5671 | 39.4626
6474 | 23306400 | 5.5506 | 38.5692 | 39.4646
6475 | 23310000 | 5.5506 | 38.5712 | 39.4667
6476 | 23313600 | 5.5507 | 38.5733 | 39.4687
6477 | 23317200 | 5.5507 | 38.5753 | 39.4708
6478 | 23320800 | 5.5508 | 38.5774 | 39.4728
6479 | 23324400 | 5.5509 | 38.5794 | 39.4749
6480 | 23328000 | 5.5509 | 38.5815 | 39.477
6481 | 23331600 | 5.551 | 38.5835 | 39.479
6482 | 23335200 | 5.551 | 38.5856 | 39.4811
6483 | 23338800 | 5.5511 | 38.5876 | 39.4831
6484 | 23342400 | 5.5511 | 38.5897 | 39.4852
6485 | 23346000 | 5.5512 | 38.5917 | 39.4872
6486 | 23349600 | 5.5512 | 38.5938 | 39.4893
6487 | 23353200 | 5.5513 | 38.5958 | 39.4913
6488 | 23356800 | 5.5513 | 38.5979 | 39.4934
6489 | 23360400 | 5.5514 | 38.5999 | 39.4954
6490 | 23364000 | 5.5515 | 38.602 | 39.4975
6491 | 23367600 | 5.5515 | 38.604 | 39.4995
6492 | 23371200 | 5.5516 | 38.6061 | 39.5016
6493 | 23374800 | 5.5516 | 38.6081 | 39.5036
6494 | 23378400 | 5.5517 | 38.6102 | 39.5057
6495 | 23382000 | 5.5517 | 38.6122 | 39.5077
6496 | 23385600 | 5.5518 | 38.6143 | 39.5098
6497 | 23389200 | 5.5518 | 38.6163 | 39.5118
6498 | 23392800 | 5.5519 | 38.6183 | 39.5139
6499 | 23396400 | 5.552 | 38.6204 | 39.5159
6500 | 23400000 | 5.552 | 38.6224 | 39.518
6501 | 23403600 | 5.5521 | 38.6245 | 39.52
6502 | 23407200 | 5.5521 | 38.6265 | 39.5221
6503 | 23410800 | 5.5522 | 38.6286 | 39.5241
6504 | 23414400 | 5.5522 | 38.6306 | 39.5262
6505 | 23418000 | 5.5523 | 38.6327 | 39.5282
6506 | 23421600 | 5.5523 | 38.6347 | 39.5303
6507 | 23425200 | 5.5524 | 38.6368 | 39.5323
6508 | 23428800 | 5.5524 | 38.6388 | 39.5344
6509 | 23432400 | 5.5525 | 38.6408 | 39.5364
6510 | 23436000 | 5.5526 | 38.6429 | 39.5385
6511 | 23439600 | 5.5526 | 38.6449 | 39.5405
6512 | 23443200 | 5.5527 | 38.647 | 39.5426
6513 | 23446800 | 5.5527 | 38.649 | 39.5446
6514 | 23450400 | 5.5528 | 38.6511 | 39.5467
6515 | 23454000 | 5.5528 | 38.6531 | 39.5487
6516 | 23457600 | 5.5529 | 38.6551 | 39.5508
6517 | 23461200 | 5.5529 | 38.6572 | 39.5528
6518 | 23464800 | 5.553 | 38.6592 | 39.5549
6519 | 23468400 | 5.553 | 38.6613 | 39.5569
6520 | 23472000 | 5.5531 | 38.6633 | 39.559
6521 | 23475600 | 5.5532 | 38.6654 | 39.561
6522 | 23479200 | 5.5532 | 38.6674 | 39.5631
6523 | 23482800 | 5.5533 | 38.6694 | 39.5651
6524 | 23486400 | 5.5533 | 38.6715 | 39.5672
6525 | 23490000 | 5.5534 | 38.6735 | 39.5692
6526 | 23493600 | 5.5534 | 38.6756 | 39.5712
6527 | 23497200 | 5.5535 | 38.6776 | 39.5733
6528 | 23500800 | 5.5535 | 38.6797 | 39.5753
6529 | 23504400 | 5.5536 | 38.6817 | 39.5774
6530 | 23508000 | 5.5536 | 38.6837 | 39.5794
6531 | 23511600 | 5.5537 | 38.6858 | 39.5815
6532 | 23515200 | 5.5538 | 38.6878 | 39.5835
6533 | 23518800 | 5.5538 | 38.6899 | 39.5856
6534 | 23522400 | 5.5539 | 38.6919 | 39.5876
6535 | 23526000 | 5.5539 | 38.6939 | 39.5897
6536 | 23529600 | 5.554 | 38.696 | 39.5917
6537 | 23533200 | 5.554 | 38.698 | 39.5937
6538 | 23536800 | 5.5541 | 38.7001 | 39.5958
6539 | 23540400 | 5.5541 | 38.7021 | 39.5978
6540 | 23544000 | 5.5542 | 38.7041 | 39.5999
6541 | 23547600 | 5.5542 | 38.7062 | 39.6019
6542 | 23551200 | 5.5543 | 38.7082 | 39.604
6543 | 23554800 | 5.5544 | 38.7103 | 39.606
6544 | 23558400 | 5.5544 | 38.7123 | 39.6081
6545 | 23562000 | 5.5545 | 38.7143 | 39.6101
6546 | 23565600 | 5.5545 | 38.7164 | 39.6121
6547 | 23569200 | 5.5546 | 38.7184 | 39.6142
6548 | 23572800 | 5.5546 | 38.7205 | 39.6162
6549 | 23576400 | 5.5547 | 38.7225 | 39.6183
6550 | 23580000 | 5.5547 | 38.7245 | 39.6203
6551 | 23583600 | 5.5548 | 38.7266 | 39.6224
6552 | 23587200 | 5.5548 | 38.7286 | 39.6244
6553 | 23590800 | 5.5549 | 38.7306 | 39.6264
6554 | 23594400 | 5.555 | 38.7327 | 39.6285
6555 | 23598000 | 5.555 | 38.7347 | 39.6305
6556 | 23601600 | 5.5551 | 38.7368 | 39.6326
6557 | 23605200 | 5.5551 | 38.7388 | 39.6346
6558 | 23608800 | 5.5552 | 38.7408 | 39.6367
6559 | 23612400 | 5.5552 | 38.7429 | 39.6387
6560 | 23616000 | 5.5553 | 38.7449 | 39.6407
6561 | 23619600 | 5.5553 | 38.7469 | 39.6428
6562 | 23623200 | 5.5554 | 38.749 | 39.6448
6563 | 23626800 | 5.5554 | 38.751 | 39.6469
6564 | 23630400 | 5.5555 | 38.7531 | 39.6489
6565 | 23634000 | 5.5556 | 38.7551 | 39.6509
6566 | 23637600 | 5.5556 | 38.7571 | 39.653
6567 | 23641200 | 5.5557 | 38.7592 | 39.655
6568 | 23644800 | 5.5557 | 38.7612 | 39.6571
6569 | 23648400 | 5.5558 | 38.7632 | 39.6591
6570 | 23652000 | 5.5558 | 38.7653 | 39.6611
6571 | 23655600 | 5.5559 | 38.7673 | 39.6632
6572 | 23659200 | 5.5559 | 38.7693 | 39.6652
6573 | 23662800 | 5.556 | 38.7714 | 39.6673
6574 | 23666400 | 5.556 | 38.7734 | 39.6693
6575 | 23670000 | 5.5561 | 38.7754 | 39.6713
6576 | 23673600 | 5.5561 | 38.7775 | 39.6734
6577 | 23677200 | 5.5562 | 38.7795 | 39.6754
6578 | 23680800 | 5.5563 | 38.7815 | 39.6775
6579 | 23684400 | 5.5563 | 38.7836 | 39.6795
6580 | 23688000 | 5.5564 | 38.7856 | 39.6815
6581 | 23691600 | 5.5564 | 38.7876 | 39.6836
6582 | 23695200 | 5.5565 | 38.7897 | 39.6856
6583 | 23698800 | 5.5565 | 38.7917 | 39.6876
6584 | 23702400 | 5.5566 | 38.7937 | 39.6897
6585 | 23706000 | 5.5566 | 38.7958 | 39.6917
6586 | 23709600 | 5.5567 | 38.7978 | 39.6938
6587 | 23713200 | 5.5567 | 38.7998 | 39.6958
6588 | 23716800 | 5.5568 | 38.8019 | 39.6978
6589 | 23720400 | 5.5568 | 38.8039 | 39.6999
6590 | 23724000 | 5.5569 | 38.8059 | 39.7019
6591 | 23727600 | 5.557 | 38.808 | 39.7039
6592 | 23731200 | 5.557 | 38.81 | 39.706
6593 | 23734800 | 5.5571 | 38.812 | 39.708
6594 | 23738400 | 5.5571 | 38.8141 | 39.7101
6595 | 23742000 | 5.5572 | 38.8161 | 39.7121
6596 | 23745600 | 5.5572 | 38.8181 | 39.7141
6597 | 23749200 | 5.5573 | 38.8202 | 39.7162
6598 | 23752800 | 5.5573 | 38.8222 | 39.7182
6599 | 23756400 | 5.5574 | 38.8242 | 39.7202
6600 | 23760000 | 5.5574 | 38.8263 | 39.7223
6601 | 23763600 | 5.5575 | 38.8283 | 39.7243
6602 | 23767200 | 5.5575 | 38.8303 | 39.7263
6603 | 23770800 | 5.5576 | 38.8323 | 39.7284
6604 | 23774400 | 5.5577 | 38.8344 | 39.7304
6605 | 23778000 | 5.5577 | 38.8364 | 39.7324
6606 | 23781600 | 5.5578 | 38.8384 | 39.7345
6607 | 23785200 | 5.5578 | 38.8405 | 39.7365
6608 | 23788800 | 5.5579 | 38.8425 | 39.7385
6609 | 23792400 | 5.5579 | 38.8445 | 39.7406
6610 | 23796000 | 5.558 | 38.8466 | 39.7426
6611 | 23799600 | 5.558 | 38.8486 | 39.7446
6612 | 23803200 | 5.5581 | 38.8506 | 39.7467
6613 | 23806800 | 5.5581 | 38.8526 | 39.7487
6614 | 23810400 | 5.5582 | 38.8547 | 39.7507
6615 | 23814000 | 5.5582 | 38.8567 | 39.7528
6616 | 23817600 | 5.5583 | 38.8587 | 39.7548
6617 | 23821200 | 5.5583 | 38.8608 | 39.7568
6618 | 23824800 | 5.5584 | 38.8628 | 39.7589
6619 | 23828400 | 5.5585 | 38.8648 | 39.7609
6620 | 23832000 | 5.5585 | 38.8668 | 39.7629
6621 | 23835600 | 5.5586 | 38.8689 | 39.765
6622 | 23839200 | 5.5586 | 38.8709 | 39.767
6623 | 23842800 | 5.5587 | 38.8729 | 39.769
6624 | 23846400 | 5.5587 | 38.875 | 39.7711
6625 | 23850000 | 5.5588 | 38.877 | 39.7731
6626 | 23853600 | 5.5588 | 38.879 | 39.7751
6627 | 23857200 | 5.5589 | 38.881 | 39.7772
6628 | 23860800 | 5.5589 | 38.8831 | 39.7792
6629 | 23864400 | 5.559 | 38.8851 | 39.7812
6630 | 23868000 | 5.559 | 38.8871 | 39.7833
6631 | 23871600 | 5.5591 | 38.8891 | 39.7853
6632 | 23875200 | 5.5591 | 38.8912 | 39.7873
6633 | 23878800 | 5.5592 | 38.8932 | 39.7893
6634 | 23882400 | 5.5593 | 38.8952 | 39.7914
6635 | 23886000 | 5.5593 | 38.8972 | 39.7934
6636 | 23889600 | 5.5594 | 38.8993 | 39.7954
6637 | 23893200 | 5.5594 | 38.9013 | 39.7975
6638 | 23896800 | 5.5595 | 38.9033 | 39.7995
6639 | 23900400 | 5.5595 | 38.9053 | 39.8015
6640 | 23904000 | 5.5596 | 38.9074 | 39.8036
6641 | 23907600 | 5.5596 | 38.9094 | 39.8056
6642 | 23911200 | 5.5597 | 38.9114 | 39.8076
6643 | 23914800 | 5.5597 | 38.9134 | 39.8096
6644 | 23918400 | 5.5598 | 38.9155 | 39.8117
6645 | 23922000 | 5.5598 | 38.9175 | 39.8137
6646 | 23925600 | 5.5599 | 38.9195 | 39.8157
6647 | 23929200 | 5.5599 | 38.9215 | 39.8178
6648 | 23932800 | 5.56 | 38.9236 | 39.8198
6649 | 23936400 | 5.5601 | 38.9256 | 39.8218
6650 | 23940000 | 5.5601 | 38.9276 | 39.8238
6651 | 23943600 | 5.5602 | 38.9296 | 39.8259
6652 | 23947200 | 5.5602 | 38.9317 | 39.8279
6653 | 23950800 | 5.5603 | 38.9337 | 39.8299
6654 | 23954400 | 5.5603 | 38.9357 | 39.832
6655 | 23958000 | 5.5604 | 38.9377 | 39.834
6656 | 23961600 | 5.5604 | 38.9397 | 39.836
6657 | 23965200 | 5.5605 | 38.9418 | 39.838
6658 | 23968800 | 5.5605 | 38.9438 | 39.8401
6659 | 23972400 | 5.5606 | 38.9458 | 39.8421
6660 | 23976000 | 5.5606 | 38.9478 | 39.8441
6661 | 23979600 | 5.5607 | 38.9499 | 39.8461
6662 | 23983200 | 5.5607 | 38.9519 | 39.8482
6663 | 23986800 | 5.5608 | 38.9539 | 39.8502
6664 | 23990400 | 5.5608 | 38.9559 | 39.8522
6665 | 23994000 | 5.5609 | 38.9579 | 39.8542
6666 | 23997600 | 5.561 | 38.96 | 39.8563
6667 | 24001200 | 5.561 | 38.962 | 39.8583
6668 | 24004800 | 5.5611 | 38.964 | 39.8603
6669 | 24008400 | 5.5611 | 38.966 | 39.8623
6670 | 24012000 | 5.5612 | 38.968 | 39.8644
6671 | 24015600 | 5.5612 | 38.9701 | 39.8664
6672 | 24019200 | 5.5613 | 38.9721 | 39.8684
6673 | 24022800 | 5.5613 | 38.9741 | 39.8704
6674 | 24026400 | 5.5614 | 38.9761 | 39.8725
6675 | 24030000 | 5.5614 | 38.9782 | 39.8745
6676 | 24033600 | 5.5615 | 38.9802 | 39.8765
6677 | 24037200 | 5.5615 | 38.9822 | 39.8785
6678 | 24040800 | 5.5616 | 38.9842 | 39.8806
6679 | 24044400 | 5.5616 | 38.9862 | 39.8826
6680 | 24048000 | 5.5617 | 38.9882 | 39.8846
6681 | 24051600 | 5.5617 | 38.9903 | 39.8866
6682 | 24055200 | 5.5618 | 38.9923 | 39.8887
6683 | 24058800 | 5.5619 | 38.9943 | 39.8907
6684 | 24062400 | 5.5619 | 38.9963 | 39.8927
6685 | 24066000 | 5.562 | 38.9983 | 39.8947
6686 | 24069600 | 5.562 | 39.0004 | 39.8968
6687 | 24073200 | 5.5621 | 39.0024 | 39.8988
6688 | 24076800 | 5.5621 | 39.0044 | 39.9008
6689 | 24080400 | 5.5622 | 39.0064 | 39.9028
6690 | 24084000 | 5.5622 | 39.0084 | 39.9048
6691 | 24087600 | 5.5623 | 39.0104 | 39.9069
6692 | 24091200 | 5.5623 | 39.0125 | 39.9089
6693 | 24094800 | 5.5624 | 39.0145 | 39.9109
6694 | 24098400 | 5.5624 | 39.0165 | 39.9129
6695 | 24102000 | 5.5625 | 39.0185 | 39.9149
6696 | 24105600 | 5.5625 | 39.0205 | 39.917
6697 | 24109200 | 5.5626 | 39.0225 | 39.919
6698 | 24112800 | 5.5626 | 39.0246 | 39.921
6699 | 24116400 | 5.5627 | 39.0266 | 39.923
6700 | 24120000 | 5.5627 | 39.0286 | 39.9251
6701 | 24123600 | 5.5628 | 39.0306 | 39.9271
6702 | 24127200 | 5.5629 | 39.0326 | 39.9291
6703 | 24130800 | 5.5629 | 39.0346 | 39.9311
6704 | 24134400 | 5.563 | 39.0367 | 39.9331
6705 | 24138000 | 5.563 | 39.0387 | 39.9352
6706 | 24141600 | 5.5631 | 39.0407 | 39.9372
6707 | 24145200 | 5.5631 | 39.0427 | 39.9392
6708 | 24148800 | 5.5632 | 39.0447 | 39.9412
6709 | 24152400 | 5.5632 | 39.0467 | 39.9432
6710 | 24156000 | 5.5633 | 39.0488 | 39.9453
6711 | 24159600 | 5.5633 | 39.0508 | 39.9473
6712 | 24163200 | 5.5634 | 39.0528 | 39.9493
6713 | 24166800 | 5.5634 | 39.0548 | 39.9513
6714 | 24170400 | 5.5635 | 39.0568 | 39.9533
6715 | 24174000 | 5.5635 | 39.0588 | 39.9553
6716 | 24177600 | 5.5636 | 39.0608 | 39.9574
6717 | 24181200 | 5.5636 | 39.0629 | 39.9594
6718 | 24184800 | 5.5637 | 39.0649 | 39.9614
6719 | 24188400 | 5.5637 | 39.0669 | 39.9634
6720 | 24192000 | 5.5638 | 39.0689 | 39.9654
6721 | 24195600 | 5.5638 | 39.0709 | 39.9675
6722 | 24199200 | 5.5639 | 39.0729 | 39.9695
6723 | 24202800 | 5.564 | 39.0749 | 39.9715
6724 | 24206400 | 5.564 | 39.0769 | 39.9735
6725 | 24210000 | 5.5641 | 39.079 | 39.9755
6726 | 24213600 | 5.5641 | 39.081 | 39.9775
6727 | 24217200 | 5.5642 | 39.083 | 39.9796
6728 | 24220800 | 5.5642 | 39.085 | 39.9816
6729 | 24224400 | 5.5643 | 39.087 | 39.9836
6730 | 24228000 | 5.5643 | 39.089 | 39.9856
6731 | 24231600 | 5.5644 | 39.091 | 39.9876
6732 | 24235200 | 5.5644 | 39.093 | 39.9896
6733 | 24238800 | 5.5645 | 39.0951 | 39.9917
6734 | 24242400 | 5.5645 | 39.0971 | 39.9937
6735 | 24246000 | 5.5646 | 39.0991 | 39.9957
6736 | 24249600 | 5.5646 | 39.1011 | 39.9977
6737 | 24253200 | 5.5647 | 39.1031 | 39.9997
6738 | 24256800 | 5.5647 | 39.1051 | 40.0017
6739 | 24260400 | 5.5648 | 39.1071 | 40.0037
6740 | 24264000 | 5.5648 | 39.1091 | 40.0058
6741 | 24267600 | 5.5649 | 39.1111 | 40.0078
6742 | 24271200 | 5.5649 | 39.1131 | 40.0098
6743 | 24274800 | 5.565 | 39.1152 | 40.0118
6744 | 24278400 | 5.565 | 39.1172 | 40.0138
6745 | 24282000 | 5.5651 | 39.1192 | 40.0158
6746 | 24285600 | 5.5651 | 39.1212 | 40.0178
6747 | 24289200 | 5.5652 | 39.1232 | 40.0199
6748 | 24292800 | 5.5653 | 39.1252 | 40.0219
6749 | 24296400 | 5.5653 | 39.1272 | 40.0239
6750 | 24300000 | 5.5654 | 39.1292 | 40.0259
6751 | 24303600 | 5.5654 | 39.1312 | 40.0279
6752 | 24307200 | 5.5655 | 39.1332 | 40.0299
6753 | 24310800 | 5.5655 | 39.1352 | 40.0319
6754 | 24314400 | 5.5656 | 39.1373 | 40.0339
6755 | 24318000 | 5.5656 | 39.1393 | 40.036
6756 | 24321600 | 5.5657 | 39.1413 | 40.038
6757 | 24325200 | 5.5657 | 39.1433 | 40.04
6758 | 24328800 | 5.5658 | 39.1453 | 40.042
6759 | 24332400 | 5.5658 | 39.1473 | 40.044
6760 | 24336000 | 5.5659 | 39.1493 | 40.046
6761 | 24339600 | 5.5659 | 39.1513 | 40.048
6762 | 24343200 | 5.566 | 39.1533 | 40.05
6763 | 24346800 | 5.566 | 39.1553 | 40.0521
6764 | 24350400 | 5.5661 | 39.1573 | 40.0541
6765 | 24354000 | 5.5661 | 39.1593 | 40.0561
6766 | 24357600 | 5.5662 | 39.1613 | 40.0581
6767 | 24361200 | 5.5662 | 39.1634 | 40.0601
6768 | 24364800 | 5.5663 | 39.1654 | 40.0621
6769 | 24368400 | 5.5663 | 39.1674 | 40.0641
6770 | 24372000 | 5.5664 | 39.1694 | 40.0661
6771 | 24375600 | 5.5664 | 39.1714 | 40.0681
6772 | 24379200 | 5.5665 | 39.1734 | 40.0702
6773 | 24382800 | 5.5665 | 39.1754 | 40.0722
6774 | 24386400 | 5.5666 | 39.1774 | 40.0742
6775 | 24390000 | 5.5667 | 39.1794 | 40.0762
6776 | 24393600 | 5.5667 | 39.1814 | 40.0782
6777 | 24397200 | 5.5668 | 39.1834 | 40.0802
6778 | 24400800 | 5.5668 | 39.1854 | 40.0822
6779 | 24404400 | 5.5669 | 39.1874 | 40.0842
6780 | 24408000 | 5.5669 | 39.1894 | 40.0862
6781 | 24411600 | 5.567 | 39.1914 | 40.0882
6782 | 24415200 | 5.567 | 39.1934 | 40.0902
6783 | 24418800 | 5.5671 | 39.1954 | 40.0923
6784 | 24422400 | 5.5671 | 39.1974 | 40.0943
6785 | 24426000 | 5.5672 | 39.1994 | 40.0963
6786 | 24429600 | 5.5672 | 39.2015 | 40.0983
6787 | 24433200 | 5.5673 | 39.2035 | 40.1003
6788 | 24436800 | 5.5673 | 39.2055 | 40.1023
6789 | 24440400 | 5.5674 | 39.2075 | 40.1043
6790 | 24444000 | 5.5674 | 39.2095 | 40.1063
6791 | 24447600 | 5.5675 | 39.2115 | 40.1083
6792 | 24451200 | 5.5675 | 39.2135 | 40.1103
6793 | 24454800 | 5.5676 | 39.2155 | 40.1123
6794 | 24458400 | 5.5676 | 39.2175 | 40.1143
6795 | 24462000 | 5.5677 | 39.2195 | 40.1163
6796 | 24465600 | 5.5677 | 39.2215 | 40.1184
6797 | 24469200 | 5.5678 | 39.2235 | 40.1204
6798 | 24472800 | 5.5678 | 39.2255 | 40.1224
6799 | 24476400 | 5.5679 | 39.2275 | 40.1244
6800 | 24480000 | 5.5679 | 39.2295 | 40.1264
6801 | 24483600 | 5.568 | 39.2315 | 40.1284
6802 | 24487200 | 5.568 | 39.2335 | 40.1304
6803 | 24490800 | 5.5681 | 39.2355 | 40.1324
6804 | 24494400 | 5.5681 | 39.2375 | 40.1344
6805 | 24498000 | 5.5682 | 39.2395 | 40.1364
6806 | 24501600 | 5.5682 | 39.2415 | 40.1384
6807 | 24505200 | 5.5683 | 39.2435 | 40.1404
6808 | 24508800 | 5.5684 | 39.2455 | 40.1424
6809 | 24512400 | 5.5684 | 39.2475 | 40.1444
6810 | 24516000 | 5.5685 | 39.2495 | 40.1464
6811 | 24519600 | 5.5685 | 39.2515 | 40.1484
6812 | 24523200 | 5.5686 | 39.2535 | 40.1504
6813 | 24526800 | 5.5686 | 39.2555 | 40.1524
6814 | 24530400 | 5.5687 | 39.2575 | 40.1545
6815 | 24534000 | 5.5687 | 39.2595 | 40.1565
6816 | 24537600 | 5.5688 | 39.2615 | 40.1585
6817 | 24541200 | 5.5688 | 39.2635 | 40.1605
6818 | 24544800 | 5.5689 | 39.2655 | 40.1625
6819 | 24548400 | 5.5689 | 39.2675 | 40.1645
6820 | 24552000 | 5.569 | 39.2695 | 40.1665
6821 | 24555600 | 5.569 | 39.2715 | 40.1685
6822 | 24559200 | 5.5691 | 39.2735 | 40.1705
6823 | 24562800 | 5.5691 | 39.2755 | 40.1725
6824 | 24566400 | 5.5692 | 39.2775 | 40.1745
6825 | 24570000 | 5.5692 | 39.2795 | 40.1765
6826 | 24573600 | 5.5693 | 39.2815 | 40.1785
6827 | 24577200 | 5.5693 | 39.2835 | 40.1805
6828 | 24580800 | 5.5694 | 39.2855 | 40.1825
6829 | 24584400 | 5.5694 | 39.2875 | 40.1845
6830 | 24588000 | 5.5695 | 39.2895 | 40.1865
6831 | 24591600 | 5.5695 | 39.2915 | 40.1885
6832 | 24595200 | 5.5696 | 39.2935 | 40.1905
6833 | 24598800 | 5.5696 | 39.2955 | 40.1925
6834 | 24602400 | 5.5697 | 39.2975 | 40.1945
6835 | 24606000 | 5.5697 | 39.2995 | 40.1965
6836 | 24609600 | 5.5698 | 39.3015 | 40.1985
6837 | 24613200 | 5.5698 | 39.3035 | 40.2005
6838 | 24616800 | 5.5699 | 39.3055 | 40.2025
6839 | 24620400 | 5.5699 | 39.3075 | 40.2045
6840 | 24624000 | 5.57 | 39.3094 | 40.2065
6841 | 24627600 | 5.57 | 39.3114 | 40.2085
6842 | 24631200 | 5.5701 | 39.3134 | 40.2105
6843 | 24634800 | 5.5701 | 39.3154 | 40.2125
6844 | 24638400 | 5.5702 | 39.3174 | 40.2145
6845 | 24642000 | 5.5702 | 39.3194 | 40.2165
6846 | 24645600 | 5.5703 | 39.3214 | 40.2185
6847 | 24649200 | 5.5703 | 39.3234 | 40.2205
6848 | 24652800 | 5.5704 | 39.3254 | 40.2225
6849 | 24656400 | 5.5704 | 39.3274 | 40.2245
6850 | 24660000 | 5.5705 | 39.3294 | 40.2265
6851 | 24663600 | 5.5705 | 39.3314 | 40.2285
6852 | 24667200 | 5.5706 | 39.3334 | 40.2305
6853 | 24670800 | 5.5706 | 39.3354 | 40.2325
6854 | 24674400 | 5.5707 | 39.3374 | 40.2345
6855 | 24678000 | 5.5707 | 39.3394 | 40.2365
6856 | 24681600 | 5.5708 | 39.3414 | 40.2385
6857 | 24685200 | 5.5709 | 39.3434 | 40.2405
6858 | 24688800 | 5.5709 | 39.3454 | 40.2425
6859 | 24692400 | 5.571 | 39.3473 | 40.2445
6860 | 24696000 | 5.571 | 39.3493 | 40.2465
6861 | 24699600 | 5.5711 | 39.3513 | 40.2485
6862 | 24703200 | 5.5711 | 39.3533 | 40.2505
6863 | 24706800 | 5.5712 | 39.3553 | 40.2525
6864 | 24710400 | 5.5712 | 39.3573 | 40.2545
6865 | 24714000 | 5.5713 | 39.3593 | 40.2565
6866 | 24717600 | 5.5713 | 39.3613 | 40.2585
6867 | 24721200 | 5.5714 | 39.3633 | 40.2605
6868 | 24724800 | 5.5714 | 39.3653 | 40.2625
6869 | 24728400 | 5.5715 | 39.3673 | 40.2645
6870 | 24732000 | 5.5715 | 39.3693 | 40.2665
6871 | 24735600 | 5.5716 | 39.3713 | 40.2685
6872 | 24739200 | 5.5716 | 39.3733 | 40.2705
6873 | 24742800 | 5.5717 | 39.3752 | 40.2724
6874 | 24746400 | 5.5717 | 39.3772 | 40.2744
6875 | 24750000 | 5.5718 | 39.3792 | 40.2764
6876 | 24753600 | 5.5718 | 39.3812 | 40.2784
6877 | 24757200 | 5.5719 | 39.3832 | 40.2804
6878 | 24760800 | 5.5719 | 39.3852 | 40.2824
6879 | 24764400 | 5.572 | 39.3872 | 40.2844
6880 | 24768000 | 5.572 | 39.3892 | 40.2864
6881 | 24771600 | 5.5721 | 39.3912 | 40.2884
6882 | 24775200 | 5.5721 | 39.3932 | 40.2904
6883 | 24778800 | 5.5722 | 39.3952 | 40.2924
6884 | 24782400 | 5.5722 | 39.3971 | 40.2944
6885 | 24786000 | 5.5723 | 39.3991 | 40.2964
6886 | 24789600 | 5.5723 | 39.4011 | 40.2984
6887 | 24793200 | 5.5724 | 39.4031 | 40.3004
6888 | 24796800 | 5.5724 | 39.4051 | 40.3024
6889 | 24800400 | 5.5725 | 39.4071 | 40.3044
6890 | 24804000 | 5.5725 | 39.4091 | 40.3064
6891 | 24807600 | 5.5726 | 39.4111 | 40.3083
6892 | 24811200 | 5.5726 | 39.4131 | 40.3103
6893 | 24814800 | 5.5727 | 39.415 | 40.3123
6894 | 24818400 | 5.5727 | 39.417 | 40.3143
6895 | 24822000 | 5.5728 | 39.419 | 40.3163
6896 | 24825600 | 5.5728 | 39.421 | 40.3183
6897 | 24829200 | 5.5729 | 39.423 | 40.3203
6898 | 24832800 | 5.5729 | 39.425 | 40.3223
6899 | 24836400 | 5.573 | 39.427 | 40.3243
6900 | 24840000 | 5.573 | 39.429 | 40.3263
6901 | 24843600 | 5.5731 | 39.431 | 40.3283
6902 | 24847200 | 5.5731 | 39.4329 | 40.3303
6903 | 24850800 | 5.5732 | 39.4349 | 40.3323
6904 | 24854400 | 5.5732 | 39.4369 | 40.3342
6905 | 24858000 | 5.5733 | 39.4389 | 40.3362
6906 | 24861600 | 5.5733 | 39.4409 | 40.3382
6907 | 24865200 | 5.5734 | 39.4429 | 40.3402
6908 | 24868800 | 5.5734 | 39.4449 | 40.3422
6909 | 24872400 | 5.5735 | 39.4468 | 40.3442
6910 | 24876000 | 5.5735 | 39.4488 | 40.3462
6911 | 24879600 | 5.5736 | 39.4508 | 40.3482
6912 | 24883200 | 5.5736 | 39.4528 | 40.3502
6913 | 24886800 | 5.5737 | 39.4548 | 40.3522
6914 | 24890400 | 5.5737 | 39.4568 | 40.3542
6915 | 24894000 | 5.5738 | 39.4588 | 40.3561
6916 | 24897600 | 5.5738 | 39.4607 | 40.3581
6917 | 24901200 | 5.5739 | 39.4627 | 40.3601
6918 | 24904800 | 5.5739 | 39.4647 | 40.3621
6919 | 24908400 | 5.574 | 39.4667 | 40.3641
6920 | 24912000 | 5.574 | 39.4687 | 40.3661
6921 | 24915600 | 5.5741 | 39.4707 | 40.3681
6922 | 24919200 | 5.5741 | 39.4727 | 40.3701
6923 | 24922800 | 5.5742 | 39.4746 | 40.3721
6924 | 24926400 | 5.5742 | 39.4766 | 40.374
6925 | 24930000 | 5.5743 | 39.4786 | 40.376
6926 | 24933600 | 5.5743 | 39.4806 | 40.378
6927 | 24937200 | 5.5744 | 39.4826 | 40.38
6928 | 24940800 | 5.5744 | 39.4846 | 40.382
6929 | 24944400 | 5.5745 | 39.4865 | 40.384
6930 | 24948000 | 5.5745 | 39.4885 | 40.386
6931 | 24951600 | 5.5746 | 39.4905 | 40.388
6932 | 24955200 | 5.5746 | 39.4925 | 40.39
6933 | 24958800 | 5.5747 | 39.4945 | 40.3919
6934 | 24962400 | 5.5747 | 39.4965 | 40.3939
6935 | 24966000 | 5.5748 | 39.4984 | 40.3959
6936 | 24969600 | 5.5748 | 39.5004 | 40.3979
6937 | 24973200 | 5.5749 | 39.5024 | 40.3999
6938 | 24976800 | 5.5749 | 39.5044 | 40.4019
6939 | 24980400 | 5.575 | 39.5064 | 40.4039
6940 | 24984000 | 5.575 | 39.5084 | 40.4058
6941 | 24987600 | 5.5751 | 39.5103 | 40.4078
6942 | 24991200 | 5.5751 | 39.5123 | 40.4098
6943 | 24994800 | 5.5752 | 39.5143 | 40.4118
6944 | 24998400 | 5.5752 | 39.5163 | 40.4138
6945 | 25002000 | 5.5753 | 39.5183 | 40.4158
6946 | 25005600 | 5.5753 | 39.5203 | 40.4178
6947 | 25009200 | 5.5754 | 39.5222 | 40.4198
6948 | 25012800 | 5.5754 | 39.5242 | 40.4217
6949 | 25016400 | 5.5755 | 39.5262 | 40.4237
6950 | 25020000 | 5.5755 | 39.5282 | 40.4257
6951 | 25023600 | 5.5756 | 39.5302 | 40.4277
6952 | 25027200 | 5.5756 | 39.5321 | 40.4297
6953 | 25030800 | 5.5757 | 39.5341 | 40.4317
6954 | 25034400 | 5.5757 | 39.5361 | 40.4336
6955 | 25038000 | 5.5758 | 39.5381 | 40.4356
6956 | 25041600 | 5.5758 | 39.5401 | 40.4376
6957 | 25045200 | 5.5759 | 39.542 | 40.4396
6958 | 25048800 | 5.5759 | 39.544 | 40.4416
6959 | 25052400 | 5.576 | 39.546 | 40.4436
6960 | 25056000 | 5.576 | 39.548 | 40.4455
6961 | 25059600 | 5.5761 | 39.55 | 40.4475
6962 | 25063200 | 5.5761 | 39.5519 | 40.4495
6963 | 25066800 | 5.5762 | 39.5539 | 40.4515
6964 | 25070400 | 5.5762 | 39.5559 | 40.4535
6965 | 25074000 | 5.5763 | 39.5579 | 40.4555
6966 | 25077600 | 5.5763 | 39.5599 | 40.4574
6967 | 25081200 | 5.5764 | 39.5618 | 40.4594
6968 | 25084800 | 5.5764 | 39.5638 | 40.4614
6969 | 25088400 | 5.5765 | 39.5658 | 40.4634
6970 | 25092000 | 5.5765 | 39.5678 | 40.4654
6971 | 25095600 | 5.5766 | 39.5697 | 40.4674
6972 | 25099200 | 5.5766 | 39.5717 | 40.4693
6973 | 25102800 | 5.5767 | 39.5737 | 40.4713
6974 | 25106400 | 5.5767 | 39.5757 | 40.4733
6975 | 25110000 | 5.5768 | 39.5777 | 40.4753
6976 | 25113600 | 5.5768 | 39.5796 | 40.4773
6977 | 25117200 | 5.5769 | 39.5816 | 40.4793
6978 | 25120800 | 5.5769 | 39.5836 | 40.4812
6979 | 25124400 | 5.577 | 39.5856 | 40.4832
6980 | 25128000 | 5.577 | 39.5875 | 40.4852
6981 | 25131600 | 5.5771 | 39.5895 | 40.4872
6982 | 25135200 | 5.5771 | 39.5915 | 40.4892
6983 | 25138800 | 5.5772 | 39.5935 | 40.4911
6984 | 25142400 | 5.5772 | 39.5954 | 40.4931
6985 | 25146000 | 5.5773 | 39.5974 | 40.4951
6986 | 25149600 | 5.5773 | 39.5994 | 40.4971
6987 | 25153200 | 5.5774 | 39.6014 | 40.4991
6988 | 25156800 | 5.5774 | 39.6034 | 40.501
6989 | 25160400 | 5.5775 | 39.6053 | 40.503
6990 | 25164000 | 5.5775 | 39.6073 | 40.505
6991 | 25167600 | 5.5776 | 39.6093 | 40.507
6992 | 25171200 | 5.5776 | 39.6113 | 40.509
6993 | 25174800 | 5.5777 | 39.6132 | 40.5109
6994 | 25178400 | 5.5777 | 39.6152 | 40.5129
6995 | 25182000 | 5.5778 | 39.6172 | 40.5149
6996 | 25185600 | 5.5778 | 39.6192 | 40.5169
6997 | 25189200 | 5.5779 | 39.6211 | 40.5189
6998 | 25192800 | 5.5779 | 39.6231 | 40.5208
6999 | 25196400 | 5.578 | 39.6251 | 40.5228
7000 | 25200000 | 5.578 | 39.627 | 40.5248
7001 | 25203600 | 5.578 | 39.629 | 40.5268
7002 | 25207200 | 5.5781 | 39.631 | 40.5287
7003 | 25210800 | 5.5781 | 39.633 | 40.5307
7004 | 25214400 | 5.5782 | 39.6349 | 40.5327
7005 | 25218000 | 5.5782 | 39.6369 | 40.5347
7006 | 25221600 | 5.5783 | 39.6389 | 40.5367
7007 | 25225200 | 5.5783 | 39.6409 | 40.5386
7008 | 25228800 | 5.5784 | 39.6428 | 40.5406
7009 | 25232400 | 5.5784 | 39.6448 | 40.5426
7010 | 25236000 | 5.5785 | 39.6468 | 40.5446
7011 | 25239600 | 5.5785 | 39.6488 | 40.5465
7012 | 25243200 | 5.5786 | 39.6507 | 40.5485
7013 | 25246800 | 5.5786 | 39.6527 | 40.5505
7014 | 25250400 | 5.5787 | 39.6547 | 40.5525
7015 | 25254000 | 5.5787 | 39.6566 | 40.5544
7016 | 25257600 | 5.5788 | 39.6586 | 40.5564
7017 | 25261200 | 5.5788 | 39.6606 | 40.5584
7018 | 25264800 | 5.5789 | 39.6626 | 40.5604
7019 | 25268400 | 5.5789 | 39.6645 | 40.5623
7020 | 25272000 | 5.579 | 39.6665 | 40.5643
7021 | 25275600 | 5.579 | 39.6685 | 40.5663
7022 | 25279200 | 5.5791 | 39.6704 | 40.5683
7023 | 25282800 | 5.5791 | 39.6724 | 40.5702
7024 | 25286400 | 5.5792 | 39.6744 | 40.5722
7025 | 25290000 | 5.5792 | 39.6764 | 40.5742
7026 | 25293600 | 5.5793 | 39.6783 | 40.5762
7027 | 25297200 | 5.5793 | 39.6803 | 40.5781
7028 | 25300800 | 5.5794 | 39.6823 | 40.5801
7029 | 25304400 | 5.5794 | 39.6842 | 40.5821
7030 | 25308000 | 5.5795 | 39.6862 | 40.5841
7031 | 25311600 | 5.5795 | 39.6882 | 40.586
7032 | 25315200 | 5.5796 | 39.6901 | 40.588
7033 | 25318800 | 5.5796 | 39.6921 | 40.59
7034 | 25322400 | 5.5797 | 39.6941 | 40.592
7035 | 25326000 | 5.5797 | 39.6961 | 40.5939
7036 | 25329600 | 5.5798 | 39.698 | 40.5959
7037 | 25333200 | 5.5798 | 39.7 | 40.5979
7038 | 25336800 | 5.5799 | 39.702 | 40.5999
7039 | 25340400 | 5.5799 | 39.7039 | 40.6018
7040 | 25344000 | 5.58 | 39.7059 | 40.6038
7041 | 25347600 | 5.58 | 39.7079 | 40.6058
7042 | 25351200 | 5.5801 | 39.7098 | 40.6077
7043 | 25354800 | 5.5801 | 39.7118 | 40.6097
7044 | 25358400 | 5.5802 | 39.7138 | 40.6117
7045 | 25362000 | 5.5802 | 39.7157 | 40.6137
7046 | 25365600 | 5.5803 | 39.7177 | 40.6156
7047 | 25369200 | 5.5803 | 39.7197 | 40.6176
7048 | 25372800 | 5.5804 | 39.7216 | 40.6196
7049 | 25376400 | 5.5804 | 39.7236 | 40.6216
7050 | 25380000 | 5.5804 | 39.7256 | 40.6235
7051 | 25383600 | 5.5805 | 39.7275 | 40.6255
7052 | 25387200 | 5.5805 | 39.7295 | 40.6275
7053 | 25390800 | 5.5806 | 39.7315 | 40.6294
7054 | 25394400 | 5.5806 | 39.7334 | 40.6314
7055 | 25398000 | 5.5807 | 39.7354 | 40.6334
7056 | 25401600 | 5.5807 | 39.7374 | 40.6353
7057 | 25405200 | 5.5808 | 39.7393 | 40.6373
7058 | 25408800 | 5.5808 | 39.7413 | 40.6393
7059 | 25412400 | 5.5809 | 39.7433 | 40.6413
7060 | 25416000 | 5.5809 | 39.7452 | 40.6432
7061 | 25419600 | 5.581 | 39.7472 | 40.6452
7062 | 25423200 | 5.581 | 39.7492 | 40.6472
7063 | 25426800 | 5.5811 | 39.7511 | 40.6491
7064 | 25430400 | 5.5811 | 39.7531 | 40.6511
7065 | 25434000 | 5.5812 | 39.7551 | 40.6531
7066 | 25437600 | 5.5812 | 39.757 | 40.655
7067 | 25441200 | 5.5813 | 39.759 | 40.657
7068 | 25444800 | 5.5813 | 39.761 | 40.659
7069 | 25448400 | 5.5814 | 39.7629 | 40.661
7070 | 25452000 | 5.5814 | 39.7649 | 40.6629
7071 | 25455600 | 5.5815 | 39.7669 | 40.6649
7072 | 25459200 | 5.5815 | 39.7688 | 40.6669
7073 | 25462800 | 5.5816 | 39.7708 | 40.6688
7074 | 25466400 | 5.5816 | 39.7728 | 40.6708
7075 | 25470000 | 5.5817 | 39.7747 | 40.6728
7076 | 25473600 | 5.5817 | 39.7767 | 40.6747
7077 | 25477200 | 5.5818 | 39.7786 | 40.6767
7078 | 25480800 | 5.5818 | 39.7806 | 40.6787
7079 | 25484400 | 5.5819 | 39.7826 | 40.6806
7080 | 25488000 | 5.5819 | 39.7845 | 40.6826
7081 | 25491600 | 5.582 | 39.7865 | 40.6846
7082 | 25495200 | 5.582 | 39.7885 | 40.6865
7083 | 25498800 | 5.5821 | 39.7904 | 40.6885
7084 | 25502400 | 5.5821 | 39.7924 | 40.6905
7085 | 25506000 | 5.5821 | 39.7944 | 40.6924
7086 | 25509600 | 5.5822 | 39.7963 | 40.6944
7087 | 25513200 | 5.5822 | 39.7983 | 40.6964
7088 | 25516800 | 5.5823 | 39.8002 | 40.6983
7089 | 25520400 | 5.5823 | 39.8022 | 40.7003
7090 | 25524000 | 5.5824 | 39.8042 | 40.7023
7091 | 25527600 | 5.5824 | 39.8061 | 40.7042
7092 | 25531200 | 5.5825 | 39.8081 | 40.7062
7093 | 25534800 | 5.5825 | 39.81 | 40.7082
7094 | 25538400 | 5.5826 | 39.812 | 40.7101
7095 | 25542000 | 5.5826 | 39.814 | 40.7121
7096 | 25545600 | 5.5827 | 39.8159 | 40.7141
7097 | 25549200 | 5.5827 | 39.8179 | 40.716
7098 | 25552800 | 5.5828 | 39.8199 | 40.718
7099 | 25556400 | 5.5828 | 39.8218 | 40.72
7100 | 25560000 | 5.5829 | 39.8238 | 40.7219
7101 | 25563600 | 5.5829 | 39.8257 | 40.7239
7102 | 25567200 | 5.583 | 39.8277 | 40.7258
7103 | 25570800 | 5.583 | 39.8297 | 40.7278
7104 | 25574400 | 5.5831 | 39.8316 | 40.7298
7105 | 25578000 | 5.5831 | 39.8336 | 40.7317
7106 | 25581600 | 5.5832 | 39.8355 | 40.7337
7107 | 25585200 | 5.5832 | 39.8375 | 40.7357
7108 | 25588800 | 5.5833 | 39.8395 | 40.7376
7109 | 25592400 | 5.5833 | 39.8414 | 40.7396
7110 | 25596000 | 5.5834 | 39.8434 | 40.7416
7111 | 25599600 | 5.5834 | 39.8453 | 40.7435
7112 | 25603200 | 5.5835 | 39.8473 | 40.7455
7113 | 25606800 | 5.5835 | 39.8492 | 40.7474
7114 | 25610400 | 5.5835 | 39.8512 | 40.7494
7115 | 25614000 | 5.5836 | 39.8532 | 40.7514
7116 | 25617600 | 5.5836 | 39.8551 | 40.7533
7117 | 25621200 | 5.5837 | 39.8571 | 40.7553
7118 | 25624800 | 5.5837 | 39.859 | 40.7573
7119 | 25628400 | 5.5838 | 39.861 | 40.7592
7120 | 25632000 | 5.5838 | 39.863 | 40.7612
7121 | 25635600 | 5.5839 | 39.8649 | 40.7631
7122 | 25639200 | 5.5839 | 39.8669 | 40.7651
7123 | 25642800 | 5.584 | 39.8688 | 40.7671
7124 | 25646400 | 5.584 | 39.8708 | 40.769
7125 | 25650000 | 5.5841 | 39.8727 | 40.771
7126 | 25653600 | 5.5841 | 39.8747 | 40.773
7127 | 25657200 | 5.5842 | 39.8767 | 40.7749
7128 | 25660800 | 5.5842 | 39.8786 | 40.7769
7129 | 25664400 | 5.5843 | 39.8806 | 40.7788
7130 | 25668000 | 5.5843 | 39.8825 | 40.7808
7131 | 25671600 | 5.5844 | 39.8845 | 40.7828
7132 | 25675200 | 5.5844 | 39.8864 | 40.7847
7133 | 25678800 | 5.5845 | 39.8884 | 40.7867
7134 | 25682400 | 5.5845 | 39.8904 | 40.7886
7135 | 25686000 | 5.5846 | 39.8923 | 40.7906
7136 | 25689600 | 5.5846 | 39.8943 | 40.7926
7137 | 25693200 | 5.5847 | 39.8962 | 40.7945
7138 | 25696800 | 5.5847 | 39.8982 | 40.7965
7139 | 25700400 | 5.5847 | 39.9001 | 40.7984
7140 | 25704000 | 5.5848 | 39.9021 | 40.8004
7141 | 25707600 | 5.5848 | 39.904 | 40.8024
7142 | 25711200 | 5.5849 | 39.906 | 40.8043
7143 | 25714800 | 5.5849 | 39.908 | 40.8063
7144 | 25718400 | 5.585 | 39.9099 | 40.8082
7145 | 25722000 | 5.585 | 39.9119 | 40.8102
7146 | 25725600 | 5.5851 | 39.9138 | 40.8122
7147 | 25729200 | 5.5851 | 39.9158 | 40.8141
7148 | 25732800 | 5.5852 | 39.9177 | 40.8161
7149 | 25736400 | 5.5852 | 39.9197 | 40.818
7150 | 25740000 | 5.5853 | 39.9216 | 40.82
7151 | 25743600 | 5.5853 | 39.9236 | 40.8219
7152 | 25747200 | 5.5854 | 39.9255 | 40.8239
7153 | 25750800 | 5.5854 | 39.9275 | 40.8259
7154 | 25754400 | 5.5855 | 39.9294 | 40.8278
7155 | 25758000 | 5.5855 | 39.9314 | 40.8298
7156 | 25761600 | 5.5856 | 39.9334 | 40.8317
7157 | 25765200 | 5.5856 | 39.9353 | 40.8337
7158 | 25768800 | 5.5857 | 39.9373 | 40.8356
7159 | 25772400 | 5.5857 | 39.9392 | 40.8376
7160 | 25776000 | 5.5857 | 39.9412 | 40.8396
7161 | 25779600 | 5.5858 | 39.9431 | 40.8415
7162 | 25783200 | 5.5858 | 39.9451 | 40.8435
7163 | 25786800 | 5.5859 | 39.947 | 40.8454
7164 | 25790400 | 5.5859 | 39.949 | 40.8474
7165 | 25794000 | 5.586 | 39.9509 | 40.8493
7166 | 25797600 | 5.586 | 39.9529 | 40.8513
7167 | 25801200 | 5.5861 | 39.9548 | 40.8532
7168 | 25804800 | 5.5861 | 39.9568 | 40.8552
7169 | 25808400 | 5.5862 | 39.9587 | 40.8572
7170 | 25812000 | 5.5862 | 39.9607 | 40.8591
7171 | 25815600 | 5.5863 | 39.9626 | 40.8611
7172 | 25819200 | 5.5863 | 39.9646 | 40.863
7173 | 25822800 | 5.5864 | 39.9665 | 40.865
7174 | 25826400 | 5.5864 | 39.9685 | 40.8669
7175 | 25830000 | 5.5865 | 39.9704 | 40.8689
7176 | 25833600 | 5.5865 | 39.9724 | 40.8708
7177 | 25837200 | 5.5866 | 39.9743 | 40.8728
7178 | 25840800 | 5.5866 | 39.9763 | 40.8748
7179 | 25844400 | 5.5867 | 39.9782 | 40.8767
7180 | 25848000 | 5.5867 | 39.9802 | 40.8787
7181 | 25851600 | 5.5867 | 39.9821 | 40.8806
7182 | 25855200 | 5.5868 | 39.9841 | 40.8826
7183 | 25858800 | 5.5868 | 39.986 | 40.8845
7184 | 25862400 | 5.5869 | 39.988 | 40.8865
7185 | 25866000 | 5.5869 | 39.9899 | 40.8884
7186 | 25869600 | 5.587 | 39.9919 | 40.8904
7187 | 25873200 | 5.587 | 39.9938 | 40.8923
7188 | 25876800 | 5.5871 | 39.9958 | 40.8943
7189 | 25880400 | 5.5871 | 39.9977 | 40.8962
7190 | 25884000 | 5.5872 | 39.9997 | 40.8982
7191 | 25887600 | 5.5872 | 40.0016 | 40.9001
7192 | 25891200 | 5.5873 | 40.0036 | 40.9021
7193 | 25894800 | 5.5873 | 40.0055 | 40.9041
7194 | 25898400 | 5.5874 | 40.0075 | 40.906
7195 | 25902000 | 5.5874 | 40.0094 | 40.908
7196 | 25905600 | 5.5875 | 40.0114 | 40.9099
7197 | 25909200 | 5.5875 | 40.0133 | 40.9119
7198 | 25912800 | 5.5876 | 40.0153 | 40.9138
7199 | 25916400 | 5.5876 | 40.0172 | 40.9158
7200 | 25920000 | 5.5876 | 40.0192 | 40.9177
7201 | 25923600 | 5.5877 | 40.0211 | 40.9197
7202 | 25927200 | 5.5877 | 40.0231 | 40.9216
7203 | 25930800 | 5.5878 | 40.025 | 40.9236
7204 | 25934400 | 5.5878 | 40.027 | 40.9255
7205 | 25938000 | 5.5879 | 40.0289 | 40.9275
7206 | 25941600 | 5.5879 | 40.0308 | 40.9294
7207 | 25945200 | 5.588 | 40.0328 | 40.9314
7208 | 25948800 | 5.588 | 40.0347 | 40.9333
7209 | 25952400 | 5.5881 | 40.0367 | 40.9353
7210 | 25956000 | 5.5881 | 40.0386 | 40.9372
7211 | 25959600 | 5.5882 | 40.0406 | 40.9392
7212 | 25963200 | 5.5882 | 40.0425 | 40.9411
7213 | 25966800 | 5.5883 | 40.0445 | 40.9431
7214 | 25970400 | 5.5883 | 40.0464 | 40.945
7215 | 25974000 | 5.5884 | 40.0484 | 40.947
7216 | 25977600 | 5.5884 | 40.0503 | 40.9489
7217 | 25981200 | 5.5884 | 40.0523 | 40.9509
7218 | 25984800 | 5.5885 | 40.0542 | 40.9528
7219 | 25988400 | 5.5885 | 40.0561 | 40.9548
7220 | 25992000 | 5.5886 | 40.0581 | 40.9567
7221 | 25995600 | 5.5886 | 40.06 | 40.9587
7222 | 25999200 | 5.5887 | 40.062 | 40.9606
7223 | 26002800 | 5.5887 | 40.0639 | 40.9626
7224 | 26006400 | 5.5888 | 40.0659 | 40.9645
7225 | 26010000 | 5.5888 | 40.0678 | 40.9665
7226 | 26013600 | 5.5889 | 40.0698 | 40.9684
7227 | 26017200 | 5.5889 | 40.0717 | 40.9704
7228 | 26020800 | 5.589 | 40.0736 | 40.9723
7229 | 26024400 | 5.589 | 40.0756 | 40.9742
7230 | 26028000 | 5.5891 | 40.0775 | 40.9762
7231 | 26031600 | 5.5891 | 40.0795 | 40.9781
7232 | 26035200 | 5.5892 | 40.0814 | 40.9801
7233 | 26038800 | 5.5892 | 40.0834 | 40.982
7234 | 26042400 | 5.5892 | 40.0853 | 40.984
7235 | 26046000 | 5.5893 | 40.0872 | 40.9859
7236 | 26049600 | 5.5893 | 40.0892 | 40.9879
7237 | 26053200 | 5.5894 | 40.0911 | 40.9898
7238 | 26056800 | 5.5894 | 40.0931 | 40.9918
7239 | 26060400 | 5.5895 | 40.095 | 40.9937
7240 | 26064000 | 5.5895 | 40.097 | 40.9957
7241 | 26067600 | 5.5896 | 40.0989 | 40.9976
7242 | 26071200 | 5.5896 | 40.1008 | 40.9996
7243 | 26074800 | 5.5897 | 40.1028 | 41.0015
7244 | 26078400 | 5.5897 | 40.1047 | 41.0034
7245 | 26082000 | 5.5898 | 40.1067 | 41.0054
7246 | 26085600 | 5.5898 | 40.1086 | 41.0073
7247 | 26089200 | 5.5899 | 40.1105 | 41.0093
7248 | 26092800 | 5.5899 | 40.1125 | 41.0112
7249 | 26096400 | 5.59 | 40.1144 | 41.0132
7250 | 26100000 | 5.59 | 40.1164 | 41.0151
7251 | 26103600 | 5.59 | 40.1183 | 41.0171
7252 | 26107200 | 5.5901 | 40.1203 | 41.019
7253 | 26110800 | 5.5901 | 40.1222 | 41.021
7254 | 26114400 | 5.5902 | 40.1241 | 41.0229
7255 | 26118000 | 5.5902 | 40.1261 | 41.0248
7256 | 26121600 | 5.5903 | 40.128 | 41.0268
7257 | 26125200 | 5.5903 | 40.13 | 41.0287
7258 | 26128800 | 5.5904 | 40.1319 | 41.0307
7259 | 26132400 | 5.5904 | 40.1338 | 41.0326
7260 | 26136000 | 5.5905 | 40.1358 | 41.0346
7261 | 26139600 | 5.5905 | 40.1377 | 41.0365
7262 | 26143200 | 5.5906 | 40.1397 | 41.0384
7263 | 26146800 | 5.5906 | 40.1416 | 41.0404
7264 | 26150400 | 5.5907 | 40.1435 | 41.0423
7265 | 26154000 | 5.5907 | 40.1455 | 41.0443
7266 | 26157600 | 5.5907 | 40.1474 | 41.0462
7267 | 26161200 | 5.5908 | 40.1493 | 41.0482
7268 | 26164800 | 5.5908 | 40.1513 | 41.0501
7269 | 26168400 | 5.5909 | 40.1532 | 41.052
7270 | 26172000 | 5.5909 | 40.1552 | 41.054
7271 | 26175600 | 5.591 | 40.1571 | 41.0559
7272 | 26179200 | 5.591 | 40.159 | 41.0579
7273 | 26182800 | 5.5911 | 40.161 | 41.0598
7274 | 26186400 | 5.5911 | 40.1629 | 41.0618
7275 | 26190000 | 5.5912 | 40.1649 | 41.0637
7276 | 26193600 | 5.5912 | 40.1668 | 41.0656
7277 | 26197200 | 5.5913 | 40.1687 | 41.0676
7278 | 26200800 | 5.5913 | 40.1707 | 41.0695
7279 | 26204400 | 5.5914 | 40.1726 | 41.0715
7280 | 26208000 | 5.5914 | 40.1745 | 41.0734
7281 | 26211600 | 5.5914 | 40.1765 | 41.0753
7282 | 26215200 | 5.5915 | 40.1784 | 41.0773
7283 | 26218800 | 5.5915 | 40.1803 | 41.0792
7284 | 26222400 | 5.5916 | 40.1823 | 41.0812
7285 | 26226000 | 5.5916 | 40.1842 | 41.0831
7286 | 26229600 | 5.5917 | 40.1862 | 41.085
7287 | 26233200 | 5.5917 | 40.1881 | 41.087
7288 | 26236800 | 5.5918 | 40.19 | 41.0889
7289 | 26240400 | 5.5918 | 40.192 | 41.0909
7290 | 26244000 | 5.5919 | 40.1939 | 41.0928
7291 | 26247600 | 5.5919 | 40.1958 | 41.0947
7292 | 26251200 | 5.592 | 40.1978 | 41.0967
7293 | 26254800 | 5.592 | 40.1997 | 41.0986
7294 | 26258400 | 5.592 | 40.2016 | 41.1006
7295 | 26262000 | 5.5921 | 40.2036 | 41.1025
7296 | 26265600 | 5.5921 | 40.2055 | 41.1044
7297 | 26269200 | 5.5922 | 40.2074 | 41.1064
7298 | 26272800 | 5.5922 | 40.2094 | 41.1083
7299 | 26276400 | 5.5923 | 40.2113 | 41.1103
7300 | 26280000 | 5.5923 | 40.2133 | 41.1122
7301 | 26283600 | 5.5924 | 40.2152 | 41.1141
7302 | 26287200 | 5.5924 | 40.2171 | 41.1161
7303 | 26290800 | 5.5925 | 40.2191 | 41.118
7304 | 26294400 | 5.5925 | 40.221 | 41.1199
7305 | 26298000 | 5.5926 | 40.2229 | 41.1219
7306 | 26301600 | 5.5926 | 40.2249 | 41.1238
7307 | 26305200 | 5.5926 | 40.2268 | 41.1258
7308 | 26308800 | 5.5927 | 40.2287 | 41.1277
7309 | 26312400 | 5.5927 | 40.2307 | 41.1296
7310 | 26316000 | 5.5928 | 40.2326 | 41.1316
7311 | 26319600 | 5.5928 | 40.2345 | 41.1335
7312 | 26323200 | 5.5929 | 40.2365 | 41.1354
7313 | 26326800 | 5.5929 | 40.2384 | 41.1374
7314 | 26330400 | 5.593 | 40.2403 | 41.1393
7315 | 26334000 | 5.593 | 40.2423 | 41.1413
7316 | 26337600 | 5.5931 | 40.2442 | 41.1432
7317 | 26341200 | 5.5931 | 40.2461 | 41.1451
7318 | 26344800 | 5.5932 | 40.2481 | 41.1471
7319 | 26348400 | 5.5932 | 40.25 | 41.149
7320 | 26352000 | 5.5932 | 40.2519 | 41.1509
7321 | 26355600 | 5.5933 | 40.2538 | 41.1529
7322 | 26359200 | 5.5933 | 40.2558 | 41.1548
7323 | 26362800 | 5.5934 | 40.2577 | 41.1567
7324 | 26366400 | 5.5934 | 40.2596 | 41.1587
7325 | 26370000 | 5.5935 | 40.2616 | 41.1606
7326 | 26373600 | 5.5935 | 40.2635 | 41.1625
7327 | 26377200 | 5.5936 | 40.2654 | 41.1645
7328 | 26380800 | 5.5936 | 40.2674 | 41.1664
7329 | 26384400 | 5.5937 | 40.2693 | 41.1684
7330 | 26388000 | 5.5937 | 40.2712 | 41.1703
7331 | 26391600 | 5.5938 | 40.2732 | 41.1722
7332 | 26395200 | 5.5938 | 40.2751 | 41.1742
7333 | 26398800 | 5.5938 | 40.277 | 41.1761
7334 | 26402400 | 5.5939 | 40.279 | 41.178
7335 | 26406000 | 5.5939 | 40.2809 | 41.18
7336 | 26409600 | 5.594 | 40.2828 | 41.1819
7337 | 26413200 | 5.594 | 40.2847 | 41.1838
7338 | 26416800 | 5.5941 | 40.2867 | 41.1858
7339 | 26420400 | 5.5941 | 40.2886 | 41.1877
7340 | 26424000 | 5.5942 | 40.2905 | 41.1896
7341 | 26427600 | 5.5942 | 40.2925 | 41.1916
7342 | 26431200 | 5.5943 | 40.2944 | 41.1935
7343 | 26434800 | 5.5943 | 40.2963 | 41.1954
7344 | 26438400 | 5.5944 | 40.2982 | 41.1974
7345 | 26442000 | 5.5944 | 40.3002 | 41.1993
7346 | 26445600 | 5.5944 | 40.3021 | 41.2012
7347 | 26449200 | 5.5945 | 40.304 | 41.2032
7348 | 26452800 | 5.5945 | 40.306 | 41.2051
7349 | 26456400 | 5.5946 | 40.3079 | 41.207
7350 | 26460000 | 5.5946 | 40.3098 | 41.209
7351 | 26463600 | 5.5947 | 40.3117 | 41.2109
7352 | 26467200 | 5.5947 | 40.3137 | 41.2128
7353 | 26470800 | 5.5948 | 40.3156 | 41.2147
7354 | 26474400 | 5.5948 | 40.3175 | 41.2167
7355 | 26478000 | 5.5949 | 40.3195 | 41.2186
7356 | 26481600 | 5.5949 | 40.3214 | 41.2205
7357 | 26485200 | 5.5949 | 40.3233 | 41.2225
7358 | 26488800 | 5.595 | 40.3252 | 41.2244
7359 | 26492400 | 5.595 | 40.3272 | 41.2263
7360 | 26496000 | 5.5951 | 40.3291 | 41.2283
7361 | 26499600 | 5.5951 | 40.331 | 41.2302
7362 | 26503200 | 5.5952 | 40.3329 | 41.2321
7363 | 26506800 | 5.5952 | 40.3349 | 41.2341
7364 | 26510400 | 5.5953 | 40.3368 | 41.236
7365 | 26514000 | 5.5953 | 40.3387 | 41.2379
7366 | 26517600 | 5.5954 | 40.3406 | 41.2398
7367 | 26521200 | 5.5954 | 40.3426 | 41.2418
7368 | 26524800 | 5.5955 | 40.3445 | 41.2437
7369 | 26528400 | 5.5955 | 40.3464 | 41.2456
7370 | 26532000 | 5.5955 | 40.3484 | 41.2476
7371 | 26535600 | 5.5956 | 40.3503 | 41.2495
7372 | 26539200 | 5.5956 | 40.3522 | 41.2514
7373 | 26542800 | 5.5957 | 40.3541 | 41.2534
7374 | 26546400 | 5.5957 | 40.3561 | 41.2553
7375 | 26550000 | 5.5958 | 40.358 | 41.2572
7376 | 26553600 | 5.5958 | 40.3599 | 41.2591
7377 | 26557200 | 5.5959 | 40.3618 | 41.2611
7378 | 26560800 | 5.5959 | 40.3638 | 41.263
7379 | 26564400 | 5.596 | 40.3657 | 41.2649
7380 | 26568000 | 5.596 | 40.3676 | 41.2669
7381 | 26571600 | 5.596 | 40.3695 | 41.2688
7382 | 26575200 | 5.5961 | 40.3714 | 41.2707
7383 | 26578800 | 5.5961 | 40.3734 | 41.2726
7384 | 26582400 | 5.5962 | 40.3753 | 41.2746
7385 | 26586000 | 5.5962 | 40.3772 | 41.2765
7386 | 26589600 | 5.5963 | 40.3791 | 41.2784
7387 | 26593200 | 5.5963 | 40.3811 | 41.2803
7388 | 26596800 | 5.5964 | 40.383 | 41.2823
7389 | 26600400 | 5.5964 | 40.3849 | 41.2842
7390 | 26604000 | 5.5965 | 40.3868 | 41.2861
7391 | 26607600 | 5.5965 | 40.3888 | 41.2881
7392 | 26611200 | 5.5965 | 40.3907 | 41.29
7393 | 26614800 | 5.5966 | 40.3926 | 41.2919
7394 | 26618400 | 5.5966 | 40.3945 | 41.2938
7395 | 26622000 | 5.5967 | 40.3965 | 41.2958
7396 | 26625600 | 5.5967 | 40.3984 | 41.2977
7397 | 26629200 | 5.5968 | 40.4003 | 41.2996
7398 | 26632800 | 5.5968 | 40.4022 | 41.3015
7399 | 26636400 | 5.5969 | 40.4041 | 41.3035
7400 | 26640000 | 5.5969 | 40.4061 | 41.3054
7401 | 26643600 | 5.597 | 40.408 | 41.3073
7402 | 26647200 | 5.597 | 40.4099 | 41.3092
7403 | 26650800 | 5.597 | 40.4118 | 41.3112
7404 | 26654400 | 5.5971 | 40.4137 | 41.3131
7405 | 26658000 | 5.5971 | 40.4157 | 41.315
7406 | 26661600 | 5.5972 | 40.4176 | 41.3169
7407 | 26665200 | 5.5972 | 40.4195 | 41.3189
7408 | 26668800 | 5.5973 | 40.4214 | 41.3208
7409 | 26672400 | 5.5973 | 40.4234 | 41.3227
7410 | 26676000 | 5.5974 | 40.4253 | 41.3246
7411 | 26679600 | 5.5974 | 40.4272 | 41.3266
7412 | 26683200 | 5.5975 | 40.4291 | 41.3285
7413 | 26686800 | 5.5975 | 40.431 | 41.3304
7414 | 26690400 | 5.5975 | 40.433 | 41.3323
7415 | 26694000 | 5.5976 | 40.4349 | 41.3343
7416 | 26697600 | 5.5976 | 40.4368 | 41.3362
7417 | 26701200 | 5.5977 | 40.4387 | 41.3381
7418 | 26704800 | 5.5977 | 40.4406 | 41.34
7419 | 26708400 | 5.5978 | 40.4426 | 41.342
7420 | 26712000 | 5.5978 | 40.4445 | 41.3439
7421 | 26715600 | 5.5979 | 40.4464 | 41.3458
7422 | 26719200 | 5.5979 | 40.4483 | 41.3477
7423 | 26722800 | 5.598 | 40.4502 | 41.3496
7424 | 26726400 | 5.598 | 40.4521 | 41.3516
7425 | 26730000 | 5.598 | 40.4541 | 41.3535
7426 | 26733600 | 5.5981 | 40.456 | 41.3554
7427 | 26737200 | 5.5981 | 40.4579 | 41.3573
7428 | 26740800 | 5.5982 | 40.4598 | 41.3593
7429 | 26744400 | 5.5982 | 40.4617 | 41.3612
7430 | 26748000 | 5.5983 | 40.4637 | 41.3631
7431 | 26751600 | 5.5983 | 40.4656 | 41.365
7432 | 26755200 | 5.5984 | 40.4675 | 41.3669
7433 | 26758800 | 5.5984 | 40.4694 | 41.3689
7434 | 26762400 | 5.5984 | 40.4713 | 41.3708
7435 | 26766000 | 5.5985 | 40.4732 | 41.3727
7436 | 26769600 | 5.5985 | 40.4752 | 41.3746
7437 | 26773200 | 5.5986 | 40.4771 | 41.3765
7438 | 26776800 | 5.5986 | 40.479 | 41.3785
7439 | 26780400 | 5.5987 | 40.4809 | 41.3804
7440 | 26784000 | 5.5987 | 40.4828 | 41.3823
7441 | 26787600 | 5.5988 | 40.4847 | 41.3842
7442 | 26791200 | 5.5988 | 40.4867 | 41.3862
7443 | 26794800 | 5.5989 | 40.4886 | 41.3881
7444 | 26798400 | 5.5989 | 40.4905 | 41.39
7445 | 26802000 | 5.5989 | 40.4924 | 41.3919
7446 | 26805600 | 5.599 | 40.4943 | 41.3938
7447 | 26809200 | 5.599 | 40.4962 | 41.3958
7448 | 26812800 | 5.5991 | 40.4982 | 41.3977
7449 | 26816400 | 5.5991 | 40.5001 | 41.3996
7450 | 26820000 | 5.5992 | 40.502 | 41.4015
7451 | 26823600 | 5.5992 | 40.5039 | 41.4034
7452 | 26827200 | 5.5993 | 40.5058 | 41.4053
7453 | 26830800 | 5.5993 | 40.5077 | 41.4073
7454 | 26834400 | 5.5993 | 40.5097 | 41.4092
7455 | 26838000 | 5.5994 | 40.5116 | 41.4111
7456 | 26841600 | 5.5994 | 40.5135 | 41.413
7457 | 26845200 | 5.5995 | 40.5154 | 41.4149
7458 | 26848800 | 5.5995 | 40.5173 | 41.4169
7459 | 26852400 | 5.5996 | 40.5192 | 41.4188
7460 | 26856000 | 5.5996 | 40.5211 | 41.4207
7461 | 26859600 | 5.5997 | 40.5231 | 41.4226
7462 | 26863200 | 5.5997 | 40.525 | 41.4245
7463 | 26866800 | 5.5998 | 40.5269 | 41.4265
7464 | 26870400 | 5.5998 | 40.5288 | 41.4284
7465 | 26874000 | 5.5998 | 40.5307 | 41.4303
7466 | 26877600 | 5.5999 | 40.5326 | 41.4322
7467 | 26881200 | 5.5999 | 40.5345 | 41.4341
7468 | 26884800 | 5.6 | 40.5365 | 41.436
7469 | 26888400 | 5.6 | 40.5384 | 41.438
7470 | 26892000 | 5.6001 | 40.5403 | 41.4399
7471 | 26895600 | 5.6001 | 40.5422 | 41.4418
7472 | 26899200 | 5.6002 | 40.5441 | 41.4437
7473 | 26902800 | 5.6002 | 40.546 | 41.4456
7474 | 26906400 | 5.6002 | 40.5479 | 41.4475
7475 | 26910000 | 5.6003 | 40.5498 | 41.4495
7476 | 26913600 | 5.6003 | 40.5518 | 41.4514
7477 | 26917200 | 5.6004 | 40.5537 | 41.4533
7478 | 26920800 | 5.6004 | 40.5556 | 41.4552
7479 | 26924400 | 5.6005 | 40.5575 | 41.4571
7480 | 26928000 | 5.6005 | 40.5594 | 41.459
7481 | 26931600 | 5.6006 | 40.5613 | 41.4609
7482 | 26935200 | 5.6006 | 40.5632 | 41.4629
7483 | 26938800 | 5.6006 | 40.5651 | 41.4648
7484 | 26942400 | 5.6007 | 40.567 | 41.4667
7485 | 26946000 | 5.6007 | 40.569 | 41.4686
7486 | 26949600 | 5.6008 | 40.5709 | 41.4705
7487 | 26953200 | 5.6008 | 40.5728 | 41.4724
7488 | 26956800 | 5.6009 | 40.5747 | 41.4744
7489 | 26960400 | 5.6009 | 40.5766 | 41.4763
7490 | 26964000 | 5.601 | 40.5785 | 41.4782
7491 | 26967600 | 5.601 | 40.5804 | 41.4801
7492 | 26971200 | 5.601 | 40.5823 | 41.482
7493 | 26974800 | 5.6011 | 40.5842 | 41.4839
7494 | 26978400 | 5.6011 | 40.5862 | 41.4858
7495 | 26982000 | 5.6012 | 40.5881 | 41.4878
7496 | 26985600 | 5.6012 | 40.59 | 41.4897
7497 | 26989200 | 5.6013 | 40.5919 | 41.4916
7498 | 26992800 | 5.6013 | 40.5938 | 41.4935
7499 | 26996400 | 5.6014 | 40.5957 | 41.4954
7500 | 27000000 | 5.6014 | 40.5976 | 41.4973
7501 | 27003600 | 5.6014 | 40.5995 | 41.4992
7502 | 27007200 | 5.6015 | 40.6014 | 41.5011
7503 | 27010800 | 5.6015 | 40.6033 | 41.5031
7504 | 27014400 | 5.6016 | 40.6053 | 41.505
7505 | 27018000 | 5.6016 | 40.6072 | 41.5069
7506 | 27021600 | 5.6017 | 40.6091 | 41.5088
7507 | 27025200 | 5.6017 | 40.611 | 41.5107
7508 | 27028800 | 5.6018 | 40.6129 | 41.5126
7509 | 27032400 | 5.6018 | 40.6148 | 41.5145
7510 | 27036000 | 5.6018 | 40.6167 | 41.5164
7511 | 27039600 | 5.6019 | 40.6186 | 41.5184
7512 | 27043200 | 5.6019 | 40.6205 | 41.5203
7513 | 27046800 | 5.602 | 40.6224 | 41.5222
7514 | 27050400 | 5.602 | 40.6243 | 41.5241
7515 | 27054000 | 5.6021 | 40.6262 | 41.526
7516 | 27057600 | 5.6021 | 40.6281 | 41.5279
7517 | 27061200 | 5.6022 | 40.6301 | 41.5298
7518 | 27064800 | 5.6022 | 40.632 | 41.5317
7519 | 27068400 | 5.6022 | 40.6339 | 41.5336
7520 | 27072000 | 5.6023 | 40.6358 | 41.5356
7521 | 27075600 | 5.6023 | 40.6377 | 41.5375
7522 | 27079200 | 5.6024 | 40.6396 | 41.5394
7523 | 27082800 | 5.6024 | 40.6415 | 41.5413
7524 | 27086400 | 5.6025 | 40.6434 | 41.5432
7525 | 27090000 | 5.6025 | 40.6453 | 41.5451
7526 | 27093600 | 5.6026 | 40.6472 | 41.547
7527 | 27097200 | 5.6026 | 40.6491 | 41.5489
7528 | 27100800 | 5.6026 | 40.651 | 41.5508
7529 | 27104400 | 5.6027 | 40.6529 | 41.5527
7530 | 27108000 | 5.6027 | 40.6548 | 41.5547
7531 | 27111600 | 5.6028 | 40.6567 | 41.5566
7532 | 27115200 | 5.6028 | 40.6586 | 41.5585
7533 | 27118800 | 5.6029 | 40.6606 | 41.5604
7534 | 27122400 | 5.6029 | 40.6625 | 41.5623
7535 | 27126000 | 5.603 | 40.6644 | 41.5642
7536 | 27129600 | 5.603 | 40.6663 | 41.5661
7537 | 27133200 | 5.603 | 40.6682 | 41.568
7538 | 27136800 | 5.6031 | 40.6701 | 41.5699
7539 | 27140400 | 5.6031 | 40.672 | 41.5718
7540 | 27144000 | 5.6032 | 40.6739 | 41.5737
7541 | 27147600 | 5.6032 | 40.6758 | 41.5757
7542 | 27151200 | 5.6033 | 40.6777 | 41.5776
7543 | 27154800 | 5.6033 | 40.6796 | 41.5795
7544 | 27158400 | 5.6034 | 40.6815 | 41.5814
7545 | 27162000 | 5.6034 | 40.6834 | 41.5833
7546 | 27165600 | 5.6034 | 40.6853 | 41.5852
7547 | 27169200 | 5.6035 | 40.6872 | 41.5871
7548 | 27172800 | 5.6035 | 40.6891 | 41.589
7549 | 27176400 | 5.6036 | 40.691 | 41.5909
7550 | 27180000 | 5.6036 | 40.6929 | 41.5928
7551 | 27183600 | 5.6037 | 40.6948 | 41.5947
7552 | 27187200 | 5.6037 | 40.6967 | 41.5966
7553 | 27190800 | 5.6037 | 40.6986 | 41.5985
7554 | 27194400 | 5.6038 | 40.7005 | 41.6004
7555 | 27198000 | 5.6038 | 40.7024 | 41.6024
7556 | 27201600 | 5.6039 | 40.7043 | 41.6043
7557 | 27205200 | 5.6039 | 40.7062 | 41.6062
7558 | 27208800 | 5.604 | 40.7081 | 41.6081
7559 | 27212400 | 5.604 | 40.7101 | 41.61
7560 | 27216000 | 5.6041 | 40.712 | 41.6119
7561 | 27219600 | 5.6041 | 40.7139 | 41.6138
7562 | 27223200 | 5.6041 | 40.7158 | 41.6157
7563 | 27226800 | 5.6042 | 40.7177 | 41.6176
7564 | 27230400 | 5.6042 | 40.7196 | 41.6195
7565 | 27234000 | 5.6043 | 40.7215 | 41.6214
7566 | 27237600 | 5.6043 | 40.7234 | 41.6233
7567 | 27241200 | 5.6044 | 40.7253 | 41.6252
7568 | 27244800 | 5.6044 | 40.7272 | 41.6271
7569 | 27248400 | 5.6045 | 40.7291 | 41.629
7570 | 27252000 | 5.6045 | 40.731 | 41.6309
7571 | 27255600 | 5.6045 | 40.7329 | 41.6328
7572 | 27259200 | 5.6046 | 40.7348 | 41.6347
7573 | 27262800 | 5.6046 | 40.7367 | 41.6366
7574 | 27266400 | 5.6047 | 40.7386 | 41.6385
7575 | 27270000 | 5.6047 | 40.7405 | 41.6405
7576 | 27273600 | 5.6048 | 40.7424 | 41.6424
7577 | 27277200 | 5.6048 | 40.7443 | 41.6443
7578 | 27280800 | 5.6048 | 40.7462 | 41.6462
7579 | 27284400 | 5.6049 | 40.7481 | 41.6481
7580 | 27288000 | 5.6049 | 40.75 | 41.65
7581 | 27291600 | 5.605 | 40.7519 | 41.6519
7582 | 27295200 | 5.605 | 40.7538 | 41.6538
7583 | 27298800 | 5.6051 | 40.7557 | 41.6557
7584 | 27302400 | 5.6051 | 40.7576 | 41.6576
7585 | 27306000 | 5.6052 | 40.7595 | 41.6595
7586 | 27309600 | 5.6052 | 40.7614 | 41.6614
7587 | 27313200 | 5.6052 | 40.7633 | 41.6633
7588 | 27316800 | 5.6053 | 40.7652 | 41.6652
7589 | 27320400 | 5.6053 | 40.7671 | 41.6671
7590 | 27324000 | 5.6054 | 40.769 | 41.669
7591 | 27327600 | 5.6054 | 40.7709 | 41.6709
7592 | 27331200 | 5.6055 | 40.7728 | 41.6728
7593 | 27334800 | 5.6055 | 40.7747 | 41.6747
7594 | 27338400 | 5.6055 | 40.7766 | 41.6766
7595 | 27342000 | 5.6056 | 40.7784 | 41.6785
7596 | 27345600 | 5.6056 | 40.7803 | 41.6804
7597 | 27349200 | 5.6057 | 40.7822 | 41.6823
7598 | 27352800 | 5.6057 | 40.7841 | 41.6842
7599 | 27356400 | 5.6058 | 40.786 | 41.6861
7600 | 27360000 | 5.6058 | 40.7879 | 41.688
7601 | 27363600 | 5.6059 | 40.7898 | 41.6899
7602 | 27367200 | 5.6059 | 40.7917 | 41.6918
7603 | 27370800 | 5.6059 | 40.7936 | 41.6937
7604 | 27374400 | 5.606 | 40.7955 | 41.6956
7605 | 27378000 | 5.606 | 40.7974 | 41.6975
7606 | 27381600 | 5.6061 | 40.7993 | 41.6994
7607 | 27385200 | 5.6061 | 40.8012 | 41.7013
7608 | 27388800 | 5.6062 | 40.8031 | 41.7032
7609 | 27392400 | 5.6062 | 40.805 | 41.7051
7610 | 27396000 | 5.6062 | 40.8069 | 41.707
7611 | 27399600 | 5.6063 | 40.8088 | 41.7089
7612 | 27403200 | 5.6063 | 40.8107 | 41.7108
7613 | 27406800 | 5.6064 | 40.8126 | 41.7127
7614 | 27410400 | 5.6064 | 40.8145 | 41.7146
7615 | 27414000 | 5.6065 | 40.8164 | 41.7165
7616 | 27417600 | 5.6065 | 40.8183 | 41.7184
7617 | 27421200 | 5.6066 | 40.8202 | 41.7203
7618 | 27424800 | 5.6066 | 40.8221 | 41.7222
7619 | 27428400 | 5.6066 | 40.824 | 41.7241
7620 | 27432000 | 5.6067 | 40.8259 | 41.726
7621 | 27435600 | 5.6067 | 40.8277 | 41.7279
7622 | 27439200 | 5.6068 | 40.8296 | 41.7298
7623 | 27442800 | 5.6068 | 40.8315 | 41.7317
7624 | 27446400 | 5.6069 | 40.8334 | 41.7336
7625 | 27450000 | 5.6069 | 40.8353 | 41.7355
7626 | 27453600 | 5.6069 | 40.8372 | 41.7374
7627 | 27457200 | 5.607 | 40.8391 | 41.7393
7628 | 27460800 | 5.607 | 40.841 | 41.7412
7629 | 27464400 | 5.6071 | 40.8429 | 41.7431
7630 | 27468000 | 5.6071 | 40.8448 | 41.745
7631 | 27471600 | 5.6072 | 40.8467 | 41.7469
7632 | 27475200 | 5.6072 | 40.8486 | 41.7488
7633 | 27478800 | 5.6072 | 40.8505 | 41.7507
7634 | 27482400 | 5.6073 | 40.8524 | 41.7526
7635 | 27486000 | 5.6073 | 40.8543 | 41.7545
7636 | 27489600 | 5.6074 | 40.8562 | 41.7564
7637 | 27493200 | 5.6074 | 40.858 | 41.7583
7638 | 27496800 | 5.6075 | 40.8599 | 41.7602
7639 | 27500400 | 5.6075 | 40.8618 | 41.7621
7640 | 27504000 | 5.6075 | 40.8637 | 41.7639
7641 | 27507600 | 5.6076 | 40.8656 | 41.7658
7642 | 27511200 | 5.6076 | 40.8675 | 41.7677
7643 | 27514800 | 5.6077 | 40.8694 | 41.7696
7644 | 27518400 | 5.6077 | 40.8713 | 41.7715
7645 | 27522000 | 5.6078 | 40.8732 | 41.7734
7646 | 27525600 | 5.6078 | 40.8751 | 41.7753
7647 | 27529200 | 5.6079 | 40.877 | 41.7772
7648 | 27532800 | 5.6079 | 40.8789 | 41.7791
7649 | 27536400 | 5.6079 | 40.8808 | 41.781
7650 | 27540000 | 5.608 | 40.8826 | 41.7829
7651 | 27543600 | 5.608 | 40.8845 | 41.7848
7652 | 27547200 | 5.6081 | 40.8864 | 41.7867
7653 | 27550800 | 5.6081 | 40.8883 | 41.7886
7654 | 27554400 | 5.6082 | 40.8902 | 41.7905
7655 | 27558000 | 5.6082 | 40.8921 | 41.7924
7656 | 27561600 | 5.6082 | 40.894 | 41.7943
7657 | 27565200 | 5.6083 | 40.8959 | 41.7962
7658 | 27568800 | 5.6083 | 40.8978 | 41.7981
7659 | 27572400 | 5.6084 | 40.8997 | 41.7999
7660 | 27576000 | 5.6084 | 40.9015 | 41.8018
7661 | 27579600 | 5.6085 | 40.9034 | 41.8037
7662 | 27583200 | 5.6085 | 40.9053 | 41.8056
7663 | 27586800 | 5.6085 | 40.9072 | 41.8075
7664 | 27590400 | 5.6086 | 40.9091 | 41.8094
7665 | 27594000 | 5.6086 | 40.911 | 41.8113
7666 | 27597600 | 5.6087 | 40.9129 | 41.8132
7667 | 27601200 | 5.6087 | 40.9148 | 41.8151
7668 | 27604800 | 5.6088 | 40.9167 | 41.817
7669 | 27608400 | 5.6088 | 40.9186 | 41.8189
7670 | 27612000 | 5.6088 | 40.9204 | 41.8208
7671 | 27615600 | 5.6089 | 40.9223 | 41.8227
7672 | 27619200 | 5.6089 | 40.9242 | 41.8246
7673 | 27622800 | 5.609 | 40.9261 | 41.8264
7674 | 27626400 | 5.609 | 40.928 | 41.8283
7675 | 27630000 | 5.6091 | 40.9299 | 41.8302
7676 | 27633600 | 5.6091 | 40.9318 | 41.8321
7677 | 27637200 | 5.6091 | 40.9337 | 41.834
7678 | 27640800 | 5.6092 | 40.9355 | 41.8359
7679 | 27644400 | 5.6092 | 40.9374 | 41.8378
7680 | 27648000 | 5.6093 | 40.9393 | 41.8397
7681 | 27651600 | 5.6093 | 40.9412 | 41.8416
7682 | 27655200 | 5.6094 | 40.9431 | 41.8435
7683 | 27658800 | 5.6094 | 40.945 | 41.8454
7684 | 27662400 | 5.6094 | 40.9469 | 41.8473
7685 | 27666000 | 5.6095 | 40.9488 | 41.8491
7686 | 27669600 | 5.6095 | 40.9506 | 41.851
7687 | 27673200 | 5.6096 | 40.9525 | 41.8529
7688 | 27676800 | 5.6096 | 40.9544 | 41.8548
7689 | 27680400 | 5.6097 | 40.9563 | 41.8567
7690 | 27684000 | 5.6097 | 40.9582 | 41.8586
7691 | 27687600 | 5.6097 | 40.9601 | 41.8605
7692 | 27691200 | 5.6098 | 40.962 | 41.8624
7693 | 27694800 | 5.6098 | 40.9639 | 41.8643
7694 | 27698400 | 5.6099 | 40.9657 | 41.8662
7695 | 27702000 | 5.6099 | 40.9676 | 41.868
7696 | 27705600 | 5.61 | 40.9695 | 41.8699
7697 | 27709200 | 5.61 | 40.9714 | 41.8718
7698 | 27712800 | 5.61 | 40.9733 | 41.8737
7699 | 27716400 | 5.6101 | 40.9752 | 41.8756
7700 | 27720000 | 5.6101 | 40.9771 | 41.8775
7701 | 27723600 | 5.6102 | 40.9789 | 41.8794
7702 | 27727200 | 5.6102 | 40.9808 | 41.8813
7703 | 27730800 | 5.6103 | 40.9827 | 41.8832
7704 | 27734400 | 5.6103 | 40.9846 | 41.885
7705 | 27738000 | 5.6103 | 40.9865 | 41.8869
7706 | 27741600 | 5.6104 | 40.9884 | 41.8888
7707 | 27745200 | 5.6104 | 40.9902 | 41.8907
7708 | 27748800 | 5.6105 | 40.9921 | 41.8926
7709 | 27752400 | 5.6105 | 40.994 | 41.8945
7710 | 27756000 | 5.6106 | 40.9959 | 41.8964
7711 | 27759600 | 5.6106 | 40.9978 | 41.8983
7712 | 27763200 | 5.6106 | 40.9997 | 41.9001
7713 | 27766800 | 5.6107 | 41.0015 | 41.902
7714 | 27770400 | 5.6107 | 41.0034 | 41.9039
7715 | 27774000 | 5.6108 | 41.0053 | 41.9058
7716 | 27777600 | 5.6108 | 41.0072 | 41.9077
7717 | 27781200 | 5.6109 | 41.0091 | 41.9096
7718 | 27784800 | 5.6109 | 41.011 | 41.9115
7719 | 27788400 | 5.6109 | 41.0128 | 41.9134
7720 | 27792000 | 5.611 | 41.0147 | 41.9152
7721 | 27795600 | 5.611 | 41.0166 | 41.9171
7722 | 27799200 | 5.6111 | 41.0185 | 41.919
7723 | 27802800 | 5.6111 | 41.0204 | 41.9209
7724 | 27806400 | 5.6112 | 41.0223 | 41.9228
7725 | 27810000 | 5.6112 | 41.0241 | 41.9247
7726 | 27813600 | 5.6112 | 41.026 | 41.9266
7727 | 27817200 | 5.6113 | 41.0279 | 41.9284
7728 | 27820800 | 5.6113 | 41.0298 | 41.9303
7729 | 27824400 | 5.6114 | 41.0317 | 41.9322
7730 | 27828000 | 5.6114 | 41.0336 | 41.9341
7731 | 27831600 | 5.6115 | 41.0354 | 41.936
7732 | 27835200 | 5.6115 | 41.0373 | 41.9379
7733 | 27838800 | 5.6115 | 41.0392 | 41.9398
7734 | 27842400 | 5.6116 | 41.0411 | 41.9416
7735 | 27846000 | 5.6116 | 41.043 | 41.9435
7736 | 27849600 | 5.6117 | 41.0448 | 41.9454
7737 | 27853200 | 5.6117 | 41.0467 | 41.9473
7738 | 27856800 | 5.6118 | 41.0486 | 41.9492
7739 | 27860400 | 5.6118 | 41.0505 | 41.9511
7740 | 27864000 | 5.6118 | 41.0524 | 41.9529
7741 | 27867600 | 5.6119 | 41.0542 | 41.9548
7742 | 27871200 | 5.6119 | 41.0561 | 41.9567
7743 | 27874800 | 5.612 | 41.058 | 41.9586
7744 | 27878400 | 5.612 | 41.0599 | 41.9605
7745 | 27882000 | 5.6121 | 41.0618 | 41.9624
7746 | 27885600 | 5.6121 | 41.0636 | 41.9642
7747 | 27889200 | 5.6121 | 41.0655 | 41.9661
7748 | 27892800 | 5.6122 | 41.0674 | 41.968
7749 | 27896400 | 5.6122 | 41.0693 | 41.9699
7750 | 27900000 | 5.6123 | 41.0712 | 41.9718
7751 | 27903600 | 5.6123 | 41.073 | 41.9737
7752 | 27907200 | 5.6123 | 41.0749 | 41.9755
7753 | 27910800 | 5.6124 | 41.0768 | 41.9774
7754 | 27914400 | 5.6124 | 41.0787 | 41.9793
7755 | 27918000 | 5.6125 | 41.0806 | 41.9812
7756 | 27921600 | 5.6125 | 41.0824 | 41.9831
7757 | 27925200 | 5.6126 | 41.0843 | 41.985
7758 | 27928800 | 5.6126 | 41.0862 | 41.9868
7759 | 27932400 | 5.6126 | 41.0881 | 41.9887
7760 | 27936000 | 5.6127 | 41.0899 | 41.9906
7761 | 27939600 | 5.6127 | 41.0918 | 41.9925
7762 | 27943200 | 5.6128 | 41.0937 | 41.9944
7763 | 27946800 | 5.6128 | 41.0956 | 41.9962
7764 | 27950400 | 5.6129 | 41.0975 | 41.9981
7765 | 27954000 | 5.6129 | 41.0993 | 42
7766 | 27957600 | 5.6129 | 41.1012 | 42.0019
7767 | 27961200 | 5.613 | 41.1031 | 42.0038
7768 | 27964800 | 5.613 | 41.105 | 42.0057
7769 | 27968400 | 5.6131 | 41.1068 | 42.0075
7770 | 27972000 | 5.6131 | 41.1087 | 42.0094
7771 | 27975600 | 5.6132 | 41.1106 | 42.0113
7772 | 27979200 | 5.6132 | 41.1125 | 42.0132
7773 | 27982800 | 5.6132 | 41.1144 | 42.0151
7774 | 27986400 | 5.6133 | 41.1162 | 42.0169
7775 | 27990000 | 5.6133 | 41.1181 | 42.0188
7776 | 27993600 | 5.6134 | 41.12 | 42.0207
7777 | 27997200 | 5.6134 | 41.1219 | 42.0226
7778 | 28000800 | 5.6134 | 41.1237 | 42.0245
7779 | 28004400 | 5.6135 | 41.1256 | 42.0263
7780 | 28008000 | 5.6135 | 41.1275 | 42.0282
7781 | 28011600 | 5.6136 | 41.1294 | 42.0301
7782 | 28015200 | 5.6136 | 41.1312 | 42.032
7783 | 28018800 | 5.6137 | 41.1331 | 42.0339
7784 | 28022400 | 5.6137 | 41.135 | 42.0357
7785 | 28026000 | 5.6137 | 41.1369 | 42.0376
7786 | 28029600 | 5.6138 | 41.1387 | 42.0395
7787 | 28033200 | 5.6138 | 41.1406 | 42.0414
7788 | 28036800 | 5.6139 | 41.1425 | 42.0432
7789 | 28040400 | 5.6139 | 41.1444 | 42.0451
7790 | 28044000 | 5.614 | 41.1462 | 42.047
7791 | 28047600 | 5.614 | 41.1481 | 42.0489
7792 | 28051200 | 5.614 | 41.15 | 42.0508
7793 | 28054800 | 5.6141 | 41.1519 | 42.0526
7794 | 28058400 | 5.6141 | 41.1537 | 42.0545
7795 | 28062000 | 5.6142 | 41.1556 | 42.0564
7796 | 28065600 | 5.6142 | 41.1575 | 42.0583
7797 | 28069200 | 5.6142 | 41.1594 | 42.0601
7798 | 28072800 | 5.6143 | 41.1612 | 42.062
7799 | 28076400 | 5.6143 | 41.1631 | 42.0639
7800 | 28080000 | 5.6144 | 41.165 | 42.0658
7801 | 28083600 | 5.6144 | 41.1669 | 42.0677
7802 | 28087200 | 5.6145 | 41.1687 | 42.0695
7803 | 28090800 | 5.6145 | 41.1706 | 42.0714
7804 | 28094400 | 5.6145 | 41.1725 | 42.0733
7805 | 28098000 | 5.6146 | 41.1743 | 42.0752
7806 | 28101600 | 5.6146 | 41.1762 | 42.077
7807 | 28105200 | 5.6147 | 41.1781 | 42.0789
7808 | 28108800 | 5.6147 | 41.18 | 42.0808
7809 | 28112400 | 5.6148 | 41.1818 | 42.0827
7810 | 28116000 | 5.6148 | 41.1837 | 42.0845
7811 | 28119600 | 5.6148 | 41.1856 | 42.0864
7812 | 28123200 | 5.6149 | 41.1875 | 42.0883
7813 | 28126800 | 5.6149 | 41.1893 | 42.0902
7814 | 28130400 | 5.615 | 41.1912 | 42.092
7815 | 28134000 | 5.615 | 41.1931 | 42.0939
7816 | 28137600 | 5.615 | 41.1949 | 42.0958
7817 | 28141200 | 5.6151 | 41.1968 | 42.0977
7818 | 28144800 | 5.6151 | 41.1987 | 42.0995
7819 | 28148400 | 5.6152 | 41.2006 | 42.1014
7820 | 28152000 | 5.6152 | 41.2024 | 42.1033
7821 | 28155600 | 5.6153 | 41.2043 | 42.1052
7822 | 28159200 | 5.6153 | 41.2062 | 42.107
7823 | 28162800 | 5.6153 | 41.208 | 42.1089
7824 | 28166400 | 5.6154 | 41.2099 | 42.1108
7825 | 28170000 | 5.6154 | 41.2118 | 42.1127
7826 | 28173600 | 5.6155 | 41.2137 | 42.1145
7827 | 28177200 | 5.6155 | 41.2155 | 42.1164
7828 | 28180800 | 5.6155 | 41.2174 | 42.1183
7829 | 28184400 | 5.6156 | 41.2193 | 42.1202
7830 | 28188000 | 5.6156 | 41.2211 | 42.122
7831 | 28191600 | 5.6157 | 41.223 | 42.1239
7832 | 28195200 | 5.6157 | 41.2249 | 42.1258
7833 | 28198800 | 5.6158 | 41.2267 | 42.1277
7834 | 28202400 | 5.6158 | 41.2286 | 42.1295
7835 | 28206000 | 5.6158 | 41.2305 | 42.1314
7836 | 28209600 | 5.6159 | 41.2324 | 42.1333
7837 | 28213200 | 5.6159 | 41.2342 | 42.1351
7838 | 28216800 | 5.616 | 41.2361 | 42.137
7839 | 28220400 | 5.616 | 41.238 | 42.1389
7840 | 28224000 | 5.616 | 41.2398 | 42.1408
7841 | 28227600 | 5.6161 | 41.2417 | 42.1426
7842 | 28231200 | 5.6161 | 41.2436 | 42.1445
7843 | 28234800 | 5.6162 | 41.2454 | 42.1464
7844 | 28238400 | 5.6162 | 41.2473 | 42.1483
7845 | 28242000 | 5.6163 | 41.2492 | 42.1501
7846 | 28245600 | 5.6163 | 41.251 | 42.152
7847 | 28249200 | 5.6163 | 41.2529 | 42.1539
7848 | 28252800 | 5.6164 | 41.2548 | 42.1557
7849 | 28256400 | 5.6164 | 41.2566 | 42.1576
7850 | 28260000 | 5.6165 | 41.2585 | 42.1595
7851 | 28263600 | 5.6165 | 41.2604 | 42.1614
7852 | 28267200 | 5.6165 | 41.2622 | 42.1632
7853 | 28270800 | 5.6166 | 41.2641 | 42.1651
7854 | 28274400 | 5.6166 | 41.266 | 42.167
7855 | 28278000 | 5.6167 | 41.2678 | 42.1688
7856 | 28281600 | 5.6167 | 41.2697 | 42.1707
7857 | 28285200 | 5.6168 | 41.2716 | 42.1726
7858 | 28288800 | 5.6168 | 41.2734 | 42.1744
7859 | 28292400 | 5.6168 | 41.2753 | 42.1763
7860 | 28296000 | 5.6169 | 41.2772 | 42.1782
7861 | 28299600 | 5.6169 | 41.279 | 42.1801
7862 | 28303200 | 5.617 | 41.2809 | 42.1819
7863 | 28306800 | 5.617 | 41.2828 | 42.1838
7864 | 28310400 | 5.617 | 41.2846 | 42.1857
7865 | 28314000 | 5.6171 | 41.2865 | 42.1875
7866 | 28317600 | 5.6171 | 41.2884 | 42.1894
7867 | 28321200 | 5.6172 | 41.2902 | 42.1913
7868 | 28324800 | 5.6172 | 41.2921 | 42.1931
7869 | 28328400 | 5.6173 | 41.294 | 42.195
7870 | 28332000 | 5.6173 | 41.2958 | 42.1969
7871 | 28335600 | 5.6173 | 41.2977 | 42.1987
7872 | 28339200 | 5.6174 | 41.2996 | 42.2006
7873 | 28342800 | 5.6174 | 41.3014 | 42.2025
7874 | 28346400 | 5.6175 | 41.3033 | 42.2044
7875 | 28350000 | 5.6175 | 41.3052 | 42.2062
7876 | 28353600 | 5.6175 | 41.307 | 42.2081
7877 | 28357200 | 5.6176 | 41.3089 | 42.21
7878 | 28360800 | 5.6176 | 41.3108 | 42.2118
7879 | 28364400 | 5.6177 | 41.3126 | 42.2137
7880 | 28368000 | 5.6177 | 41.3145 | 42.2156
7881 | 28371600 | 5.6178 | 41.3164 | 42.2174
7882 | 28375200 | 5.6178 | 41.3182 | 42.2193
7883 | 28378800 | 5.6178 | 41.3201 | 42.2212
7884 | 28382400 | 5.6179 | 41.3219 | 42.223
7885 | 28386000 | 5.6179 | 41.3238 | 42.2249
7886 | 28389600 | 5.618 | 41.3257 | 42.2268
7887 | 28393200 | 5.618 | 41.3275 | 42.2286
7888 | 28396800 | 5.618 | 41.3294 | 42.2305
7889 | 28400400 | 5.6181 | 41.3313 | 42.2324
7890 | 28404000 | 5.6181 | 41.3331 | 42.2342
7891 | 28407600 | 5.6182 | 41.335 | 42.2361
7892 | 28411200 | 5.6182 | 41.3369 | 42.238
7893 | 28414800 | 5.6182 | 41.3387 | 42.2398
7894 | 28418400 | 5.6183 | 41.3406 | 42.2417
7895 | 28422000 | 5.6183 | 41.3424 | 42.2436
7896 | 28425600 | 5.6184 | 41.3443 | 42.2454
7897 | 28429200 | 5.6184 | 41.3462 | 42.2473
7898 | 28432800 | 5.6185 | 41.348 | 42.2492
7899 | 28436400 | 5.6185 | 41.3499 | 42.251
7900 | 28440000 | 5.6185 | 41.3517 | 42.2529
7901 | 28443600 | 5.6186 | 41.3536 | 42.2548
7902 | 28447200 | 5.6186 | 41.3555 | 42.2566
7903 | 28450800 | 5.6187 | 41.3573 | 42.2585
7904 | 28454400 | 5.6187 | 41.3592 | 42.2604
7905 | 28458000 | 5.6187 | 41.3611 | 42.2622
7906 | 28461600 | 5.6188 | 41.3629 | 42.2641
7907 | 28465200 | 5.6188 | 41.3648 | 42.2659
7908 | 28468800 | 5.6189 | 41.3666 | 42.2678
7909 | 28472400 | 5.6189 | 41.3685 | 42.2697
7910 | 28476000 | 5.6189 | 41.3704 | 42.2715
7911 | 28479600 | 5.619 | 41.3722 | 42.2734
7912 | 28483200 | 5.619 | 41.3741 | 42.2753
7913 | 28486800 | 5.6191 | 41.3759 | 42.2771
7914 | 28490400 | 5.6191 | 41.3778 | 42.279
7915 | 28494000 | 5.6192 | 41.3797 | 42.2809
7916 | 28497600 | 5.6192 | 41.3815 | 42.2827
7917 | 28501200 | 5.6192 | 41.3834 | 42.2846
7918 | 28504800 | 5.6193 | 41.3852 | 42.2865
7919 | 28508400 | 5.6193 | 41.3871 | 42.2883
7920 | 28512000 | 5.6194 | 41.389 | 42.2902
7921 | 28515600 | 5.6194 | 41.3908 | 42.292
7922 | 28519200 | 5.6194 | 41.3927 | 42.2939
7923 | 28522800 | 5.6195 | 41.3945 | 42.2958
7924 | 28526400 | 5.6195 | 41.3964 | 42.2976
7925 | 28530000 | 5.6196 | 41.3983 | 42.2995
7926 | 28533600 | 5.6196 | 41.4001 | 42.3014
7927 | 28537200 | 5.6196 | 41.402 | 42.3032
7928 | 28540800 | 5.6197 | 41.4038 | 42.3051
7929 | 28544400 | 5.6197 | 41.4057 | 42.3069
7930 | 28548000 | 5.6198 | 41.4076 | 42.3088
7931 | 28551600 | 5.6198 | 41.4094 | 42.3107
7932 | 28555200 | 5.6199 | 41.4113 | 42.3125
7933 | 28558800 | 5.6199 | 41.4131 | 42.3144
7934 | 28562400 | 5.6199 | 41.415 | 42.3163
7935 | 28566000 | 5.62 | 41.4168 | 42.3181
7936 | 28569600 | 5.62 | 41.4187 | 42.32
7937 | 28573200 | 5.6201 | 41.4206 | 42.3218
7938 | 28576800 | 5.6201 | 41.4224 | 42.3237
7939 | 28580400 | 5.6201 | 41.4243 | 42.3256
7940 | 28584000 | 5.6202 | 41.4261 | 42.3274
7941 | 28587600 | 5.6202 | 41.428 | 42.3293
7942 | 28591200 | 5.6203 | 41.4299 | 42.3311
7943 | 28594800 | 5.6203 | 41.4317 | 42.333
7944 | 28598400 | 5.6203 | 41.4336 | 42.3349
7945 | 28602000 | 5.6204 | 41.4354 | 42.3367
7946 | 28605600 | 5.6204 | 41.4373 | 42.3386
7947 | 28609200 | 5.6205 | 41.4391 | 42.3404
7948 | 28612800 | 5.6205 | 41.441 | 42.3423
7949 | 28616400 | 5.6205 | 41.4428 | 42.3442
7950 | 28620000 | 5.6206 | 41.4447 | 42.346
7951 | 28623600 | 5.6206 | 41.4466 | 42.3479
7952 | 28627200 | 5.6207 | 41.4484 | 42.3497
7953 | 28630800 | 5.6207 | 41.4503 | 42.3516
7954 | 28634400 | 5.6208 | 41.4521 | 42.3535
7955 | 28638000 | 5.6208 | 41.454 | 42.3553
7956 | 28641600 | 5.6208 | 41.4558 | 42.3572
7957 | 28645200 | 5.6209 | 41.4577 | 42.359
7958 | 28648800 | 5.6209 | 41.4596 | 42.3609
7959 | 28652400 | 5.621 | 41.4614 | 42.3628
7960 | 28656000 | 5.621 | 41.4633 | 42.3646
7961 | 28659600 | 5.621 | 41.4651 | 42.3665
7962 | 28663200 | 5.6211 | 41.467 | 42.3683
7963 | 28666800 | 5.6211 | 41.4688 | 42.3702
7964 | 28670400 | 5.6212 | 41.4707 | 42.372
7965 | 28674000 | 5.6212 | 41.4725 | 42.3739
7966 | 28677600 | 5.6212 | 41.4744 | 42.3758
7967 | 28681200 | 5.6213 | 41.4762 | 42.3776
7968 | 28684800 | 5.6213 | 41.4781 | 42.3795
7969 | 28688400 | 5.6214 | 41.48 | 42.3813
7970 | 28692000 | 5.6214 | 41.4818 | 42.3832
7971 | 28695600 | 5.6214 | 41.4837 | 42.3851
7972 | 28699200 | 5.6215 | 41.4855 | 42.3869
7973 | 28702800 | 5.6215 | 41.4874 | 42.3888
7974 | 28706400 | 5.6216 | 41.4892 | 42.3906
7975 | 28710000 | 5.6216 | 41.4911 | 42.3925
7976 | 28713600 | 5.6216 | 41.4929 | 42.3943
7977 | 28717200 | 5.6217 | 41.4948 | 42.3962
7978 | 28720800 | 5.6217 | 41.4966 | 42.398
7979 | 28724400 | 5.6218 | 41.4985 | 42.3999
7980 | 28728000 | 5.6218 | 41.5003 | 42.4018
7981 | 28731600 | 5.6219 | 41.5022 | 42.4036
7982 | 28735200 | 5.6219 | 41.504 | 42.4055
7983 | 28738800 | 5.6219 | 41.5059 | 42.4073
7984 | 28742400 | 5.622 | 41.5078 | 42.4092
7985 | 28746000 | 5.622 | 41.5096 | 42.411
7986 | 28749600 | 5.6221 | 41.5115 | 42.4129
7987 | 28753200 | 5.6221 | 41.5133 | 42.4148
7988 | 28756800 | 5.6221 | 41.5152 | 42.4166
7989 | 28760400 | 5.6222 | 41.517 | 42.4185
7990 | 28764000 | 5.6222 | 41.5189 | 42.4203
7991 | 28767600 | 5.6223 | 41.5207 | 42.4222
7992 | 28771200 | 5.6223 | 41.5226 | 42.424
7993 | 28774800 | 5.6223 | 41.5244 | 42.4259
7994 | 28778400 | 5.6224 | 41.5263 | 42.4277
7995 | 28782000 | 5.6224 | 41.5281 | 42.4296
7996 | 28785600 | 5.6225 | 41.53 | 42.4314
7997 | 28789200 | 5.6225 | 41.5318 | 42.4333
7998 | 28792800 | 5.6225 | 41.5337 | 42.4352
7999 | 28796400 | 5.6226 | 41.5355 | 42.437
8000 | 28800000 | 5.6226 | 41.5374 | 42.4389
8001 | 28803600 | 5.6227 | 41.5392 | 42.4407
8002 | 28807200 | 5.6227 | 41.5411 | 42.4426
8003 | 28810800 | 5.6227 | 41.5429 | 42.4444
8004 | 28814400 | 5.6228 | 41.5448 | 42.4463
8005 | 28818000 | 5.6228 | 41.5466 | 42.4481
8006 | 28821600 | 5.6229 | 41.5485 | 42.45
8007 | 28825200 | 5.6229 | 41.5503 | 42.4518
8008 | 28828800 | 5.6229 | 41.5522 | 42.4537
8009 | 28832400 | 5.623 | 41.554 | 42.4555
8010 | 28836000 | 5.623 | 41.5559 | 42.4574
8011 | 28839600 | 5.6231 | 41.5577 | 42.4593
8012 | 28843200 | 5.6231 | 41.5596 | 42.4611
8013 | 28846800 | 5.6231 | 41.5614 | 42.463
8014 | 28850400 | 5.6232 | 41.5633 | 42.4648
8015 | 28854000 | 5.6232 | 41.5651 | 42.4667
8016 | 28857600 | 5.6233 | 41.567 | 42.4685
8017 | 28861200 | 5.6233 | 41.5688 | 42.4704
8018 | 28864800 | 5.6233 | 41.5707 | 42.4722
8019 | 28868400 | 5.6234 | 41.5725 | 42.4741
8020 | 28872000 | 5.6234 | 41.5744 | 42.4759
8021 | 28875600 | 5.6235 | 41.5762 | 42.4778
8022 | 28879200 | 5.6235 | 41.5781 | 42.4796
8023 | 28882800 | 5.6236 | 41.5799 | 42.4815
8024 | 28886400 | 5.6236 | 41.5818 | 42.4833
8025 | 28890000 | 5.6236 | 41.5836 | 42.4852
8026 | 28893600 | 5.6237 | 41.5855 | 42.487
8027 | 28897200 | 5.6237 | 41.5873 | 42.4889
8028 | 28900800 | 5.6238 | 41.5891 | 42.4907
8029 | 28904400 | 5.6238 | 41.591 | 42.4926
8030 | 28908000 | 5.6238 | 41.5928 | 42.4944
8031 | 28911600 | 5.6239 | 41.5947 | 42.4963
8032 | 28915200 | 5.6239 | 41.5965 | 42.4981
8033 | 28918800 | 5.624 | 41.5984 | 42.5
8034 | 28922400 | 5.624 | 41.6002 | 42.5018
8035 | 28926000 | 5.624 | 41.6021 | 42.5037
8036 | 28929600 | 5.6241 | 41.6039 | 42.5055
8037 | 28933200 | 5.6241 | 41.6058 | 42.5074
8038 | 28936800 | 5.6242 | 41.6076 | 42.5092
8039 | 28940400 | 5.6242 | 41.6095 | 42.5111
8040 | 28944000 | 5.6242 | 41.6113 | 42.5129
8041 | 28947600 | 5.6243 | 41.6132 | 42.5148
8042 | 28951200 | 5.6243 | 41.615 | 42.5166
8043 | 28954800 | 5.6244 | 41.6168 | 42.5185
8044 | 28958400 | 5.6244 | 41.6187 | 42.5203
8045 | 28962000 | 5.6244 | 41.6205 | 42.5222
8046 | 28965600 | 5.6245 | 41.6224 | 42.524
8047 | 28969200 | 5.6245 | 41.6242 | 42.5259
8048 | 28972800 | 5.6246 | 41.6261 | 42.5277
8049 | 28976400 | 5.6246 | 41.6279 | 42.5296
8050 | 28980000 | 5.6246 | 41.6298 | 42.5314
8051 | 28983600 | 5.6247 | 41.6316 | 42.5333
8052 | 28987200 | 5.6247 | 41.6335 | 42.5351
8053 | 28990800 | 5.6248 | 41.6353 | 42.537
8054 | 28994400 | 5.6248 | 41.6371 | 42.5388
8055 | 28998000 | 5.6248 | 41.639 | 42.5407
8056 | 29001600 | 5.6249 | 41.6408 | 42.5425
8057 | 29005200 | 5.6249 | 41.6427 | 42.5444
8058 | 29008800 | 5.625 | 41.6445 | 42.5462
8059 | 29012400 | 5.625 | 41.6464 | 42.5481
8060 | 29016000 | 5.625 | 41.6482 | 42.5499
8061 | 29019600 | 5.6251 | 41.6501 | 42.5518
8062 | 29023200 | 5.6251 | 41.6519 | 42.5536
8063 | 29026800 | 5.6252 | 41.6537 | 42.5554
8064 | 29030400 | 5.6252 | 41.6556 | 42.5573
8065 | 29034000 | 5.6252 | 41.6574 | 42.5591
8066 | 29037600 | 5.6253 | 41.6593 | 42.561
8067 | 29041200 | 5.6253 | 41.6611 | 42.5628
8068 | 29044800 | 5.6254 | 41.663 | 42.5647
8069 | 29048400 | 5.6254 | 41.6648 | 42.5665
8070 | 29052000 | 5.6254 | 41.6666 | 42.5684
8071 | 29055600 | 5.6255 | 41.6685 | 42.5702
8072 | 29059200 | 5.6255 | 41.6703 | 42.5721
8073 | 29062800 | 5.6256 | 41.6722 | 42.5739
8074 | 29066400 | 5.6256 | 41.674 | 42.5758
8075 | 29070000 | 5.6256 | 41.6759 | 42.5776
8076 | 29073600 | 5.6257 | 41.6777 | 42.5794
8077 | 29077200 | 5.6257 | 41.6795 | 42.5813
8078 | 29080800 | 5.6258 | 41.6814 | 42.5831
8079 | 29084400 | 5.6258 | 41.6832 | 42.585
8080 | 29088000 | 5.6258 | 41.6851 | 42.5868
8081 | 29091600 | 5.6259 | 41.6869 | 42.5887
8082 | 29095200 | 5.6259 | 41.6888 | 42.5905
8083 | 29098800 | 5.626 | 41.6906 | 42.5924
8084 | 29102400 | 5.626 | 41.6924 | 42.5942
8085 | 29106000 | 5.626 | 41.6943 | 42.5961
8086 | 29109600 | 5.6261 | 41.6961 | 42.5979
8087 | 29113200 | 5.6261 | 41.698 | 42.5997
8088 | 29116800 | 5.6262 | 41.6998 | 42.6016
8089 | 29120400 | 5.6262 | 41.7016 | 42.6034
8090 | 29124000 | 5.6262 | 41.7035 | 42.6053
8091 | 29127600 | 5.6263 | 41.7053 | 42.6071
8092 | 29131200 | 5.6263 | 41.7072 | 42.609
8093 | 29134800 | 5.6264 | 41.709 | 42.6108
8094 | 29138400 | 5.6264 | 41.7108 | 42.6126
8095 | 29142000 | 5.6264 | 41.7127 | 42.6145
8096 | 29145600 | 5.6265 | 41.7145 | 42.6163
8097 | 29149200 | 5.6265 | 41.7164 | 42.6182
8098 | 29152800 | 5.6266 | 41.7182 | 42.62
8099 | 29156400 | 5.6266 | 41.72 | 42.6219
8100 | 29160000 | 5.6266 | 41.7219 | 42.6237
8101 | 29163600 | 5.6267 | 41.7237 | 42.6256
8102 | 29167200 | 5.6267 | 41.7256 | 42.6274
8103 | 29170800 | 5.6268 | 41.7274 | 42.6292
8104 | 29174400 | 5.6268 | 41.7292 | 42.6311
8105 | 29178000 | 5.6268 | 41.7311 | 42.6329
8106 | 29181600 | 5.6269 | 41.7329 | 42.6348
8107 | 29185200 | 5.6269 | 41.7348 | 42.6366
8108 | 29188800 | 5.627 | 41.7366 | 42.6384
8109 | 29192400 | 5.627 | 41.7384 | 42.6403
8110 | 29196000 | 5.627 | 41.7403 | 42.6421
8111 | 29199600 | 5.6271 | 41.7421 | 42.644
8112 | 29203200 | 5.6271 | 41.7439 | 42.6458
8113 | 29206800 | 5.6271 | 41.7458 | 42.6477
8114 | 29210400 | 5.6272 | 41.7476 | 42.6495
8115 | 29214000 | 5.6272 | 41.7495 | 42.6513
8116 | 29217600 | 5.6273 | 41.7513 | 42.6532
8117 | 29221200 | 5.6273 | 41.7531 | 42.655
8118 | 29224800 | 5.6273 | 41.755 | 42.6569
8119 | 29228400 | 5.6274 | 41.7568 | 42.6587
8120 | 29232000 | 5.6274 | 41.7587 | 42.6605
8121 | 29235600 | 5.6275 | 41.7605 | 42.6624
8122 | 29239200 | 5.6275 | 41.7623 | 42.6642
8123 | 29242800 | 5.6275 | 41.7642 | 42.6661
8124 | 29246400 | 5.6276 | 41.766 | 42.6679
8125 | 29250000 | 5.6276 | 41.7678 | 42.6697
8126 | 29253600 | 5.6277 | 41.7697 | 42.6716
8127 | 29257200 | 5.6277 | 41.7715 | 42.6734
8128 | 29260800 | 5.6277 | 41.7733 | 42.6753
8129 | 29264400 | 5.6278 | 41.7752 | 42.6771
8130 | 29268000 | 5.6278 | 41.777 | 42.6789
8131 | 29271600 | 5.6279 | 41.7789 | 42.6808
8132 | 29275200 | 5.6279 | 41.7807 | 42.6826
8133 | 29278800 | 5.6279 | 41.7825 | 42.6845
8134 | 29282400 | 5.628 | 41.7844 | 42.6863
8135 | 29286000 | 5.628 | 41.7862 | 42.6881
8136 | 29289600 | 5.6281 | 41.788 | 42.69
8137 | 29293200 | 5.6281 | 41.7899 | 42.6918
8138 | 29296800 | 5.6281 | 41.7917 | 42.6937
8139 | 29300400 | 5.6282 | 41.7935 | 42.6955
8140 | 29304000 | 5.6282 | 41.7954 | 42.6973
8141 | 29307600 | 5.6283 | 41.7972 | 42.6992
8142 | 29311200 | 5.6283 | 41.799 | 42.701
8143 | 29314800 | 5.6283 | 41.8009 | 42.7028
8144 | 29318400 | 5.6284 | 41.8027 | 42.7047
8145 | 29322000 | 5.6284 | 41.8045 | 42.7065
8146 | 29325600 | 5.6285 | 41.8064 | 42.7084
8147 | 29329200 | 5.6285 | 41.8082 | 42.7102
8148 | 29332800 | 5.6285 | 41.8101 | 42.712
8149 | 29336400 | 5.6286 | 41.8119 | 42.7139
8150 | 29340000 | 5.6286 | 41.8137 | 42.7157
8151 | 29343600 | 5.6287 | 41.8156 | 42.7176
8152 | 29347200 | 5.6287 | 41.8174 | 42.7194
8153 | 29350800 | 5.6287 | 41.8192 | 42.7212
8154 | 29354400 | 5.6288 | 41.8211 | 42.7231
8155 | 29358000 | 5.6288 | 41.8229 | 42.7249
8156 | 29361600 | 5.6288 | 41.8247 | 42.7267
8157 | 29365200 | 5.6289 | 41.8266 | 42.7286
8158 | 29368800 | 5.6289 | 41.8284 | 42.7304
8159 | 29372400 | 5.629 | 41.8302 | 42.7322
8160 | 29376000 | 5.629 | 41.8321 | 42.7341
8161 | 29379600 | 5.629 | 41.8339 | 42.7359
8162 | 29383200 | 5.6291 | 41.8357 | 42.7378
8163 | 29386800 | 5.6291 | 41.8376 | 42.7396
8164 | 29390400 | 5.6292 | 41.8394 | 42.7414
8165 | 29394000 | 5.6292 | 41.8412 | 42.7433
8166 | 29397600 | 5.6292 | 41.8431 | 42.7451
8167 | 29401200 | 5.6293 | 41.8449 | 42.7469
8168 | 29404800 | 5.6293 | 41.8467 | 42.7488
8169 | 29408400 | 5.6294 | 41.8485 | 42.7506
8170 | 29412000 | 5.6294 | 41.8504 | 42.7524
8171 | 29415600 | 5.6294 | 41.8522 | 42.7543
8172 | 29419200 | 5.6295 | 41.854 | 42.7561
8173 | 29422800 | 5.6295 | 41.8559 | 42.7579
8174 | 29426400 | 5.6296 | 41.8577 | 42.7598
8175 | 29430000 | 5.6296 | 41.8595 | 42.7616
8176 | 29433600 | 5.6296 | 41.8614 | 42.7634
8177 | 29437200 | 5.6297 | 41.8632 | 42.7653
8178 | 29440800 | 5.6297 | 41.865 | 42.7671
8179 | 29444400 | 5.6298 | 41.8669 | 42.769
8180 | 29448000 | 5.6298 | 41.8687 | 42.7708
8181 | 29451600 | 5.6298 | 41.8705 | 42.7726
8182 | 29455200 | 5.6299 | 41.8724 | 42.7745
8183 | 29458800 | 5.6299 | 41.8742 | 42.7763
8184 | 29462400 | 5.6299 | 41.876 | 42.7781
8185 | 29466000 | 5.63 | 41.8778 | 42.78
8186 | 29469600 | 5.63 | 41.8797 | 42.7818
8187 | 29473200 | 5.6301 | 41.8815 | 42.7836
8188 | 29476800 | 5.6301 | 41.8833 | 42.7855
8189 | 29480400 | 5.6301 | 41.8852 | 42.7873
8190 | 29484000 | 5.6302 | 41.887 | 42.7891
8191 | 29487600 | 5.6302 | 41.8888 | 42.791
8192 | 29491200 | 5.6303 | 41.8907 | 42.7928
8193 | 29494800 | 5.6303 | 41.8925 | 42.7946
8194 | 29498400 | 5.6303 | 41.8943 | 42.7965
8195 | 29502000 | 5.6304 | 41.8961 | 42.7983
8196 | 29505600 | 5.6304 | 41.898 | 42.8001
8197 | 29509200 | 5.6305 | 41.8998 | 42.8019
8198 | 29512800 | 5.6305 | 41.9016 | 42.8038
8199 | 29516400 | 5.6305 | 41.9035 | 42.8056
8200 | 29520000 | 5.6306 | 41.9053 | 42.8074
8201 | 29523600 | 5.6306 | 41.9071 | 42.8093
8202 | 29527200 | 5.6306 | 41.9089 | 42.8111
8203 | 29530800 | 5.6307 | 41.9108 | 42.8129
8204 | 29534400 | 5.6307 | 41.9126 | 42.8148
8205 | 29538000 | 5.6308 | 41.9144 | 42.8166
8206 | 29541600 | 5.6308 | 41.9163 | 42.8184
8207 | 29545200 | 5.6308 | 41.9181 | 42.8203
8208 | 29548800 | 5.6309 | 41.9199 | 42.8221
8209 | 29552400 | 5.6309 | 41.9217 | 42.8239
8210 | 29556000 | 5.631 | 41.9236 | 42.8258
8211 | 29559600 | 5.631 | 41.9254 | 42.8276
8212 | 29563200 | 5.631 | 41.9272 | 42.8294
8213 | 29566800 | 5.6311 | 41.9291 | 42.8313
8214 | 29570400 | 5.6311 | 41.9309 | 42.8331
8215 | 29574000 | 5.6312 | 41.9327 | 42.8349
8216 | 29577600 | 5.6312 | 41.9345 | 42.8367
8217 | 29581200 | 5.6312 | 41.9364 | 42.8386
8218 | 29584800 | 5.6313 | 41.9382 | 42.8404
8219 | 29588400 | 5.6313 | 41.94 | 42.8422
8220 | 29592000 | 5.6314 | 41.9418 | 42.8441
8221 | 29595600 | 5.6314 | 41.9437 | 42.8459
8222 | 29599200 | 5.6314 | 41.9455 | 42.8477
8223 | 29602800 | 5.6315 | 41.9473 | 42.8495
8224 | 29606400 | 5.6315 | 41.9491 | 42.8514
8225 | 29610000 | 5.6315 | 41.951 | 42.8532
8226 | 29613600 | 5.6316 | 41.9528 | 42.855
8227 | 29617200 | 5.6316 | 41.9546 | 42.8569
8228 | 29620800 | 5.6317 | 41.9564 | 42.8587
8229 | 29624400 | 5.6317 | 41.9583 | 42.8605
8230 | 29628000 | 5.6317 | 41.9601 | 42.8624
8231 | 29631600 | 5.6318 | 41.9619 | 42.8642
8232 | 29635200 | 5.6318 | 41.9637 | 42.866
8233 | 29638800 | 5.6319 | 41.9656 | 42.8678
8234 | 29642400 | 5.6319 | 41.9674 | 42.8697
8235 | 29646000 | 5.6319 | 41.9692 | 42.8715
8236 | 29649600 | 5.632 | 41.971 | 42.8733
8237 | 29653200 | 5.632 | 41.9729 | 42.8752
8238 | 29656800 | 5.632 | 41.9747 | 42.877
8239 | 29660400 | 5.6321 | 41.9765 | 42.8788
8240 | 29664000 | 5.6321 | 41.9783 | 42.8806
8241 | 29667600 | 5.6322 | 41.9802 | 42.8825
8242 | 29671200 | 5.6322 | 41.982 | 42.8843
8243 | 29674800 | 5.6322 | 41.9838 | 42.8861
8244 | 29678400 | 5.6323 | 41.9856 | 42.8879
8245 | 29682000 | 5.6323 | 41.9875 | 42.8898
8246 | 29685600 | 5.6324 | 41.9893 | 42.8916
8247 | 29689200 | 5.6324 | 41.9911 | 42.8934
8248 | 29692800 | 5.6324 | 41.9929 | 42.8953
8249 | 29696400 | 5.6325 | 41.9948 | 42.8971
8250 | 29700000 | 5.6325 | 41.9966 | 42.8989
8251 | 29703600 | 5.6326 | 41.9984 | 42.9007
8252 | 29707200 | 5.6326 | 42.0002 | 42.9026
8253 | 29710800 | 5.6326 | 42.0021 | 42.9044
8254 | 29714400 | 5.6327 | 42.0039 | 42.9062
8255 | 29718000 | 5.6327 | 42.0057 | 42.908
8256 | 29721600 | 5.6327 | 42.0075 | 42.9099
8257 | 29725200 | 5.6328 | 42.0093 | 42.9117
8258 | 29728800 | 5.6328 | 42.0112 | 42.9135
8259 | 29732400 | 5.6329 | 42.013 | 42.9153
8260 | 29736000 | 5.6329 | 42.0148 | 42.9172
8261 | 29739600 | 5.6329 | 42.0166 | 42.919
8262 | 29743200 | 5.633 | 42.0185 | 42.9208
8263 | 29746800 | 5.633 | 42.0203 | 42.9226
8264 | 29750400 | 5.6331 | 42.0221 | 42.9245
8265 | 29754000 | 5.6331 | 42.0239 | 42.9263
8266 | 29757600 | 5.6331 | 42.0257 | 42.9281
8267 | 29761200 | 5.6332 | 42.0276 | 42.9299
8268 | 29764800 | 5.6332 | 42.0294 | 42.9318
8269 | 29768400 | 5.6332 | 42.0312 | 42.9336
8270 | 29772000 | 5.6333 | 42.033 | 42.9354
8271 | 29775600 | 5.6333 | 42.0348 | 42.9372
8272 | 29779200 | 5.6334 | 42.0367 | 42.9391
8273 | 29782800 | 5.6334 | 42.0385 | 42.9409
8274 | 29786400 | 5.6334 | 42.0403 | 42.9427
8275 | 29790000 | 5.6335 | 42.0421 | 42.9445
8276 | 29793600 | 5.6335 | 42.044 | 42.9464
8277 | 29797200 | 5.6336 | 42.0458 | 42.9482
8278 | 29800800 | 5.6336 | 42.0476 | 42.95
8279 | 29804400 | 5.6336 | 42.0494 | 42.9518
8280 | 29808000 | 5.6337 | 42.0512 | 42.9537
8281 | 29811600 | 5.6337 | 42.0531 | 42.9555
8282 | 29815200 | 5.6337 | 42.0549 | 42.9573
8283 | 29818800 | 5.6338 | 42.0567 | 42.9591
8284 | 29822400 | 5.6338 | 42.0585 | 42.9609
8285 | 29826000 | 5.6339 | 42.0603 | 42.9628
8286 | 29829600 | 5.6339 | 42.0622 | 42.9646
8287 | 29833200 | 5.6339 | 42.064 | 42.9664
8288 | 29836800 | 5.634 | 42.0658 | 42.9682
8289 | 29840400 | 5.634 | 42.0676 | 42.9701
8290 | 29844000 | 5.6341 | 42.0694 | 42.9719
8291 | 29847600 | 5.6341 | 42.0712 | 42.9737
8292 | 29851200 | 5.6341 | 42.0731 | 42.9755
8293 | 29854800 | 5.6342 | 42.0749 | 42.9773
8294 | 29858400 | 5.6342 | 42.0767 | 42.9792
8295 | 29862000 | 5.6342 | 42.0785 | 42.981
8296 | 29865600 | 5.6343 | 42.0803 | 42.9828
8297 | 29869200 | 5.6343 | 42.0822 | 42.9846
8298 | 29872800 | 5.6344 | 42.084 | 42.9865
8299 | 29876400 | 5.6344 | 42.0858 | 42.9883
8300 | 29880000 | 5.6344 | 42.0876 | 42.9901
8301 | 29883600 | 5.6345 | 42.0894 | 42.9919
8302 | 29887200 | 5.6345 | 42.0912 | 42.9937
8303 | 29890800 | 5.6346 | 42.0931 | 42.9956
8304 | 29894400 | 5.6346 | 42.0949 | 42.9974
8305 | 29898000 | 5.6346 | 42.0967 | 42.9992
8306 | 29901600 | 5.6347 | 42.0985 | 43.001
8307 | 29905200 | 5.6347 | 42.1003 | 43.0028
8308 | 29908800 | 5.6347 | 42.1022 | 43.0047
8309 | 29912400 | 5.6348 | 42.104 | 43.0065
8310 | 29916000 | 5.6348 | 42.1058 | 43.0083
8311 | 29919600 | 5.6349 | 42.1076 | 43.0101
8312 | 29923200 | 5.6349 | 42.1094 | 43.0119
8313 | 29926800 | 5.6349 | 42.1112 | 43.0138
8314 | 29930400 | 5.635 | 42.1131 | 43.0156
8315 | 29934000 | 5.635 | 42.1149 | 43.0174
8316 | 29937600 | 5.6351 | 42.1167 | 43.0192
8317 | 29941200 | 5.6351 | 42.1185 | 43.021
8318 | 29944800 | 5.6351 | 42.1203 | 43.0229
8319 | 29948400 | 5.6352 | 42.1221 | 43.0247
8320 | 29952000 | 5.6352 | 42.1239 | 43.0265
8321 | 29955600 | 5.6352 | 42.1258 | 43.0283
8322 | 29959200 | 5.6353 | 42.1276 | 43.0301
8323 | 29962800 | 5.6353 | 42.1294 | 43.032
8324 | 29966400 | 5.6354 | 42.1312 | 43.0338
8325 | 29970000 | 5.6354 | 42.133 | 43.0356
8326 | 29973600 | 5.6354 | 42.1348 | 43.0374
8327 | 29977200 | 5.6355 | 42.1367 | 43.0392
8328 | 29980800 | 5.6355 | 42.1385 | 43.041
8329 | 29984400 | 5.6355 | 42.1403 | 43.0429
8330 | 29988000 | 5.6356 | 42.1421 | 43.0447
8331 | 29991600 | 5.6356 | 42.1439 | 43.0465
8332 | 29995200 | 5.6357 | 42.1457 | 43.0483
8333 | 29998800 | 5.6357 | 42.1475 | 43.0501
8334 | 30002400 | 5.6357 | 42.1494 | 43.052
8335 | 30006000 | 5.6358 | 42.1512 | 43.0538
8336 | 30009600 | 5.6358 | 42.153 | 43.0556
8337 | 30013200 | 5.6359 | 42.1548 | 43.0574
8338 | 30016800 | 5.6359 | 42.1566 | 43.0592
8339 | 30020400 | 5.6359 | 42.1584 | 43.061
8340 | 30024000 | 5.636 | 42.1602 | 43.0629
8341 | 30027600 | 5.636 | 42.1621 | 43.0647
8342 | 30031200 | 5.636 | 42.1639 | 43.0665
8343 | 30034800 | 5.6361 | 42.1657 | 43.0683
8344 | 30038400 | 5.6361 | 42.1675 | 43.0701
8345 | 30042000 | 5.6362 | 42.1693 | 43.0719
8346 | 30045600 | 5.6362 | 42.1711 | 43.0738
8347 | 30049200 | 5.6362 | 42.1729 | 43.0756
8348 | 30052800 | 5.6363 | 42.1747 | 43.0774
8349 | 30056400 | 5.6363 | 42.1766 | 43.0792
8350 | 30060000 | 5.6363 | 42.1784 | 43.081
8351 | 30063600 | 5.6364 | 42.1802 | 43.0828
8352 | 30067200 | 5.6364 | 42.182 | 43.0846
8353 | 30070800 | 5.6365 | 42.1838 | 43.0865
8354 | 30074400 | 5.6365 | 42.1856 | 43.0883
8355 | 30078000 | 5.6365 | 42.1874 | 43.0901
8356 | 30081600 | 5.6366 | 42.1892 | 43.0919
8357 | 30085200 | 5.6366 | 42.1911 | 43.0937
8358 | 30088800 | 5.6367 | 42.1929 | 43.0955
8359 | 30092400 | 5.6367 | 42.1947 | 43.0974
8360 | 30096000 | 5.6367 | 42.1965 | 43.0992
8361 | 30099600 | 5.6368 | 42.1983 | 43.101
8362 | 30103200 | 5.6368 | 42.2001 | 43.1028
8363 | 30106800 | 5.6368 | 42.2019 | 43.1046
8364 | 30110400 | 5.6369 | 42.2037 | 43.1064
8365 | 30114000 | 5.6369 | 42.2056 | 43.1082
8366 | 30117600 | 5.637 | 42.2074 | 43.1101
8367 | 30121200 | 5.637 | 42.2092 | 43.1119
8368 | 30124800 | 5.637 | 42.211 | 43.1137
8369 | 30128400 | 5.6371 | 42.2128 | 43.1155
8370 | 30132000 | 5.6371 | 42.2146 | 43.1173
8371 | 30135600 | 5.6371 | 42.2164 | 43.1191
8372 | 30139200 | 5.6372 | 42.2182 | 43.1209
8373 | 30142800 | 5.6372 | 42.22 | 43.1228
8374 | 30146400 | 5.6373 | 42.2218 | 43.1246
8375 | 30150000 | 5.6373 | 42.2237 | 43.1264
8376 | 30153600 | 5.6373 | 42.2255 | 43.1282
8377 | 30157200 | 5.6374 | 42.2273 | 43.13
8378 | 30160800 | 5.6374 | 42.2291 | 43.1318
8379 | 30164400 | 5.6374 | 42.2309 | 43.1336
8380 | 30168000 | 5.6375 | 42.2327 | 43.1354
8381 | 30171600 | 5.6375 | 42.2345 | 43.1373
8382 | 30175200 | 5.6376 | 42.2363 | 43.1391
8383 | 30178800 | 5.6376 | 42.2381 | 43.1409
8384 | 30182400 | 5.6376 | 42.2399 | 43.1427
8385 | 30186000 | 5.6377 | 42.2418 | 43.1445
8386 | 30189600 | 5.6377 | 42.2436 | 43.1463
8387 | 30193200 | 5.6378 | 42.2454 | 43.1481
8388 | 30196800 | 5.6378 | 42.2472 | 43.1499
8389 | 30200400 | 5.6378 | 42.249 | 43.1518
8390 | 30204000 | 5.6379 | 42.2508 | 43.1536
8391 | 30207600 | 5.6379 | 42.2526 | 43.1554
8392 | 30211200 | 5.6379 | 42.2544 | 43.1572
8393 | 30214800 | 5.638 | 42.2562 | 43.159
8394 | 30218400 | 5.638 | 42.258 | 43.1608
8395 | 30222000 | 5.6381 | 42.2598 | 43.1626
8396 | 30225600 | 5.6381 | 42.2616 | 43.1644
8397 | 30229200 | 5.6381 | 42.2635 | 43.1662
8398 | 30232800 | 5.6382 | 42.2653 | 43.1681
8399 | 30236400 | 5.6382 | 42.2671 | 43.1699
8400 | 30240000 | 5.6382 | 42.2689 | 43.1717
8401 | 30243600 | 5.6383 | 42.2707 | 43.1735
8402 | 30247200 | 5.6383 | 42.2725 | 43.1753
8403 | 30250800 | 5.6384 | 42.2743 | 43.1771
8404 | 30254400 | 5.6384 | 42.2761 | 43.1789
8405 | 30258000 | 5.6384 | 42.2779 | 43.1807
8406 | 30261600 | 5.6385 | 42.2797 | 43.1825
8407 | 30265200 | 5.6385 | 42.2815 | 43.1843
8408 | 30268800 | 5.6385 | 42.2833 | 43.1862
8409 | 30272400 | 5.6386 | 42.2851 | 43.188
8410 | 30276000 | 5.6386 | 42.2869 | 43.1898
8411 | 30279600 | 5.6387 | 42.2887 | 43.1916
8412 | 30283200 | 5.6387 | 42.2906 | 43.1934
8413 | 30286800 | 5.6387 | 42.2924 | 43.1952
8414 | 30290400 | 5.6388 | 42.2942 | 43.197
8415 | 30294000 | 5.6388 | 42.296 | 43.1988
8416 | 30297600 | 5.6388 | 42.2978 | 43.2006
8417 | 30301200 | 5.6389 | 42.2996 | 43.2024
8418 | 30304800 | 5.6389 | 42.3014 | 43.2042
8419 | 30308400 | 5.639 | 42.3032 | 43.2061
8420 | 30312000 | 5.639 | 42.305 | 43.2079
8421 | 30315600 | 5.639 | 42.3068 | 43.2097
8422 | 30319200 | 5.6391 | 42.3086 | 43.2115
8423 | 30322800 | 5.6391 | 42.3104 | 43.2133
8424 | 30326400 | 5.6391 | 42.3122 | 43.2151
8425 | 30330000 | 5.6392 | 42.314 | 43.2169
8426 | 30333600 | 5.6392 | 42.3158 | 43.2187
8427 | 30337200 | 5.6393 | 42.3176 | 43.2205
8428 | 30340800 | 5.6393 | 42.3194 | 43.2223
8429 | 30344400 | 5.6393 | 42.3212 | 43.2241
8430 | 30348000 | 5.6394 | 42.323 | 43.2259
8431 | 30351600 | 5.6394 | 42.3249 | 43.2278
8432 | 30355200 | 5.6394 | 42.3267 | 43.2296
8433 | 30358800 | 5.6395 | 42.3285 | 43.2314
8434 | 30362400 | 5.6395 | 42.3303 | 43.2332
8435 | 30366000 | 5.6396 | 42.3321 | 43.235
8436 | 30369600 | 5.6396 | 42.3339 | 43.2368
8437 | 30373200 | 5.6396 | 42.3357 | 43.2386
8438 | 30376800 | 5.6397 | 42.3375 | 43.2404
8439 | 30380400 | 5.6397 | 42.3393 | 43.2422
8440 | 30384000 | 5.6397 | 42.3411 | 43.244
8441 | 30387600 | 5.6398 | 42.3429 | 43.2458
8442 | 30391200 | 5.6398 | 42.3447 | 43.2476
8443 | 30394800 | 5.6399 | 42.3465 | 43.2494
8444 | 30398400 | 5.6399 | 42.3483 | 43.2512
8445 | 30402000 | 5.6399 | 42.3501 | 43.253
8446 | 30405600 | 5.64 | 42.3519 | 43.2549
8447 | 30409200 | 5.64 | 42.3537 | 43.2567
8448 | 30412800 | 5.64 | 42.3555 | 43.2585
8449 | 30416400 | 5.6401 | 42.3573 | 43.2603
8450 | 30420000 | 5.6401 | 42.3591 | 43.2621
8451 | 30423600 | 5.6402 | 42.3609 | 43.2639
8452 | 30427200 | 5.6402 | 42.3627 | 43.2657
8453 | 30430800 | 5.6402 | 42.3645 | 43.2675
8454 | 30434400 | 5.6403 | 42.3663 | 43.2693
8455 | 30438000 | 5.6403 | 42.3681 | 43.2711
8456 | 30441600 | 5.6403 | 42.3699 | 43.2729
8457 | 30445200 | 5.6404 | 42.3717 | 43.2747
8458 | 30448800 | 5.6404 | 42.3735 | 43.2765
8459 | 30452400 | 5.6405 | 42.3753 | 43.2783
8460 | 30456000 | 5.6405 | 42.3771 | 43.2801
8461 | 30459600 | 5.6405 | 42.3789 | 43.2819
8462 | 30463200 | 5.6406 | 42.3807 | 43.2837
8463 | 30466800 | 5.6406 | 42.3825 | 43.2855
8464 | 30470400 | 5.6406 | 42.3843 | 43.2873
8465 | 30474000 | 5.6407 | 42.3861 | 43.2891
8466 | 30477600 | 5.6407 | 42.3879 | 43.2909
8467 | 30481200 | 5.6407 | 42.3897 | 43.2927
8468 | 30484800 | 5.6408 | 42.3915 | 43.2946
8469 | 30488400 | 5.6408 | 42.3933 | 43.2964
8470 | 30492000 | 5.6409 | 42.3951 | 43.2982
8471 | 30495600 | 5.6409 | 42.3969 | 43.3
8472 | 30499200 | 5.6409 | 42.3987 | 43.3018
8473 | 30502800 | 5.641 | 42.4005 | 43.3036
8474 | 30506400 | 5.641 | 42.4023 | 43.3054
8475 | 30510000 | 5.641 | 42.4041 | 43.3072
8476 | 30513600 | 5.6411 | 42.4059 | 43.309
8477 | 30517200 | 5.6411 | 42.4077 | 43.3108
8478 | 30520800 | 5.6412 | 42.4095 | 43.3126
8479 | 30524400 | 5.6412 | 42.4113 | 43.3144
8480 | 30528000 | 5.6412 | 42.4131 | 43.3162
8481 | 30531600 | 5.6413 | 42.4149 | 43.318
8482 | 30535200 | 5.6413 | 42.4167 | 43.3198
8483 | 30538800 | 5.6413 | 42.4185 | 43.3216
8484 | 30542400 | 5.6414 | 42.4203 | 43.3234
8485 | 30546000 | 5.6414 | 42.4221 | 43.3252
8486 | 30549600 | 5.6415 | 42.4239 | 43.327
8487 | 30553200 | 5.6415 | 42.4257 | 43.3288
8488 | 30556800 | 5.6415 | 42.4275 | 43.3306
8489 | 30560400 | 5.6416 | 42.4293 | 43.3324
8490 | 30564000 | 5.6416 | 42.4311 | 43.3342
8491 | 30567600 | 5.6416 | 42.4329 | 43.336
8492 | 30571200 | 5.6417 | 42.4347 | 43.3378
8493 | 30574800 | 5.6417 | 42.4365 | 43.3396
8494 | 30578400 | 5.6418 | 42.4383 | 43.3414
8495 | 30582000 | 5.6418 | 42.4401 | 43.3432
8496 | 30585600 | 5.6418 | 42.4419 | 43.345
8497 | 30589200 | 5.6419 | 42.4437 | 43.3468
8498 | 30592800 | 5.6419 | 42.4455 | 43.3486
8499 | 30596400 | 5.6419 | 42.4473 | 43.3504
8500 | 30600000 | 5.642 | 42.4491 | 43.3522
8501 | 30603600 | 5.642 | 42.4509 | 43.354
8502 | 30607200 | 5.642 | 42.4527 | 43.3558
8503 | 30610800 | 5.6421 | 42.4545 | 43.3576
8504 | 30614400 | 5.6421 | 42.4563 | 43.3594
8505 | 30618000 | 5.6422 | 42.4581 | 43.3612
8506 | 30621600 | 5.6422 | 42.4599 | 43.363
8507 | 30625200 | 5.6422 | 42.4617 | 43.3648
8508 | 30628800 | 5.6423 | 42.4635 | 43.3666
8509 | 30632400 | 5.6423 | 42.4653 | 43.3684
8510 | 30636000 | 5.6423 | 42.4671 | 43.3702
8511 | 30639600 | 5.6424 | 42.4689 | 43.372
8512 | 30643200 | 5.6424 | 42.4706 | 43.3738
8513 | 30646800 | 5.6425 | 42.4724 | 43.3756
8514 | 30650400 | 5.6425 | 42.4742 | 43.3774
8515 | 30654000 | 5.6425 | 42.476 | 43.3792
8516 | 30657600 | 5.6426 | 42.4778 | 43.381
8517 | 30661200 | 5.6426 | 42.4796 | 43.3828
8518 | 30664800 | 5.6426 | 42.4814 | 43.3846
8519 | 30668400 | 5.6427 | 42.4832 | 43.3864
8520 | 30672000 | 5.6427 | 42.485 | 43.3882
8521 | 30675600 | 5.6428 | 42.4868 | 43.39
8522 | 30679200 | 5.6428 | 42.4886 | 43.3918
8523 | 30682800 | 5.6428 | 42.4904 | 43.3936
8524 | 30686400 | 5.6429 | 42.4922 | 43.3954
8525 | 30690000 | 5.6429 | 42.494 | 43.3972
8526 | 30693600 | 5.6429 | 42.4958 | 43.399
8527 | 30697200 | 5.643 | 42.4976 | 43.4008
8528 | 30700800 | 5.643 | 42.4994 | 43.4026
8529 | 30704400 | 5.643 | 42.5012 | 43.4044
8530 | 30708000 | 5.6431 | 42.503 | 43.4062
8531 | 30711600 | 5.6431 | 42.5048 | 43.408
8532 | 30715200 | 5.6432 | 42.5065 | 43.4098
8533 | 30718800 | 5.6432 | 42.5083 | 43.4116
8534 | 30722400 | 5.6432 | 42.5101 | 43.4134
8535 | 30726000 | 5.6433 | 42.5119 | 43.4152
8536 | 30729600 | 5.6433 | 42.5137 | 43.4169
8537 | 30733200 | 5.6433 | 42.5155 | 43.4187
8538 | 30736800 | 5.6434 | 42.5173 | 43.4205
8539 | 30740400 | 5.6434 | 42.5191 | 43.4223
8540 | 30744000 | 5.6435 | 42.5209 | 43.4241
8541 | 30747600 | 5.6435 | 42.5227 | 43.4259
8542 | 30751200 | 5.6435 | 42.5245 | 43.4277
8543 | 30754800 | 5.6436 | 42.5263 | 43.4295
8544 | 30758400 | 5.6436 | 42.5281 | 43.4313
8545 | 30762000 | 5.6436 | 42.5299 | 43.4331
8546 | 30765600 | 5.6437 | 42.5316 | 43.4349
8547 | 30769200 | 5.6437 | 42.5334 | 43.4367
8548 | 30772800 | 5.6437 | 42.5352 | 43.4385
8549 | 30776400 | 5.6438 | 42.537 | 43.4403
8550 | 30780000 | 5.6438 | 42.5388 | 43.4421
8551 | 30783600 | 5.6439 | 42.5406 | 43.4439
8552 | 30787200 | 5.6439 | 42.5424 | 43.4457
8553 | 30790800 | 5.6439 | 42.5442 | 43.4475
8554 | 30794400 | 5.644 | 42.546 | 43.4493
8555 | 30798000 | 5.644 | 42.5478 | 43.4511
8556 | 30801600 | 5.644 | 42.5496 | 43.4529
8557 | 30805200 | 5.6441 | 42.5514 | 43.4546
8558 | 30808800 | 5.6441 | 42.5531 | 43.4564
8559 | 30812400 | 5.6441 | 42.5549 | 43.4582
8560 | 30816000 | 5.6442 | 42.5567 | 43.46
8561 | 30819600 | 5.6442 | 42.5585 | 43.4618
8562 | 30823200 | 5.6443 | 42.5603 | 43.4636
8563 | 30826800 | 5.6443 | 42.5621 | 43.4654
8564 | 30830400 | 5.6443 | 42.5639 | 43.4672
8565 | 30834000 | 5.6444 | 42.5657 | 43.469
8566 | 30837600 | 5.6444 | 42.5675 | 43.4708
8567 | 30841200 | 5.6444 | 42.5693 | 43.4726
8568 | 30844800 | 5.6445 | 42.5711 | 43.4744
8569 | 30848400 | 5.6445 | 42.5728 | 43.4762
8570 | 30852000 | 5.6446 | 42.5746 | 43.478
8571 | 30855600 | 5.6446 | 42.5764 | 43.4798
8572 | 30859200 | 5.6446 | 42.5782 | 43.4816
8573 | 30862800 | 5.6447 | 42.58 | 43.4833
8574 | 30866400 | 5.6447 | 42.5818 | 43.4851
8575 | 30870000 | 5.6447 | 42.5836 | 43.4869
8576 | 30873600 | 5.6448 | 42.5854 | 43.4887
8577 | 30877200 | 5.6448 | 42.5872 | 43.4905
8578 | 30880800 | 5.6448 | 42.5889 | 43.4923
8579 | 30884400 | 5.6449 | 42.5907 | 43.4941
8580 | 30888000 | 5.6449 | 42.5925 | 43.4959
8581 | 30891600 | 5.645 | 42.5943 | 43.4977
8582 | 30895200 | 5.645 | 42.5961 | 43.4995
8583 | 30898800 | 5.645 | 42.5979 | 43.5013
8584 | 30902400 | 5.6451 | 42.5997 | 43.5031
8585 | 30906000 | 5.6451 | 42.6015 | 43.5048
8586 | 30909600 | 5.6451 | 42.6033 | 43.5066
8587 | 30913200 | 5.6452 | 42.605 | 43.5084
8588 | 30916800 | 5.6452 | 42.6068 | 43.5102
8589 | 30920400 | 5.6452 | 42.6086 | 43.512
8590 | 30924000 | 5.6453 | 42.6104 | 43.5138
8591 | 30927600 | 5.6453 | 42.6122 | 43.5156
8592 | 30931200 | 5.6454 | 42.614 | 43.5174
8593 | 30934800 | 5.6454 | 42.6158 | 43.5192
8594 | 30938400 | 5.6454 | 42.6176 | 43.521
8595 | 30942000 | 5.6455 | 42.6193 | 43.5228
8596 | 30945600 | 5.6455 | 42.6211 | 43.5245
8597 | 30949200 | 5.6455 | 42.6229 | 43.5263
8598 | 30952800 | 5.6456 | 42.6247 | 43.5281
8599 | 30956400 | 5.6456 | 42.6265 | 43.5299
8600 | 30960000 | 5.6456 | 42.6283 | 43.5317
8601 | 30963600 | 5.6457 | 42.6301 | 43.5335
8602 | 30967200 | 5.6457 | 42.6319 | 43.5353
8603 | 30970800 | 5.6458 | 42.6336 | 43.5371
8604 | 30974400 | 5.6458 | 42.6354 | 43.5389
8605 | 30978000 | 5.6458 | 42.6372 | 43.5407
8606 | 30981600 | 5.6459 | 42.639 | 43.5424
8607 | 30985200 | 5.6459 | 42.6408 | 43.5442
8608 | 30988800 | 5.6459 | 42.6426 | 43.546
8609 | 30992400 | 5.646 | 42.6444 | 43.5478
8610 | 30996000 | 5.646 | 42.6461 | 43.5496
8611 | 30999600 | 5.646 | 42.6479 | 43.5514
8612 | 31003200 | 5.6461 | 42.6497 | 43.5532
8613 | 31006800 | 5.6461 | 42.6515 | 43.555
8614 | 31010400 | 5.6462 | 42.6533 | 43.5568
8615 | 31014000 | 5.6462 | 42.6551 | 43.5585
8616 | 31017600 | 5.6462 | 42.6569 | 43.5603
8617 | 31021200 | 5.6463 | 42.6586 | 43.5621
8618 | 31024800 | 5.6463 | 42.6604 | 43.5639
8619 | 31028400 | 5.6463 | 42.6622 | 43.5657
8620 | 31032000 | 5.6464 | 42.664 | 43.5675
8621 | 31035600 | 5.6464 | 42.6658 | 43.5693
8622 | 31039200 | 5.6464 | 42.6676 | 43.5711
8623 | 31042800 | 5.6465 | 42.6694 | 43.5729
8624 | 31046400 | 5.6465 | 42.6711 | 43.5746
8625 | 31050000 | 5.6466 | 42.6729 | 43.5764
8626 | 31053600 | 5.6466 | 42.6747 | 43.5782
8627 | 31057200 | 5.6466 | 42.6765 | 43.58
8628 | 31060800 | 5.6467 | 42.6783 | 43.5818
8629 | 31064400 | 5.6467 | 42.6801 | 43.5836
8630 | 31068000 | 5.6467 | 42.6818 | 43.5854
8631 | 31071600 | 5.6468 | 42.6836 | 43.5871
8632 | 31075200 | 5.6468 | 42.6854 | 43.5889
8633 | 31078800 | 5.6468 | 42.6872 | 43.5907
8634 | 31082400 | 5.6469 | 42.689 | 43.5925
8635 | 31086000 | 5.6469 | 42.6908 | 43.5943
8636 | 31089600 | 5.647 | 42.6925 | 43.5961
8637 | 31093200 | 5.647 | 42.6943 | 43.5979
8638 | 31096800 | 5.647 | 42.6961 | 43.5997
8639 | 31100400 | 5.6471 | 42.6979 | 43.6014
8640 | 31104000 | 5.6471 | 42.6997 | 43.6032
8641 | 31107600 | 5.6471 | 42.7015 | 43.605
8642 | 31111200 | 5.6472 | 42.7032 | 43.6068
8643 | 31114800 | 5.6472 | 42.705 | 43.6086
8644 | 31118400 | 5.6472 | 42.7068 | 43.6104
8645 | 31122000 | 5.6473 | 42.7086 | 43.6122
8646 | 31125600 | 5.6473 | 42.7104 | 43.6139
8647 | 31129200 | 5.6473 | 42.7122 | 43.6157
8648 | 31132800 | 5.6474 | 42.7139 | 43.6175
8649 | 31136400 | 5.6474 | 42.7157 | 43.6193
8650 | 31140000 | 5.6475 | 42.7175 | 43.6211
8651 | 31143600 | 5.6475 | 42.7193 | 43.6229
8652 | 31147200 | 5.6475 | 42.7211 | 43.6246
8653 | 31150800 | 5.6476 | 42.7228 | 43.6264
8654 | 31154400 | 5.6476 | 42.7246 | 43.6282
8655 | 31158000 | 5.6476 | 42.7264 | 43.63
8656 | 31161600 | 5.6477 | 42.7282 | 43.6318
8657 | 31165200 | 5.6477 | 42.73 | 43.6336
8658 | 31168800 | 5.6477 | 42.7318 | 43.6354
8659 | 31172400 | 5.6478 | 42.7335 | 43.6371
8660 | 31176000 | 5.6478 | 42.7353 | 43.6389
8661 | 31179600 | 5.6479 | 42.7371 | 43.6407
8662 | 31183200 | 5.6479 | 42.7389 | 43.6425
8663 | 31186800 | 5.6479 | 42.7407 | 43.6443
8664 | 31190400 | 5.648 | 42.7424 | 43.6461
8665 | 31194000 | 5.648 | 42.7442 | 43.6478
8666 | 31197600 | 5.648 | 42.746 | 43.6496
8667 | 31201200 | 5.6481 | 42.7478 | 43.6514
8668 | 31204800 | 5.6481 | 42.7496 | 43.6532
8669 | 31208400 | 5.6481 | 42.7513 | 43.655
8670 | 31212000 | 5.6482 | 42.7531 | 43.6568
8671 | 31215600 | 5.6482 | 42.7549 | 43.6585
8672 | 31219200 | 5.6482 | 42.7567 | 43.6603
8673 | 31222800 | 5.6483 | 42.7585 | 43.6621
8674 | 31226400 | 5.6483 | 42.7602 | 43.6639
8675 | 31230000 | 5.6484 | 42.762 | 43.6657
8676 | 31233600 | 5.6484 | 42.7638 | 43.6675
8677 | 31237200 | 5.6484 | 42.7656 | 43.6692
8678 | 31240800 | 5.6485 | 42.7674 | 43.671
8679 | 31244400 | 5.6485 | 42.7691 | 43.6728
8680 | 31248000 | 5.6485 | 42.7709 | 43.6746
8681 | 31251600 | 5.6486 | 42.7727 | 43.6764
8682 | 31255200 | 5.6486 | 42.7745 | 43.6781
8683 | 31258800 | 5.6486 | 42.7762 | 43.6799
8684 | 31262400 | 5.6487 | 42.778 | 43.6817
8685 | 31266000 | 5.6487 | 42.7798 | 43.6835
8686 | 31269600 | 5.6488 | 42.7816 | 43.6853
8687 | 31273200 | 5.6488 | 42.7834 | 43.6871
8688 | 31276800 | 5.6488 | 42.7851 | 43.6888
8689 | 31280400 | 5.6489 | 42.7869 | 43.6906
8690 | 31284000 | 5.6489 | 42.7887 | 43.6924
8691 | 31287600 | 5.6489 | 42.7905 | 43.6942
8692 | 31291200 | 5.649 | 42.7923 | 43.696
8693 | 31294800 | 5.649 | 42.794 | 43.6977
8694 | 31298400 | 5.649 | 42.7958 | 43.6995
8695 | 31302000 | 5.6491 | 42.7976 | 43.7013
8696 | 31305600 | 5.6491 | 42.7994 | 43.7031
8697 | 31309200 | 5.6491 | 42.8011 | 43.7049
8698 | 31312800 | 5.6492 | 42.8029 | 43.7066
8699 | 31316400 | 5.6492 | 42.8047 | 43.7084
8700 | 31320000 | 5.6493 | 42.8065 | 43.7102
8701 | 31323600 | 5.6493 | 42.8082 | 43.712
8702 | 31327200 | 5.6493 | 42.81 | 43.7138
8703 | 31330800 | 5.6494 | 42.8118 | 43.7155
8704 | 31334400 | 5.6494 | 42.8136 | 43.7173
8705 | 31338000 | 5.6494 | 42.8154 | 43.7191
8706 | 31341600 | 5.6495 | 42.8171 | 43.7209
8707 | 31345200 | 5.6495 | 42.8189 | 43.7227
8708 | 31348800 | 5.6495 | 42.8207 | 43.7244
8709 | 31352400 | 5.6496 | 42.8225 | 43.7262
8710 | 31356000 | 5.6496 | 42.8242 | 43.728
8711 | 31359600 | 5.6496 | 42.826 | 43.7298
8712 | 31363200 | 5.6497 | 42.8278 | 43.7315
8713 | 31366800 | 5.6497 | 42.8296 | 43.7333
8714 | 31370400 | 5.6498 | 42.8313 | 43.7351
8715 | 31374000 | 5.6498 | 42.8331 | 43.7369
8716 | 31377600 | 5.6498 | 42.8349 | 43.7387
8717 | 31381200 | 5.6499 | 42.8367 | 43.7404
8718 | 31384800 | 5.6499 | 42.8384 | 43.7422
8719 | 31388400 | 5.6499 | 42.8402 | 43.744
8720 | 31392000 | 5.65 | 42.842 | 43.7458
8721 | 31395600 | 5.65 | 42.8438 | 43.7476
8722 | 31399200 | 5.65 | 42.8455 | 43.7493
8723 | 31402800 | 5.6501 | 42.8473 | 43.7511
8724 | 31406400 | 5.6501 | 42.8491 | 43.7529
8725 | 31410000 | 5.6501 | 42.8509 | 43.7547
8726 | 31413600 | 5.6502 | 42.8526 | 43.7564
8727 | 31417200 | 5.6502 | 42.8544 | 43.7582
8728 | 31420800 | 5.6503 | 42.8562 | 43.76
8729 | 31424400 | 5.6503 | 42.858 | 43.7618
8730 | 31428000 | 5.6503 | 42.8597 | 43.7635
8731 | 31431600 | 5.6504 | 42.8615 | 43.7653
8732 | 31435200 | 5.6504 | 42.8633 | 43.7671
8733 | 31438800 | 5.6504 | 42.8651 | 43.7689
8734 | 31442400 | 5.6505 | 42.8668 | 43.7707
8735 | 31446000 | 5.6505 | 42.8686 | 43.7724
8736 | 31449600 | 5.6505 | 42.8704 | 43.7742
8737 | 31453200 | 5.6506 | 42.8721 | 43.776
8738 | 31456800 | 5.6506 | 42.8739 | 43.7778
8739 | 31460400 | 5.6506 | 42.8757 | 43.7795
8740 | 31464000 | 5.6507 | 42.8775 | 43.7813
8741 | 31467600 | 5.6507 | 42.8792 | 43.7831
8742 | 31471200 | 5.6508 | 42.881 | 43.7849
8743 | 31474800 | 5.6508 | 42.8828 | 43.7866
8744 | 31478400 | 5.6508 | 42.8846 | 43.7884
8745 | 31482000 | 5.6509 | 42.8863 | 43.7902
8746 | 31485600 | 5.6509 | 42.8881 | 43.792
8747 | 31489200 | 5.6509 | 42.8899 | 43.7937
8748 | 31492800 | 5.651 | 42.8916 | 43.7955
8749 | 31496400 | 5.651 | 42.8934 | 43.7973
8750 | 31500000 | 5.651 | 42.8952 | 43.7991
8751 | 31503600 | 5.6511 | 42.897 | 43.8008
8752 | 31507200 | 5.6511 | 42.8987 | 43.8026
8753 | 31510800 | 5.6511 | 42.9005 | 43.8044
8754 | 31514400 | 5.6512 | 42.9023 | 43.8062
8755 | 31518000 | 5.6512 | 42.904 | 43.8079
8756 | 31521600 | 5.6512 | 42.9058 | 43.8097
8757 | 31525200 | 5.6513 | 42.9076 | 43.8115
8758 | 31528800 | 5.6513 | 42.9094 | 43.8133
8759 | 31532400 | 5.6514 | 42.9111 | 43.815
8760 | 31536000 | 5.6514 | 42.9129 | 43.8168
8761 | 31539600 | 5.6514 | 42.9147 | 43.8186
8762 | 31543200 | 5.6515 | 42.9164 | 43.8204
8763 | 31546800 | 5.6515 | 42.9182 | 43.8221
8764 | 31550400 | 5.6515 | 42.92 | 43.8239
8765 | 31554000 | 5.6516 | 42.9218 | 43.8257
8766 | 31557600 | 5.6516 | 42.9235 | 43.8275
8767 | 31561200 | 5.6516 | 42.9253 | 43.8292
8768 | 31564800 | 5.6517 | 42.9271 | 43.831
8769 | 31568400 | 5.6517 | 42.9288 | 43.8328
8770 | 31572000 | 5.6517 | 42.9306 | 43.8345
8771 | 31575600 | 5.6518 | 42.9324 | 43.8363
8772 | 31579200 | 5.6518 | 42.9341 | 43.8381
8773 | 31582800 | 5.6518 | 42.9359 | 43.8399
8774 | 31586400 | 5.6519 | 42.9377 | 43.8416
8775 | 31590000 | 5.6519 | 42.9395 | 43.8434
8776 | 31593600 | 5.652 | 42.9412 | 43.8452
8777 | 31597200 | 5.652 | 42.943 | 43.847
8778 | 31600800 | 5.652 | 42.9448 | 43.8487
8779 | 31604400 | 5.6521 | 42.9465 | 43.8505
8780 | 31608000 | 5.6521 | 42.9483 | 43.8523
8781 | 31611600 | 5.6521 | 42.9501 | 43.854
8782 | 31615200 | 5.6522 | 42.9518 | 43.8558
8783 | 31618800 | 5.6522 | 42.9536 | 43.8576
8784 | 31622400 | 5.6522 | 42.9554 | 43.8594

## s=0.8m
Temp (initial) |  | 16 | ℃ | Soil | Themal Conductivity (λ) | 1 | W/(m.k)
Diameter (D) |  | 0.025 | m |  | Density (ρ) | 2000 | kg/(m^3)
Clear Cover (c) |  | 0.075 | m |  | Heat Capacity/Specific Heat (Cp) | 800 | J/(kg.K)
Cover (r+cover) |  | 0.0875 | m |  | Themal Diffusivity (α) | 6.25e-07 | (m^2)/s
Wall Thickness |  | 0.8 | m | Concrete | Themal Conductivity (λ) | 1 | W/(m.k)
Pipe Spacing |  | 0.8 | m |  | Density (ρ) | 2000 | kg/(m^3)
Heat Flux (Qeq) Wall |  | 6.2832 | W/(m^2) |  | Heat Capacity/Specific Heat (Cp) | 800 | J/(kg.K) | O
Heat Flux (Q0) Pipe |  | 64 | W/(m^2) |  | Themal Diffusivity (α) | 6.25e-07 | (m^2)/s
Total Time (Tf) |  | 366 | D
| Sec | Hr
time-step | 3600 | 1
COMSOL
Insert Comsol Data
t(hr) | t(sec) | qw | Tw(C)_s800_W800 | Tp(C)
0 | 0 | 9.0128e-06 | 16 | 16.3685
1 | 3600 | 0.53796 | 16.0255 | 17.4273
2 | 7200 | 1.0053 | 16.0603 | 17.6312
3 | 10800 | 1.3623 | 16.0966 | 17.8109
4 | 14400 | 1.5801 | 16.1312 | 17.9368
5 | 18000 | 1.7311 | 16.1637 | 18.0291
6 | 21600 | 1.8448 | 16.1943 | 18.1024
7 | 25200 | 1.935 | 16.2231 | 18.1642
8 | 28800 | 2.0089 | 16.2504 | 18.218
9 | 32400 | 2.0725 | 16.2767 | 18.2666
10 | 36000 | 2.1274 | 16.3019 | 18.3103
11 | 39600 | 2.1748 | 16.3261 | 18.3498
12 | 43200 | 2.2158 | 16.3494 | 18.3857
13 | 46800 | 2.2519 | 16.3717 | 18.4186
14 | 50400 | 2.2839 | 16.3934 | 18.4491
15 | 54000 | 2.3127 | 16.4143 | 18.4775
16 | 57600 | 2.3386 | 16.4346 | 18.5041
17 | 61200 | 2.3622 | 16.4543 | 18.5292
18 | 64800 | 2.3839 | 16.4735 | 18.553
19 | 68400 | 2.4037 | 16.4923 | 18.5757
20 | 72000 | 2.4221 | 16.5105 | 18.5973
21 | 75600 | 2.4392 | 16.5284 | 18.6181
22 | 79200 | 2.4551 | 16.5458 | 18.6382
23 | 82800 | 2.4699 | 16.5629 | 18.6575
24 | 86400 | 2.4838 | 16.5797 | 18.6762
25 | 90000 | 2.4969 | 16.5961 | 18.6943
26 | 93600 | 2.5093 | 16.6122 | 18.7119
27 | 97200 | 2.5209 | 16.6281 | 18.7291
28 | 100800 | 2.532 | 16.6436 | 18.7458
29 | 104400 | 2.5424 | 16.6589 | 18.7622
30 | 108000 | 2.5524 | 16.674 | 18.7782
31 | 111600 | 2.5619 | 16.6888 | 18.7939
32 | 115200 | 2.5709 | 16.7034 | 18.8092
33 | 118800 | 2.5796 | 16.7178 | 18.8243
34 | 122400 | 2.5879 | 16.7319 | 18.8391
35 | 126000 | 2.5959 | 16.7459 | 18.8536
36 | 129600 | 2.6035 | 16.7597 | 18.868
37 | 133200 | 2.6109 | 16.7733 | 18.8821
38 | 136800 | 2.618 | 16.7868 | 18.896
39 | 140400 | 2.6248 | 16.8 | 18.9097
40 | 144000 | 2.6314 | 16.8131 | 18.9232
41 | 147600 | 2.6378 | 16.8261 | 18.9365
42 | 151200 | 2.6441 | 16.8389 | 18.9497
43 | 154800 | 2.6501 | 16.8516 | 18.9627
44 | 158400 | 2.656 | 16.8641 | 18.9756
45 | 162000 | 2.6617 | 16.8765 | 18.9883
46 | 165600 | 2.6672 | 16.8888 | 19.0009
47 | 169200 | 2.6727 | 16.901 | 19.0134
48 | 172800 | 2.678 | 16.913 | 19.0257
49 | 176400 | 2.6832 | 16.9249 | 19.0379
50 | 180000 | 2.6882 | 16.9368 | 19.05
51 | 183600 | 2.6932 | 16.9485 | 19.0619
52 | 187200 | 2.6981 | 16.9601 | 19.0738
53 | 190800 | 2.7029 | 16.9716 | 19.0856
54 | 194400 | 2.7077 | 16.983 | 19.0972
55 | 198000 | 2.7123 | 16.9943 | 19.1088
56 | 201600 | 2.7169 | 17.0055 | 19.1203
57 | 205200 | 2.7214 | 17.0167 | 19.1317
58 | 208800 | 2.7259 | 17.0277 | 19.143
59 | 212400 | 2.7303 | 17.0387 | 19.1542
60 | 216000 | 2.7347 | 17.0496 | 19.1654
61 | 219600 | 2.739 | 17.0604 | 19.1764
62 | 223200 | 2.7433 | 17.0712 | 19.1874
63 | 226800 | 2.7475 | 17.0818 | 19.1983
64 | 230400 | 2.7517 | 17.0924 | 19.2092
65 | 234000 | 2.7559 | 17.103 | 19.22
66 | 237600 | 2.76 | 17.1134 | 19.2307
67 | 241200 | 2.7641 | 17.1238 | 19.2413
68 | 244800 | 2.7682 | 17.1342 | 19.2519
69 | 248400 | 2.7722 | 17.1445 | 19.2624
70 | 252000 | 2.7763 | 17.1547 | 19.2729
71 | 255600 | 2.7803 | 17.1649 | 19.2833
72 | 259200 | 2.7843 | 17.175 | 19.2937
73 | 262800 | 2.7883 | 17.185 | 19.304
74 | 266400 | 2.7923 | 17.195 | 19.3143
75 | 270000 | 2.7962 | 17.205 | 19.3245
76 | 273600 | 2.8002 | 17.2149 | 19.3346
77 | 277200 | 2.8041 | 17.2247 | 19.3447
78 | 280800 | 2.808 | 17.2345 | 19.3548
79 | 284400 | 2.8119 | 17.2443 | 19.3648
80 | 288000 | 2.8158 | 17.254 | 19.3748
81 | 291600 | 2.8197 | 17.2637 | 19.3847
82 | 295200 | 2.8236 | 17.2733 | 19.3946
83 | 298800 | 2.8275 | 17.2829 | 19.4045
84 | 302400 | 2.8314 | 17.2924 | 19.4143
85 | 306000 | 2.8352 | 17.3019 | 19.4241
86 | 309600 | 2.8391 | 17.3114 | 19.4338
87 | 313200 | 2.843 | 17.3208 | 19.4435
88 | 316800 | 2.8468 | 17.3302 | 19.4532
89 | 320400 | 2.8507 | 17.3396 | 19.4628
90 | 324000 | 2.8546 | 17.3489 | 19.4724
91 | 327600 | 2.8584 | 17.3582 | 19.482
92 | 331200 | 2.8623 | 17.3674 | 19.4915
93 | 334800 | 2.8661 | 17.3766 | 19.501
94 | 338400 | 2.87 | 17.3858 | 19.5105
95 | 342000 | 2.8738 | 17.395 | 19.5199
96 | 345600 | 2.8776 | 17.4041 | 19.5293
97 | 349200 | 2.8815 | 17.4132 | 19.5387
98 | 352800 | 2.8853 | 17.4223 | 19.548
99 | 356400 | 2.8892 | 17.4313 | 19.5574
100 | 360000 | 2.893 | 17.4403 | 19.5667
101 | 363600 | 2.8969 | 17.4493 | 19.5759
102 | 367200 | 2.9007 | 17.4583 | 19.5852
103 | 370800 | 2.9045 | 17.4672 | 19.5944
104 | 374400 | 2.9084 | 17.4761 | 19.6036
105 | 378000 | 2.9122 | 17.485 | 19.6128
106 | 381600 | 2.916 | 17.4938 | 19.6219
107 | 385200 | 2.9199 | 17.5027 | 19.6311
108 | 388800 | 2.9237 | 17.5115 | 19.6402
109 | 392400 | 2.9275 | 17.5203 | 19.6492
110 | 396000 | 2.9314 | 17.529 | 19.6583
111 | 399600 | 2.9352 | 17.5378 | 19.6673
112 | 403200 | 2.939 | 17.5465 | 19.6763
113 | 406800 | 2.9429 | 17.5552 | 19.6853
114 | 410400 | 2.9467 | 17.5638 | 19.6943
115 | 414000 | 2.9505 | 17.5725 | 19.7032
116 | 417600 | 2.9543 | 17.5811 | 19.7122
117 | 421200 | 2.9581 | 17.5897 | 19.7211
118 | 424800 | 2.962 | 17.5983 | 19.73
119 | 428400 | 2.9658 | 17.6069 | 19.7389
120 | 432000 | 2.9696 | 17.6154 | 19.7477
121 | 435600 | 2.9734 | 17.624 | 19.7565
122 | 439200 | 2.9772 | 17.6325 | 19.7654
123 | 442800 | 2.981 | 17.641 | 19.7742
124 | 446400 | 2.9848 | 17.6495 | 19.7829
125 | 450000 | 2.9886 | 17.6579 | 19.7917
126 | 453600 | 2.9924 | 17.6664 | 19.8005
127 | 457200 | 2.9962 | 17.6748 | 19.8092
128 | 460800 | 3 | 17.6832 | 19.8179
129 | 464400 | 3.0038 | 17.6916 | 19.8266
130 | 468000 | 3.0076 | 17.7 | 19.8353
131 | 471600 | 3.0114 | 17.7083 | 19.8439
132 | 475200 | 3.0152 | 17.7167 | 19.8526
133 | 478800 | 3.019 | 17.725 | 19.8612
134 | 482400 | 3.0228 | 17.7333 | 19.8698
135 | 486000 | 3.0265 | 17.7416 | 19.8784
136 | 489600 | 3.0303 | 17.7499 | 19.887
137 | 493200 | 3.0341 | 17.7582 | 19.8956
138 | 496800 | 3.0378 | 17.7664 | 19.9042
139 | 500400 | 3.0416 | 17.7747 | 19.9127
140 | 504000 | 3.0454 | 17.7829 | 19.9212
141 | 507600 | 3.0491 | 17.7911 | 19.9298
142 | 511200 | 3.0528 | 17.7993 | 19.9383
143 | 514800 | 3.0566 | 17.8075 | 19.9467
144 | 518400 | 3.0603 | 17.8157 | 19.9552
145 | 522000 | 3.0641 | 17.8238 | 19.9637
146 | 525600 | 3.0678 | 17.832 | 19.9721
147 | 529200 | 3.0715 | 17.8401 | 19.9806
148 | 532800 | 3.0752 | 17.8482 | 19.989
149 | 536400 | 3.0789 | 17.8563 | 19.9974
150 | 540000 | 3.0827 | 17.8644 | 20.0058
151 | 543600 | 3.0864 | 17.8725 | 20.0142
152 | 547200 | 3.0901 | 17.8805 | 20.0225
153 | 550800 | 3.0938 | 17.8886 | 20.0309
154 | 554400 | 3.0974 | 17.8966 | 20.0392
155 | 558000 | 3.1011 | 17.9047 | 20.0476
156 | 561600 | 3.1048 | 17.9127 | 20.0559
157 | 565200 | 3.1085 | 17.9207 | 20.0642
158 | 568800 | 3.1121 | 17.9287 | 20.0725
159 | 572400 | 3.1158 | 17.9367 | 20.0808
160 | 576000 | 3.1195 | 17.9447 | 20.0891
161 | 579600 | 3.1231 | 17.9526 | 20.0973
162 | 583200 | 3.1267 | 17.9606 | 20.1056
163 | 586800 | 3.1304 | 17.9685 | 20.1138
164 | 590400 | 3.134 | 17.9764 | 20.1221
165 | 594000 | 3.1376 | 17.9844 | 20.1303
166 | 597600 | 3.1413 | 17.9923 | 20.1385
167 | 601200 | 3.1449 | 18.0002 | 20.1467
168 | 604800 | 3.1485 | 18.0081 | 20.1549
169 | 608400 | 3.1521 | 18.0159 | 20.163
170 | 612000 | 3.1557 | 18.0238 | 20.1712
171 | 615600 | 3.1592 | 18.0317 | 20.1794
172 | 619200 | 3.1628 | 18.0395 | 20.1875
173 | 622800 | 3.1664 | 18.0473 | 20.1956
174 | 626400 | 3.17 | 18.0552 | 20.2038
175 | 630000 | 3.1735 | 18.063 | 20.2119
176 | 633600 | 3.1771 | 18.0708 | 20.22
177 | 637200 | 3.1806 | 18.0786 | 20.2281
178 | 640800 | 3.1842 | 18.0864 | 20.2361
179 | 644400 | 3.1877 | 18.0941 | 20.2442
180 | 648000 | 3.1912 | 18.1019 | 20.2523
181 | 651600 | 3.1947 | 18.1097 | 20.2603
182 | 655200 | 3.1982 | 18.1174 | 20.2684
183 | 658800 | 3.2017 | 18.1252 | 20.2764
184 | 662400 | 3.2052 | 18.1329 | 20.2844
185 | 666000 | 3.2087 | 18.1406 | 20.2924
186 | 669600 | 3.2122 | 18.1483 | 20.3004
187 | 673200 | 3.2157 | 18.156 | 20.3084
188 | 676800 | 3.2192 | 18.1637 | 20.3164
189 | 680400 | 3.2226 | 18.1714 | 20.3244
190 | 684000 | 3.2261 | 18.1791 | 20.3323
191 | 687600 | 3.2295 | 18.1868 | 20.3403
192 | 691200 | 3.233 | 18.1944 | 20.3482
193 | 694800 | 3.2364 | 18.2021 | 20.3562
194 | 698400 | 3.2398 | 18.2097 | 20.3641
195 | 702000 | 3.2432 | 18.2173 | 20.372
196 | 705600 | 3.2466 | 18.225 | 20.3799
197 | 709200 | 3.25 | 18.2326 | 20.3878
198 | 712800 | 3.2534 | 18.2402 | 20.3957
199 | 716400 | 3.2568 | 18.2478 | 20.4036
200 | 720000 | 3.2602 | 18.2554 | 20.4115
201 | 723600 | 3.2636 | 18.263 | 20.4193
202 | 727200 | 3.2669 | 18.2705 | 20.4272
203 | 730800 | 3.2703 | 18.2781 | 20.4351
204 | 734400 | 3.2737 | 18.2857 | 20.4429
205 | 738000 | 3.277 | 18.2932 | 20.4507
206 | 741600 | 3.2803 | 18.3008 | 20.4585
207 | 745200 | 3.2837 | 18.3083 | 20.4664
208 | 748800 | 3.287 | 18.3158 | 20.4742
209 | 752400 | 3.2903 | 18.3233 | 20.482
210 | 756000 | 3.2936 | 18.3308 | 20.4897
211 | 759600 | 3.2969 | 18.3383 | 20.4975
212 | 763200 | 3.3002 | 18.3458 | 20.5053
213 | 766800 | 3.3035 | 18.3533 | 20.5131
214 | 770400 | 3.3067 | 18.3608 | 20.5208
215 | 774000 | 3.31 | 18.3683 | 20.5286
216 | 777600 | 3.3133 | 18.3757 | 20.5363
217 | 781200 | 3.3165 | 18.3832 | 20.544
218 | 784800 | 3.3198 | 18.3907 | 20.5517
219 | 788400 | 3.323 | 18.3981 | 20.5595
220 | 792000 | 3.3262 | 18.4055 | 20.5672
221 | 795600 | 3.3294 | 18.413 | 20.5749
222 | 799200 | 3.3327 | 18.4204 | 20.5825
223 | 802800 | 3.3359 | 18.4278 | 20.5902
224 | 806400 | 3.3391 | 18.4352 | 20.5979
225 | 810000 | 3.3422 | 18.4426 | 20.6056
226 | 813600 | 3.3454 | 18.45 | 20.6132
227 | 817200 | 3.3486 | 18.4574 | 20.6209
228 | 820800 | 3.3518 | 18.4647 | 20.6285
229 | 824400 | 3.3549 | 18.4721 | 20.6362
230 | 828000 | 3.3581 | 18.4795 | 20.6438
231 | 831600 | 3.3612 | 18.4868 | 20.6514
232 | 835200 | 3.3644 | 18.4942 | 20.659
233 | 838800 | 3.3675 | 18.5015 | 20.6666
234 | 842400 | 3.3706 | 18.5089 | 20.6742
235 | 846000 | 3.3737 | 18.5162 | 20.6818
236 | 849600 | 3.3768 | 18.5235 | 20.6894
237 | 853200 | 3.3799 | 18.5308 | 20.697
238 | 856800 | 3.383 | 18.5381 | 20.7045
239 | 860400 | 3.3861 | 18.5454 | 20.7121
240 | 864000 | 3.3892 | 18.5527 | 20.7196
241 | 867600 | 3.3922 | 18.56 | 20.7272
242 | 871200 | 3.3953 | 18.5673 | 20.7347
243 | 874800 | 3.3984 | 18.5746 | 20.7422
244 | 878400 | 3.4014 | 18.5818 | 20.7498
245 | 882000 | 3.4044 | 18.5891 | 20.7573
246 | 885600 | 3.4075 | 18.5963 | 20.7648
247 | 889200 | 3.4105 | 18.6036 | 20.7723
248 | 892800 | 3.4135 | 18.6108 | 20.7798
249 | 896400 | 3.4165 | 18.618 | 20.7873
250 | 900000 | 3.4195 | 18.6253 | 20.7947
251 | 903600 | 3.4225 | 18.6325 | 20.8022
252 | 907200 | 3.4255 | 18.6397 | 20.8097
253 | 910800 | 3.4285 | 18.6469 | 20.8171
254 | 914400 | 3.4315 | 18.6541 | 20.8246
255 | 918000 | 3.4344 | 18.6613 | 20.832
256 | 921600 | 3.4374 | 18.6685 | 20.8395
257 | 925200 | 3.4403 | 18.6757 | 20.8469
258 | 928800 | 3.4433 | 18.6828 | 20.8543
259 | 932400 | 3.4462 | 18.69 | 20.8617
260 | 936000 | 3.4491 | 18.6972 | 20.8691
261 | 939600 | 3.452 | 18.7043 | 20.8765
262 | 943200 | 3.455 | 18.7115 | 20.8839
263 | 946800 | 3.4579 | 18.7186 | 20.8913
264 | 950400 | 3.4608 | 18.7258 | 20.8987
265 | 954000 | 3.4636 | 18.7329 | 20.9061
266 | 957600 | 3.4665 | 18.74 | 20.9134
267 | 961200 | 3.4694 | 18.7471 | 20.9208
268 | 964800 | 3.4723 | 18.7542 | 20.9281
269 | 968400 | 3.4751 | 18.7613 | 20.9355
270 | 972000 | 3.478 | 18.7684 | 20.9428
271 | 975600 | 3.4808 | 18.7755 | 20.9502
272 | 979200 | 3.4837 | 18.7826 | 20.9575
273 | 982800 | 3.4865 | 18.7897 | 20.9648
274 | 986400 | 3.4893 | 18.7968 | 20.9721
275 | 990000 | 3.4921 | 18.8039 | 20.9794
276 | 993600 | 3.495 | 18.8109 | 20.9867
277 | 997200 | 3.4978 | 18.818 | 20.994
278 | 1000800 | 3.5006 | 18.825 | 21.0013
279 | 1004400 | 3.5034 | 18.8321 | 21.0086
280 | 1008000 | 3.5061 | 18.8391 | 21.0158
281 | 1011600 | 3.5089 | 18.8461 | 21.0231
282 | 1015200 | 3.5117 | 18.8532 | 21.0304
283 | 1018800 | 3.5144 | 18.8602 | 21.0376
284 | 1022400 | 3.5172 | 18.8672 | 21.0449
285 | 1026000 | 3.5199 | 18.8742 | 21.0521
286 | 1029600 | 3.5227 | 18.8812 | 21.0593
287 | 1033200 | 3.5254 | 18.8882 | 21.0666
288 | 1036800 | 3.5282 | 18.8952 | 21.0738
289 | 1040400 | 3.5309 | 18.9022 | 21.081
290 | 1044000 | 3.5336 | 18.9092 | 21.0882
291 | 1047600 | 3.5363 | 18.9161 | 21.0954
292 | 1051200 | 3.539 | 18.9231 | 21.1026
293 | 1054800 | 3.5417 | 18.9301 | 21.1098
294 | 1058400 | 3.5444 | 18.937 | 21.117
295 | 1062000 | 3.5471 | 18.944 | 21.1242
296 | 1065600 | 3.5497 | 18.9509 | 21.1313
297 | 1069200 | 3.5524 | 18.9579 | 21.1385
298 | 1072800 | 3.5551 | 18.9648 | 21.1457
299 | 1076400 | 3.5577 | 18.9717 | 21.1528
300 | 1080000 | 3.5604 | 18.9787 | 21.16
301 | 1083600 | 3.563 | 18.9856 | 21.1671
302 | 1087200 | 3.5656 | 18.9925 | 21.1742
303 | 1090800 | 3.5683 | 18.9994 | 21.1814
304 | 1094400 | 3.5709 | 19.0063 | 21.1885
305 | 1098000 | 3.5735 | 19.0132 | 21.1956
306 | 1101600 | 3.5761 | 19.0201 | 21.2027
307 | 1105200 | 3.5787 | 19.027 | 21.2098
308 | 1108800 | 3.5813 | 19.0338 | 21.2169
309 | 1112400 | 3.5839 | 19.0407 | 21.224
310 | 1116000 | 3.5865 | 19.0476 | 21.2311
311 | 1119600 | 3.589 | 19.0545 | 21.2382
312 | 1123200 | 3.5916 | 19.0613 | 21.2452
313 | 1126800 | 3.5942 | 19.0682 | 21.2523
314 | 1130400 | 3.5967 | 19.075 | 21.2594
315 | 1134000 | 3.5993 | 19.0818 | 21.2664
316 | 1137600 | 3.6018 | 19.0887 | 21.2735
317 | 1141200 | 3.6043 | 19.0955 | 21.2805
318 | 1144800 | 3.6069 | 19.1023 | 21.2875
319 | 1148400 | 3.6094 | 19.1092 | 21.2946
320 | 1152000 | 3.6119 | 19.116 | 21.3016
321 | 1155600 | 3.6144 | 19.1228 | 21.3086
322 | 1159200 | 3.6169 | 19.1296 | 21.3156
323 | 1162800 | 3.6194 | 19.1364 | 21.3226
324 | 1166400 | 3.6219 | 19.1432 | 21.3296
325 | 1170000 | 3.6244 | 19.15 | 21.3366
326 | 1173600 | 3.6269 | 19.1567 | 21.3436
327 | 1177200 | 3.6294 | 19.1635 | 21.3506
328 | 1180800 | 3.6318 | 19.1703 | 21.3576
329 | 1184400 | 3.6343 | 19.1771 | 21.3646
330 | 1188000 | 3.6368 | 19.1838 | 21.3715
331 | 1191600 | 3.6392 | 19.1906 | 21.3785
332 | 1195200 | 3.6417 | 19.1973 | 21.3855
333 | 1198800 | 3.6441 | 19.2041 | 21.3924
334 | 1202400 | 3.6465 | 19.2108 | 21.3994
335 | 1206000 | 3.649 | 19.2175 | 21.4063
336 | 1209600 | 3.6514 | 19.2243 | 21.4132
337 | 1213200 | 3.6538 | 19.231 | 21.4202
338 | 1216800 | 3.6562 | 19.2377 | 21.4271
339 | 1220400 | 3.6586 | 19.2444 | 21.434
340 | 1224000 | 3.661 | 19.2511 | 21.4409
341 | 1227600 | 3.6634 | 19.2578 | 21.4478
342 | 1231200 | 3.6658 | 19.2645 | 21.4547
343 | 1234800 | 3.6681 | 19.2712 | 21.4616
344 | 1238400 | 3.6705 | 19.2779 | 21.4685
345 | 1242000 | 3.6729 | 19.2846 | 21.4754
346 | 1245600 | 3.6752 | 19.2913 | 21.4823
347 | 1249200 | 3.6776 | 19.298 | 21.4891
348 | 1252800 | 3.68 | 19.3046 | 21.496
349 | 1256400 | 3.6823 | 19.3113 | 21.5029
350 | 1260000 | 3.6846 | 19.318 | 21.5097
351 | 1263600 | 3.687 | 19.3246 | 21.5166
352 | 1267200 | 3.6893 | 19.3313 | 21.5234
353 | 1270800 | 3.6916 | 19.3379 | 21.5302
354 | 1274400 | 3.6939 | 19.3446 | 21.5371
355 | 1278000 | 3.6962 | 19.3512 | 21.5439
356 | 1281600 | 3.6986 | 19.3578 | 21.5507
357 | 1285200 | 3.7009 | 19.3644 | 21.5576
358 | 1288800 | 3.7031 | 19.3711 | 21.5644
359 | 1292400 | 3.7054 | 19.3777 | 21.5712
360 | 1296000 | 3.7077 | 19.3843 | 21.578
361 | 1299600 | 3.71 | 19.3909 | 21.5848
362 | 1303200 | 3.7123 | 19.3975 | 21.5916
363 | 1306800 | 3.7145 | 19.4041 | 21.5984
364 | 1310400 | 3.7168 | 19.4107 | 21.6051
365 | 1314000 | 3.719 | 19.4173 | 21.6119
366 | 1317600 | 3.7213 | 19.4238 | 21.6187
367 | 1321200 | 3.7235 | 19.4304 | 21.6254
368 | 1324800 | 3.7258 | 19.437 | 21.6322
369 | 1328400 | 3.728 | 19.4436 | 21.639
370 | 1332000 | 3.7302 | 19.4501 | 21.6457
371 | 1335600 | 3.7325 | 19.4567 | 21.6525
372 | 1339200 | 3.7347 | 19.4632 | 21.6592
373 | 1342800 | 3.7369 | 19.4698 | 21.6659
374 | 1346400 | 3.7391 | 19.4763 | 21.6727
375 | 1350000 | 3.7413 | 19.4829 | 21.6794
376 | 1353600 | 3.7435 | 19.4894 | 21.6861
377 | 1357200 | 3.7457 | 19.4959 | 21.6928
378 | 1360800 | 3.7479 | 19.5025 | 21.6995
379 | 1364400 | 3.7501 | 19.509 | 21.7062
380 | 1368000 | 3.7522 | 19.5155 | 21.7129
381 | 1371600 | 3.7544 | 19.522 | 21.7196
382 | 1375200 | 3.7566 | 19.5285 | 21.7263
383 | 1378800 | 3.7587 | 19.535 | 21.733
384 | 1382400 | 3.7609 | 19.5415 | 21.7397
385 | 1386000 | 3.763 | 19.548 | 21.7463
386 | 1389600 | 3.7652 | 19.5545 | 21.753
387 | 1393200 | 3.7673 | 19.561 | 21.7597
388 | 1396800 | 3.7695 | 19.5674 | 21.7663
389 | 1400400 | 3.7716 | 19.5739 | 21.773
390 | 1404000 | 3.7737 | 19.5804 | 21.7796
391 | 1407600 | 3.7758 | 19.5868 | 21.7863
392 | 1411200 | 3.778 | 19.5933 | 21.7929
393 | 1414800 | 3.7801 | 19.5998 | 21.7995
394 | 1418400 | 3.7822 | 19.6062 | 21.8062
395 | 1422000 | 3.7843 | 19.6127 | 21.8128
396 | 1425600 | 3.7864 | 19.6191 | 21.8194
397 | 1429200 | 3.7885 | 19.6255 | 21.826
398 | 1432800 | 3.7906 | 19.632 | 21.8326
399 | 1436400 | 3.7926 | 19.6384 | 21.8392
400 | 1440000 | 3.7947 | 19.6448 | 21.8458
401 | 1443600 | 3.7968 | 19.6512 | 21.8524
402 | 1447200 | 3.7989 | 19.6577 | 21.859
403 | 1450800 | 3.8009 | 19.6641 | 21.8656
404 | 1454400 | 3.803 | 19.6705 | 21.8722
405 | 1458000 | 3.805 | 19.6769 | 21.8787
406 | 1461600 | 3.8071 | 19.6833 | 21.8853
407 | 1465200 | 3.8091 | 19.6897 | 21.8919
408 | 1468800 | 3.8112 | 19.6961 | 21.8984
409 | 1472400 | 3.8132 | 19.7024 | 21.905
410 | 1476000 | 3.8152 | 19.7088 | 21.9115
411 | 1479600 | 3.8172 | 19.7152 | 21.9181
412 | 1483200 | 3.8193 | 19.7216 | 21.9246
413 | 1486800 | 3.8213 | 19.7279 | 21.9312
414 | 1490400 | 3.8233 | 19.7343 | 21.9377
415 | 1494000 | 3.8253 | 19.7407 | 21.9442
416 | 1497600 | 3.8273 | 19.747 | 21.9507
417 | 1501200 | 3.8293 | 19.7534 | 21.9573
418 | 1504800 | 3.8313 | 19.7597 | 21.9638
419 | 1508400 | 3.8333 | 19.766 | 21.9703
420 | 1512000 | 3.8353 | 19.7724 | 21.9768
421 | 1515600 | 3.8372 | 19.7787 | 21.9833
422 | 1519200 | 3.8392 | 19.785 | 21.9898
423 | 1522800 | 3.8412 | 19.7914 | 21.9963
424 | 1526400 | 3.8432 | 19.7977 | 22.0028
425 | 1530000 | 3.8451 | 19.804 | 22.0092
426 | 1533600 | 3.8471 | 19.8103 | 22.0157
427 | 1537200 | 3.849 | 19.8166 | 22.0222
428 | 1540800 | 3.851 | 19.8229 | 22.0286
429 | 1544400 | 3.8529 | 19.8292 | 22.0351
430 | 1548000 | 3.8549 | 19.8355 | 22.0416
431 | 1551600 | 3.8568 | 19.8418 | 22.048
432 | 1555200 | 3.8587 | 19.8481 | 22.0545
433 | 1558800 | 3.8607 | 19.8544 | 22.0609
434 | 1562400 | 3.8626 | 19.8606 | 22.0673
435 | 1566000 | 3.8645 | 19.8669 | 22.0738
436 | 1569600 | 3.8664 | 19.8732 | 22.0802
437 | 1573200 | 3.8683 | 19.8794 | 22.0866
438 | 1576800 | 3.8702 | 19.8857 | 22.0931
439 | 1580400 | 3.8721 | 19.892 | 22.0995
440 | 1584000 | 3.874 | 19.8982 | 22.1059
441 | 1587600 | 3.8759 | 19.9045 | 22.1123
442 | 1591200 | 3.8778 | 19.9107 | 22.1187
443 | 1594800 | 3.8797 | 19.9169 | 22.1251
444 | 1598400 | 3.8816 | 19.9232 | 22.1315
445 | 1602000 | 3.8834 | 19.9294 | 22.1379
446 | 1605600 | 3.8853 | 19.9356 | 22.1443
447 | 1609200 | 3.8872 | 19.9419 | 22.1506
448 | 1612800 | 3.889 | 19.9481 | 22.157
449 | 1616400 | 3.8909 | 19.9543 | 22.1634
450 | 1620000 | 3.8928 | 19.9605 | 22.1697
451 | 1623600 | 3.8946 | 19.9667 | 22.1761
452 | 1627200 | 3.8965 | 19.9729 | 22.1825
453 | 1630800 | 3.8983 | 19.9791 | 22.1888
454 | 1634400 | 3.9001 | 19.9853 | 22.1952
455 | 1638000 | 3.902 | 19.9915 | 22.2015
456 | 1641600 | 3.9038 | 19.9977 | 22.2079
457 | 1645200 | 3.9056 | 20.0039 | 22.2142
458 | 1648800 | 3.9075 | 20.01 | 22.2205
459 | 1652400 | 3.9093 | 20.0162 | 22.2269
460 | 1656000 | 3.9111 | 20.0224 | 22.2332
461 | 1659600 | 3.9129 | 20.0286 | 22.2395
462 | 1663200 | 3.9147 | 20.0347 | 22.2458
463 | 1666800 | 3.9165 | 20.0409 | 22.2521
464 | 1670400 | 3.9183 | 20.047 | 22.2584
465 | 1674000 | 3.9201 | 20.0532 | 22.2647
466 | 1677600 | 3.9219 | 20.0593 | 22.271
467 | 1681200 | 3.9237 | 20.0655 | 22.2773
468 | 1684800 | 3.9255 | 20.0716 | 22.2836
469 | 1688400 | 3.9273 | 20.0778 | 22.2899
470 | 1692000 | 3.929 | 20.0839 | 22.2962
471 | 1695600 | 3.9308 | 20.09 | 22.3024
472 | 1699200 | 3.9326 | 20.0961 | 22.3087
473 | 1702800 | 3.9343 | 20.1023 | 22.315
474 | 1706400 | 3.9361 | 20.1084 | 22.3213
475 | 1710000 | 3.9379 | 20.1145 | 22.3275
476 | 1713600 | 3.9396 | 20.1206 | 22.3338
477 | 1717200 | 3.9414 | 20.1267 | 22.34
478 | 1720800 | 3.9431 | 20.1328 | 22.3463
479 | 1724400 | 3.9448 | 20.1389 | 22.3525
480 | 1728000 | 3.9466 | 20.145 | 22.3587
481 | 1731600 | 3.9483 | 20.1511 | 22.365
482 | 1735200 | 3.9501 | 20.1572 | 22.3712
483 | 1738800 | 3.9518 | 20.1632 | 22.3774
484 | 1742400 | 3.9535 | 20.1693 | 22.3837
485 | 1746000 | 3.9552 | 20.1754 | 22.3899
486 | 1749600 | 3.9569 | 20.1815 | 22.3961
487 | 1753200 | 3.9587 | 20.1875 | 22.4023
488 | 1756800 | 3.9604 | 20.1936 | 22.4085
489 | 1760400 | 3.9621 | 20.1996 | 22.4147
490 | 1764000 | 3.9638 | 20.2057 | 22.4209
491 | 1767600 | 3.9655 | 20.2117 | 22.4271
492 | 1771200 | 3.9672 | 20.2178 | 22.4333
493 | 1774800 | 3.9689 | 20.2238 | 22.4395
494 | 1778400 | 3.9706 | 20.2299 | 22.4457
495 | 1782000 | 3.9722 | 20.2359 | 22.4518
496 | 1785600 | 3.9739 | 20.2419 | 22.458
497 | 1789200 | 3.9756 | 20.248 | 22.4642
498 | 1792800 | 3.9773 | 20.254 | 22.4703
499 | 1796400 | 3.9789 | 20.26 | 22.4765
500 | 1800000 | 3.9806 | 20.266 | 22.4827
501 | 1803600 | 3.9823 | 20.2721 | 22.4888
502 | 1807200 | 3.9839 | 20.2781 | 22.495
503 | 1810800 | 3.9856 | 20.2841 | 22.5011
504 | 1814400 | 3.9872 | 20.2901 | 22.5072
505 | 1818000 | 3.9889 | 20.2961 | 22.5134
506 | 1821600 | 3.9905 | 20.3021 | 22.5195
507 | 1825200 | 3.9922 | 20.3081 | 22.5256
508 | 1828800 | 3.9938 | 20.314 | 22.5318
509 | 1832400 | 3.9955 | 20.32 | 22.5379
510 | 1836000 | 3.9971 | 20.326 | 22.544
511 | 1839600 | 3.9987 | 20.332 | 22.5501
512 | 1843200 | 4.0004 | 20.338 | 22.5562
513 | 1846800 | 4.002 | 20.3439 | 22.5623
514 | 1850400 | 4.0036 | 20.3499 | 22.5684
515 | 1854000 | 4.0052 | 20.3559 | 22.5745
516 | 1857600 | 4.0068 | 20.3618 | 22.5806
517 | 1861200 | 4.0084 | 20.3678 | 22.5867
518 | 1864800 | 4.0101 | 20.3737 | 22.5928
519 | 1868400 | 4.0117 | 20.3797 | 22.5989
520 | 1872000 | 4.0133 | 20.3856 | 22.605
521 | 1875600 | 4.0149 | 20.3916 | 22.611
522 | 1879200 | 4.0164 | 20.3975 | 22.6171
523 | 1882800 | 4.018 | 20.4034 | 22.6232
524 | 1886400 | 4.0196 | 20.4094 | 22.6293
525 | 1890000 | 4.0212 | 20.4153 | 22.6353
526 | 1893600 | 4.0228 | 20.4212 | 22.6414
527 | 1897200 | 4.0244 | 20.4271 | 22.6474
528 | 1900800 | 4.0259 | 20.433 | 22.6535
529 | 1904400 | 4.0275 | 20.439 | 22.6595
530 | 1908000 | 4.0291 | 20.4449 | 22.6656
531 | 1911600 | 4.0307 | 20.4508 | 22.6716
532 | 1915200 | 4.0322 | 20.4567 | 22.6776
533 | 1918800 | 4.0338 | 20.4626 | 22.6836
534 | 1922400 | 4.0353 | 20.4685 | 22.6897
535 | 1926000 | 4.0369 | 20.4744 | 22.6957
536 | 1929600 | 4.0384 | 20.4802 | 22.7017
537 | 1933200 | 4.04 | 20.4861 | 22.7077
538 | 1936800 | 4.0415 | 20.492 | 22.7137
539 | 1940400 | 4.0431 | 20.4979 | 22.7197
540 | 1944000 | 4.0446 | 20.5038 | 22.7257
541 | 1947600 | 4.0461 | 20.5096 | 22.7317
542 | 1951200 | 4.0477 | 20.5155 | 22.7377
543 | 1954800 | 4.0492 | 20.5214 | 22.7437
544 | 1958400 | 4.0507 | 20.5272 | 22.7497
545 | 1962000 | 4.0522 | 20.5331 | 22.7557
546 | 1965600 | 4.0538 | 20.5389 | 22.7617
547 | 1969200 | 4.0553 | 20.5448 | 22.7677
548 | 1972800 | 4.0568 | 20.5506 | 22.7736
549 | 1976400 | 4.0583 | 20.5565 | 22.7796
550 | 1980000 | 4.0598 | 20.5623 | 22.7856
551 | 1983600 | 4.0613 | 20.5681 | 22.7915
552 | 1987200 | 4.0628 | 20.574 | 22.7975
553 | 1990800 | 4.0643 | 20.5798 | 22.8035
554 | 1994400 | 4.0658 | 20.5856 | 22.8094
555 | 1998000 | 4.0673 | 20.5915 | 22.8154
556 | 2001600 | 4.0688 | 20.5973 | 22.8213
557 | 2005200 | 4.0703 | 20.6031 | 22.8272
558 | 2008800 | 4.0718 | 20.6089 | 22.8332
559 | 2012400 | 4.0733 | 20.6147 | 22.8391
560 | 2016000 | 4.0747 | 20.6205 | 22.845
561 | 2019600 | 4.0762 | 20.6263 | 22.851
562 | 2023200 | 4.0777 | 20.6321 | 22.8569
563 | 2026800 | 4.0792 | 20.6379 | 22.8628
564 | 2030400 | 4.0806 | 20.6437 | 22.8687
565 | 2034000 | 4.0821 | 20.6495 | 22.8746
566 | 2037600 | 4.0835 | 20.6553 | 22.8805
567 | 2041200 | 4.085 | 20.6611 | 22.8864
568 | 2044800 | 4.0865 | 20.6668 | 22.8924
569 | 2048400 | 4.0879 | 20.6726 | 22.8982
570 | 2052000 | 4.0894 | 20.6784 | 22.9041
571 | 2055600 | 4.0908 | 20.6842 | 22.91
572 | 2059200 | 4.0923 | 20.6899 | 22.9159
573 | 2062800 | 4.0937 | 20.6957 | 22.9218
574 | 2066400 | 4.0951 | 20.7015 | 22.9277
575 | 2070000 | 4.0966 | 20.7072 | 22.9336
576 | 2073600 | 4.098 | 20.713 | 22.9394
577 | 2077200 | 4.0994 | 20.7187 | 22.9453
578 | 2080800 | 4.1009 | 20.7245 | 22.9512
579 | 2084400 | 4.1023 | 20.7302 | 22.957
580 | 2088000 | 4.1037 | 20.7359 | 22.9629
581 | 2091600 | 4.1051 | 20.7417 | 22.9688
582 | 2095200 | 4.1066 | 20.7474 | 22.9746
583 | 2098800 | 4.108 | 20.7531 | 22.9805
584 | 2102400 | 4.1094 | 20.7589 | 22.9863
585 | 2106000 | 4.1108 | 20.7646 | 22.9921
586 | 2109600 | 4.1122 | 20.7703 | 22.998
587 | 2113200 | 4.1136 | 20.776 | 23.0038
588 | 2116800 | 4.115 | 20.7818 | 23.0096
589 | 2120400 | 4.1164 | 20.7875 | 23.0155
590 | 2124000 | 4.1178 | 20.7932 | 23.0213
591 | 2127600 | 4.1192 | 20.7989 | 23.0271
592 | 2131200 | 4.1206 | 20.8046 | 23.0329
593 | 2134800 | 4.122 | 20.8103 | 23.0388
594 | 2138400 | 4.1234 | 20.816 | 23.0446
595 | 2142000 | 4.1248 | 20.8217 | 23.0504
596 | 2145600 | 4.1261 | 20.8274 | 23.0562
597 | 2149200 | 4.1275 | 20.833 | 23.062
598 | 2152800 | 4.1289 | 20.8387 | 23.0678
599 | 2156400 | 4.1303 | 20.8444 | 23.0736
600 | 2160000 | 4.1316 | 20.8501 | 23.0794
601 | 2163600 | 4.133 | 20.8557 | 23.0852
602 | 2167200 | 4.1344 | 20.8614 | 23.0909
603 | 2170800 | 4.1357 | 20.8671 | 23.0967
604 | 2174400 | 4.1371 | 20.8728 | 23.1025
605 | 2178000 | 4.1385 | 20.8784 | 23.1083
606 | 2181600 | 4.1398 | 20.8841 | 23.114
607 | 2185200 | 4.1412 | 20.8897 | 23.1198
608 | 2188800 | 4.1425 | 20.8954 | 23.1256
609 | 2192400 | 4.1439 | 20.901 | 23.1313
610 | 2196000 | 4.1452 | 20.9067 | 23.1371
611 | 2199600 | 4.1465 | 20.9123 | 23.1429
612 | 2203200 | 4.1479 | 20.918 | 23.1486
613 | 2206800 | 4.1492 | 20.9236 | 23.1544
614 | 2210400 | 4.1506 | 20.9292 | 23.1601
615 | 2214000 | 4.1519 | 20.9348 | 23.1658
616 | 2217600 | 4.1532 | 20.9405 | 23.1716
617 | 2221200 | 4.1546 | 20.9461 | 23.1773
618 | 2224800 | 4.1559 | 20.9517 | 23.183
619 | 2228400 | 4.1572 | 20.9573 | 23.1888
620 | 2232000 | 4.1585 | 20.963 | 23.1945
621 | 2235600 | 4.1598 | 20.9686 | 23.2002
622 | 2239200 | 4.1612 | 20.9742 | 23.2059
623 | 2242800 | 4.1625 | 20.9798 | 23.2117
624 | 2246400 | 4.1638 | 20.9854 | 23.2174
625 | 2250000 | 4.1651 | 20.991 | 23.2231
626 | 2253600 | 4.1664 | 20.9966 | 23.2288
627 | 2257200 | 4.1677 | 21.0022 | 23.2345
628 | 2260800 | 4.169 | 21.0078 | 23.2402
629 | 2264400 | 4.1703 | 21.0133 | 23.2459
630 | 2268000 | 4.1716 | 21.0189 | 23.2516
631 | 2271600 | 4.1729 | 21.0245 | 23.2573
632 | 2275200 | 4.1742 | 21.0301 | 23.263
633 | 2278800 | 4.1755 | 21.0357 | 23.2686
634 | 2282400 | 4.1768 | 21.0412 | 23.2743
635 | 2286000 | 4.1781 | 21.0468 | 23.28
636 | 2289600 | 4.1794 | 21.0524 | 23.2857
637 | 2293200 | 4.1806 | 21.0579 | 23.2913
638 | 2296800 | 4.1819 | 21.0635 | 23.297
639 | 2300400 | 4.1832 | 21.0691 | 23.3027
640 | 2304000 | 4.1845 | 21.0746 | 23.3083
641 | 2307600 | 4.1857 | 21.0802 | 23.314
642 | 2311200 | 4.187 | 21.0857 | 23.3196
643 | 2314800 | 4.1883 | 21.0913 | 23.3253
644 | 2318400 | 4.1895 | 21.0968 | 23.3309
645 | 2322000 | 4.1908 | 21.1023 | 23.3366
646 | 2325600 | 4.1921 | 21.1079 | 23.3422
647 | 2329200 | 4.1933 | 21.1134 | 23.3479
648 | 2332800 | 4.1946 | 21.1189 | 23.3535
649 | 2336400 | 4.1958 | 21.1245 | 23.3591
650 | 2340000 | 4.1971 | 21.13 | 23.3648
651 | 2343600 | 4.1983 | 21.1355 | 23.3704
652 | 2347200 | 4.1996 | 21.141 | 23.376
653 | 2350800 | 4.2008 | 21.1466 | 23.3817
654 | 2354400 | 4.2021 | 21.1521 | 23.3873
655 | 2358000 | 4.2033 | 21.1576 | 23.3929
656 | 2361600 | 4.2046 | 21.1631 | 23.3985
657 | 2365200 | 4.2058 | 21.1686 | 23.4041
658 | 2368800 | 4.207 | 21.1741 | 23.4097
659 | 2372400 | 4.2083 | 21.1796 | 23.4153
660 | 2376000 | 4.2095 | 21.1851 | 23.4209
661 | 2379600 | 4.2107 | 21.1906 | 23.4265
662 | 2383200 | 4.212 | 21.1961 | 23.4321
663 | 2386800 | 4.2132 | 21.2016 | 23.4377
664 | 2390400 | 4.2144 | 21.2071 | 23.4433
665 | 2394000 | 4.2156 | 21.2125 | 23.4489
666 | 2397600 | 4.2168 | 21.218 | 23.4545
667 | 2401200 | 4.2181 | 21.2235 | 23.46
668 | 2404800 | 4.2193 | 21.229 | 23.4656
669 | 2408400 | 4.2205 | 21.2344 | 23.4712
670 | 2412000 | 4.2217 | 21.2399 | 23.4767
671 | 2415600 | 4.2229 | 21.2454 | 23.4823
672 | 2419200 | 4.2241 | 21.2508 | 23.4879
673 | 2422800 | 4.2253 | 21.2563 | 23.4934
674 | 2426400 | 4.2265 | 21.2618 | 23.499
675 | 2430000 | 4.2277 | 21.2672 | 23.5046
676 | 2433600 | 4.2289 | 21.2727 | 23.5101
677 | 2437200 | 4.2301 | 21.2781 | 23.5157
678 | 2440800 | 4.2313 | 21.2836 | 23.5212
679 | 2444400 | 4.2325 | 21.289 | 23.5267
680 | 2448000 | 4.2337 | 21.2944 | 23.5323
681 | 2451600 | 4.2349 | 21.2999 | 23.5378
682 | 2455200 | 4.2361 | 21.3053 | 23.5434
683 | 2458800 | 4.2372 | 21.3107 | 23.5489
684 | 2462400 | 4.2384 | 21.3162 | 23.5544
685 | 2466000 | 4.2396 | 21.3216 | 23.5599
686 | 2469600 | 4.2408 | 21.327 | 23.5655
687 | 2473200 | 4.242 | 21.3324 | 23.571
688 | 2476800 | 4.2431 | 21.3379 | 23.5765
689 | 2480400 | 4.2443 | 21.3433 | 23.582
690 | 2484000 | 4.2455 | 21.3487 | 23.5875
691 | 2487600 | 4.2466 | 21.3541 | 23.593
692 | 2491200 | 4.2478 | 21.3595 | 23.5985
693 | 2494800 | 4.249 | 21.3649 | 23.604
694 | 2498400 | 4.2501 | 21.3703 | 23.6095
695 | 2502000 | 4.2513 | 21.3757 | 23.615
696 | 2505600 | 4.2525 | 21.3811 | 23.6205
697 | 2509200 | 4.2536 | 21.3865 | 23.626
698 | 2512800 | 4.2548 | 21.3919 | 23.6315
699 | 2516400 | 4.2559 | 21.3973 | 23.637
700 | 2520000 | 4.2571 | 21.4027 | 23.6425
701 | 2523600 | 4.2582 | 21.4081 | 23.648
702 | 2527200 | 4.2594 | 21.4134 | 23.6534
703 | 2530800 | 4.2605 | 21.4188 | 23.6589
704 | 2534400 | 4.2616 | 21.4242 | 23.6644
705 | 2538000 | 4.2628 | 21.4296 | 23.6698
706 | 2541600 | 4.2639 | 21.4349 | 23.6753
707 | 2545200 | 4.2651 | 21.4403 | 23.6808
708 | 2548800 | 4.2662 | 21.4457 | 23.6862
709 | 2552400 | 4.2673 | 21.451 | 23.6917
710 | 2556000 | 4.2685 | 21.4564 | 23.6971
711 | 2559600 | 4.2696 | 21.4617 | 23.7026
712 | 2563200 | 4.2707 | 21.4671 | 23.708
713 | 2566800 | 4.2718 | 21.4724 | 23.7135
714 | 2570400 | 4.273 | 21.4778 | 23.7189
715 | 2574000 | 4.2741 | 21.4831 | 23.7244
716 | 2577600 | 4.2752 | 21.4885 | 23.7298
717 | 2581200 | 4.2763 | 21.4938 | 23.7352
718 | 2584800 | 4.2774 | 21.4992 | 23.7407
719 | 2588400 | 4.2786 | 21.5045 | 23.7461
720 | 2592000 | 4.2797 | 21.5098 | 23.7515
721 | 2595600 | 4.2808 | 21.5152 | 23.7569
722 | 2599200 | 4.2819 | 21.5205 | 23.7624
723 | 2602800 | 4.283 | 21.5258 | 23.7678
724 | 2606400 | 4.2841 | 21.5311 | 23.7732
725 | 2610000 | 4.2852 | 21.5365 | 23.7786
726 | 2613600 | 4.2863 | 21.5418 | 23.784
727 | 2617200 | 4.2874 | 21.5471 | 23.7894
728 | 2620800 | 4.2885 | 21.5524 | 23.7948
729 | 2624400 | 4.2896 | 21.5577 | 23.8002
730 | 2628000 | 4.2907 | 21.563 | 23.8056
731 | 2631600 | 4.2918 | 21.5683 | 23.811
732 | 2635200 | 4.2929 | 21.5736 | 23.8164
733 | 2638800 | 4.294 | 21.5789 | 23.8218
734 | 2642400 | 4.2951 | 21.5842 | 23.8272
735 | 2646000 | 4.2962 | 21.5895 | 23.8326
736 | 2649600 | 4.2972 | 21.5948 | 23.838
737 | 2653200 | 4.2983 | 21.6001 | 23.8433
738 | 2656800 | 4.2994 | 21.6054 | 23.8487
739 | 2660400 | 4.3005 | 21.6107 | 23.8541
740 | 2664000 | 4.3016 | 21.6159 | 23.8595
741 | 2667600 | 4.3026 | 21.6212 | 23.8648
742 | 2671200 | 4.3037 | 21.6265 | 23.8702
743 | 2674800 | 4.3048 | 21.6318 | 23.8756
744 | 2678400 | 4.3058 | 21.637 | 23.8809
745 | 2682000 | 4.3069 | 21.6423 | 23.8863
746 | 2685600 | 4.308 | 21.6476 | 23.8916
747 | 2689200 | 4.3091 | 21.6528 | 23.897
748 | 2692800 | 4.3101 | 21.6581 | 23.9023
749 | 2696400 | 4.3112 | 21.6633 | 23.9077
750 | 2700000 | 4.3122 | 21.6686 | 23.913
751 | 2703600 | 4.3133 | 21.6739 | 23.9184
752 | 2707200 | 4.3144 | 21.6791 | 23.9237
753 | 2710800 | 4.3154 | 21.6844 | 23.929
754 | 2714400 | 4.3165 | 21.6896 | 23.9344
755 | 2718000 | 4.3175 | 21.6948 | 23.9397
756 | 2721600 | 4.3186 | 21.7001 | 23.945
757 | 2725200 | 4.3196 | 21.7053 | 23.9504
758 | 2728800 | 4.3207 | 21.7106 | 23.9557
759 | 2732400 | 4.3217 | 21.7158 | 23.961
760 | 2736000 | 4.3228 | 21.721 | 23.9663
761 | 2739600 | 4.3238 | 21.7263 | 23.9716
762 | 2743200 | 4.3248 | 21.7315 | 23.977
763 | 2746800 | 4.3259 | 21.7367 | 23.9823
764 | 2750400 | 4.3269 | 21.7419 | 23.9876
765 | 2754000 | 4.3279 | 21.7471 | 23.9929
766 | 2757600 | 4.329 | 21.7524 | 23.9982
767 | 2761200 | 4.33 | 21.7576 | 24.0035
768 | 2764800 | 4.331 | 21.7628 | 24.0088
769 | 2768400 | 4.3321 | 21.768 | 24.0141
770 | 2772000 | 4.3331 | 21.7732 | 24.0194
771 | 2775600 | 4.3341 | 21.7784 | 24.0246
772 | 2779200 | 4.3352 | 21.7836 | 24.0299
773 | 2782800 | 4.3362 | 21.7888 | 24.0352
774 | 2786400 | 4.3372 | 21.794 | 24.0405
775 | 2790000 | 4.3382 | 21.7992 | 24.0458
776 | 2793600 | 4.3392 | 21.8044 | 24.0511
777 | 2797200 | 4.3403 | 21.8096 | 24.0563
778 | 2800800 | 4.3413 | 21.8148 | 24.0616
779 | 2804400 | 4.3423 | 21.8199 | 24.0669
780 | 2808000 | 4.3433 | 21.8251 | 24.0721
781 | 2811600 | 4.3443 | 21.8303 | 24.0774
782 | 2815200 | 4.3453 | 21.8355 | 24.0827
783 | 2818800 | 4.3463 | 21.8407 | 24.0879
784 | 2822400 | 4.3473 | 21.8458 | 24.0932
785 | 2826000 | 4.3483 | 21.851 | 24.0984
786 | 2829600 | 4.3493 | 21.8562 | 24.1037
787 | 2833200 | 4.3503 | 21.8613 | 24.1089
788 | 2836800 | 4.3513 | 21.8665 | 24.1142
789 | 2840400 | 4.3523 | 21.8717 | 24.1194
790 | 2844000 | 4.3533 | 21.8768 | 24.1247
791 | 2847600 | 4.3543 | 21.882 | 24.1299
792 | 2851200 | 4.3553 | 21.8871 | 24.1351
793 | 2854800 | 4.3563 | 21.8923 | 24.1404
794 | 2858400 | 4.3573 | 21.8974 | 24.1456
795 | 2862000 | 4.3583 | 21.9026 | 24.1508
796 | 2865600 | 4.3593 | 21.9077 | 24.1561
797 | 2869200 | 4.3603 | 21.9128 | 24.1613
798 | 2872800 | 4.3613 | 21.918 | 24.1665
799 | 2876400 | 4.3622 | 21.9231 | 24.1717
800 | 2880000 | 4.3632 | 21.9283 | 24.1769
801 | 2883600 | 4.3642 | 21.9334 | 24.1822
802 | 2887200 | 4.3652 | 21.9385 | 24.1874
803 | 2890800 | 4.3662 | 21.9436 | 24.1926
804 | 2894400 | 4.3671 | 21.9488 | 24.1978
805 | 2898000 | 4.3681 | 21.9539 | 24.203
806 | 2901600 | 4.3691 | 21.959 | 24.2082
807 | 2905200 | 4.37 | 21.9641 | 24.2134
808 | 2908800 | 4.371 | 21.9692 | 24.2186
809 | 2912400 | 4.372 | 21.9744 | 24.2238
810 | 2916000 | 4.373 | 21.9795 | 24.229
811 | 2919600 | 4.3739 | 21.9846 | 24.2342
812 | 2923200 | 4.3749 | 21.9897 | 24.2393
813 | 2926800 | 4.3758 | 21.9948 | 24.2445
814 | 2930400 | 4.3768 | 21.9999 | 24.2497
815 | 2934000 | 4.3778 | 22.005 | 24.2549
816 | 2937600 | 4.3787 | 22.0101 | 24.2601
817 | 2941200 | 4.3797 | 22.0152 | 24.2652
818 | 2944800 | 4.3806 | 22.0203 | 24.2704
819 | 2948400 | 4.3816 | 22.0254 | 24.2756
820 | 2952000 | 4.3825 | 22.0305 | 24.2808
821 | 2955600 | 4.3835 | 22.0355 | 24.2859
822 | 2959200 | 4.3844 | 22.0406 | 24.2911
823 | 2962800 | 4.3854 | 22.0457 | 24.2962
824 | 2966400 | 4.3863 | 22.0508 | 24.3014
825 | 2970000 | 4.3873 | 22.0559 | 24.3066
826 | 2973600 | 4.3882 | 22.0609 | 24.3117
827 | 2977200 | 4.3892 | 22.066 | 24.3169
828 | 2980800 | 4.3901 | 22.0711 | 24.322
829 | 2984400 | 4.3911 | 22.0761 | 24.3272
830 | 2988000 | 4.392 | 22.0812 | 24.3323
831 | 2991600 | 4.3929 | 22.0863 | 24.3374
832 | 2995200 | 4.3939 | 22.0913 | 24.3426
833 | 2998800 | 4.3948 | 22.0964 | 24.3477
834 | 3002400 | 4.3957 | 22.1014 | 24.3529
835 | 3006000 | 4.3967 | 22.1065 | 24.358
836 | 3009600 | 4.3976 | 22.1116 | 24.3631
837 | 3013200 | 4.3985 | 22.1166 | 24.3682
838 | 3016800 | 4.3995 | 22.1217 | 24.3734
839 | 3020400 | 4.4004 | 22.1267 | 24.3785
840 | 3024000 | 4.4013 | 22.1317 | 24.3836
841 | 3027600 | 4.4022 | 22.1368 | 24.3887
842 | 3031200 | 4.4032 | 22.1418 | 24.3938
843 | 3034800 | 4.4041 | 22.1469 | 24.399
844 | 3038400 | 4.405 | 22.1519 | 24.4041
845 | 3042000 | 4.4059 | 22.1569 | 24.4092
846 | 3045600 | 4.4068 | 22.162 | 24.4143
847 | 3049200 | 4.4077 | 22.167 | 24.4194
848 | 3052800 | 4.4087 | 22.172 | 24.4245
849 | 3056400 | 4.4096 | 22.177 | 24.4296
850 | 3060000 | 4.4105 | 22.182 | 24.4347
851 | 3063600 | 4.4114 | 22.1871 | 24.4398
852 | 3067200 | 4.4123 | 22.1921 | 24.4449
853 | 3070800 | 4.4132 | 22.1971 | 24.45
854 | 3074400 | 4.4141 | 22.2021 | 24.4551
855 | 3078000 | 4.415 | 22.2071 | 24.4601
856 | 3081600 | 4.4159 | 22.2121 | 24.4652
857 | 3085200 | 4.4168 | 22.2171 | 24.4703
858 | 3088800 | 4.4177 | 22.2221 | 24.4754
859 | 3092400 | 4.4186 | 22.2271 | 24.4805
860 | 3096000 | 4.4195 | 22.2321 | 24.4855
861 | 3099600 | 4.4204 | 22.2371 | 24.4906
862 | 3103200 | 4.4213 | 22.2421 | 24.4957
863 | 3106800 | 4.4222 | 22.2471 | 24.5007
864 | 3110400 | 4.4231 | 22.2521 | 24.5058
865 | 3114000 | 4.424 | 22.2571 | 24.5109
866 | 3117600 | 4.4249 | 22.2621 | 24.5159
867 | 3121200 | 4.4258 | 22.2671 | 24.521
868 | 3124800 | 4.4267 | 22.272 | 24.526
869 | 3128400 | 4.4276 | 22.277 | 24.5311
870 | 3132000 | 4.4285 | 22.282 | 24.5361
871 | 3135600 | 4.4293 | 22.287 | 24.5412
872 | 3139200 | 4.4302 | 22.292 | 24.5462
873 | 3142800 | 4.4311 | 22.2969 | 24.5513
874 | 3146400 | 4.432 | 22.3019 | 24.5563
875 | 3150000 | 4.4329 | 22.3069 | 24.5614
876 | 3153600 | 4.4338 | 22.3118 | 24.5664
877 | 3157200 | 4.4346 | 22.3168 | 24.5714
878 | 3160800 | 4.4355 | 22.3217 | 24.5765
879 | 3164400 | 4.4364 | 22.3267 | 24.5815
880 | 3168000 | 4.4373 | 22.3317 | 24.5865
881 | 3171600 | 4.4381 | 22.3366 | 24.5916
882 | 3175200 | 4.439 | 22.3416 | 24.5966
883 | 3178800 | 4.4399 | 22.3465 | 24.6016
884 | 3182400 | 4.4407 | 22.3515 | 24.6066
885 | 3186000 | 4.4416 | 22.3564 | 24.6117
886 | 3189600 | 4.4425 | 22.3614 | 24.6167
887 | 3193200 | 4.4433 | 22.3663 | 24.6217
888 | 3196800 | 4.4442 | 22.3712 | 24.6267
889 | 3200400 | 4.4451 | 22.3762 | 24.6317
890 | 3204000 | 4.4459 | 22.3811 | 24.6367
891 | 3207600 | 4.4468 | 22.386 | 24.6417
892 | 3211200 | 4.4476 | 22.391 | 24.6467
893 | 3214800 | 4.4485 | 22.3959 | 24.6517
894 | 3218400 | 4.4494 | 22.4008 | 24.6567
895 | 3222000 | 4.4502 | 22.4057 | 24.6617
896 | 3225600 | 4.4511 | 22.4107 | 24.6667
897 | 3229200 | 4.4519 | 22.4156 | 24.6717
898 | 3232800 | 4.4528 | 22.4205 | 24.6767
899 | 3236400 | 4.4536 | 22.4254 | 24.6817
900 | 3240000 | 4.4545 | 22.4303 | 24.6867
901 | 3243600 | 4.4553 | 22.4353 | 24.6916
902 | 3247200 | 4.4562 | 22.4402 | 24.6966
903 | 3250800 | 4.457 | 22.4451 | 24.7016
904 | 3254400 | 4.4579 | 22.45 | 24.7066
905 | 3258000 | 4.4587 | 22.4549 | 24.7116
906 | 3261600 | 4.4596 | 22.4598 | 24.7165
907 | 3265200 | 4.4604 | 22.4647 | 24.7215
908 | 3268800 | 4.4612 | 22.4696 | 24.7265
909 | 3272400 | 4.4621 | 22.4745 | 24.7314
910 | 3276000 | 4.4629 | 22.4794 | 24.7364
911 | 3279600 | 4.4638 | 22.4843 | 24.7414
912 | 3283200 | 4.4646 | 22.4892 | 24.7463
913 | 3286800 | 4.4654 | 22.494 | 24.7513
914 | 3290400 | 4.4663 | 22.4989 | 24.7562
915 | 3294000 | 4.4671 | 22.5038 | 24.7612
916 | 3297600 | 4.4679 | 22.5087 | 24.7661
917 | 3301200 | 4.4688 | 22.5136 | 24.7711
918 | 3304800 | 4.4696 | 22.5184 | 24.776
919 | 3308400 | 4.4704 | 22.5233 | 24.781
920 | 3312000 | 4.4712 | 22.5282 | 24.7859
921 | 3315600 | 4.4721 | 22.5331 | 24.7909
922 | 3319200 | 4.4729 | 22.5379 | 24.7958
923 | 3322800 | 4.4737 | 22.5428 | 24.8007
924 | 3326400 | 4.4745 | 22.5477 | 24.8057
925 | 3330000 | 4.4754 | 22.5525 | 24.8106
926 | 3333600 | 4.4762 | 22.5574 | 24.8155
927 | 3337200 | 4.477 | 22.5623 | 24.8205
928 | 3340800 | 4.4778 | 22.5671 | 24.8254
929 | 3344400 | 4.4786 | 22.572 | 24.8303
930 | 3348000 | 4.4795 | 22.5768 | 24.8352
931 | 3351600 | 4.4803 | 22.5817 | 24.8401
932 | 3355200 | 4.4811 | 22.5865 | 24.8451
933 | 3358800 | 4.4819 | 22.5914 | 24.85
934 | 3362400 | 4.4827 | 22.5962 | 24.8549
935 | 3366000 | 4.4835 | 22.6011 | 24.8598
936 | 3369600 | 4.4843 | 22.6059 | 24.8647
937 | 3373200 | 4.4851 | 22.6107 | 24.8696
938 | 3376800 | 4.4859 | 22.6156 | 24.8745
939 | 3380400 | 4.4867 | 22.6204 | 24.8794
940 | 3384000 | 4.4876 | 22.6252 | 24.8843
941 | 3387600 | 4.4884 | 22.6301 | 24.8892
942 | 3391200 | 4.4892 | 22.6349 | 24.8941
943 | 3394800 | 4.49 | 22.6397 | 24.899
944 | 3398400 | 4.4908 | 22.6446 | 24.9039
945 | 3402000 | 4.4916 | 22.6494 | 24.9088
946 | 3405600 | 4.4924 | 22.6542 | 24.9137
947 | 3409200 | 4.4932 | 22.659 | 24.9186
948 | 3412800 | 4.494 | 22.6638 | 24.9235
949 | 3416400 | 4.4948 | 22.6687 | 24.9283
950 | 3420000 | 4.4955 | 22.6735 | 24.9332
951 | 3423600 | 4.4963 | 22.6783 | 24.9381
952 | 3427200 | 4.4971 | 22.6831 | 24.943
953 | 3430800 | 4.4979 | 22.6879 | 24.9479
954 | 3434400 | 4.4987 | 22.6927 | 24.9527
955 | 3438000 | 4.4995 | 22.6975 | 24.9576
956 | 3441600 | 4.5003 | 22.7023 | 24.9625
957 | 3445200 | 4.5011 | 22.7071 | 24.9673
958 | 3448800 | 4.5019 | 22.7119 | 24.9722
959 | 3452400 | 4.5027 | 22.7167 | 24.9771
960 | 3456000 | 4.5034 | 22.7215 | 24.9819
961 | 3459600 | 4.5042 | 22.7263 | 24.9868
962 | 3463200 | 4.505 | 22.7311 | 24.9916
963 | 3466800 | 4.5058 | 22.7359 | 24.9965
964 | 3470400 | 4.5066 | 22.7407 | 25.0013
965 | 3474000 | 4.5073 | 22.7455 | 25.0062
966 | 3477600 | 4.5081 | 22.7502 | 25.011
967 | 3481200 | 4.5089 | 22.755 | 25.0159
968 | 3484800 | 4.5097 | 22.7598 | 25.0207
969 | 3488400 | 4.5105 | 22.7646 | 25.0256
970 | 3492000 | 4.5112 | 22.7694 | 25.0304
971 | 3495600 | 4.512 | 22.7741 | 25.0353
972 | 3499200 | 4.5128 | 22.7789 | 25.0401
973 | 3502800 | 4.5135 | 22.7837 | 25.0449
974 | 3506400 | 4.5143 | 22.7884 | 25.0498
975 | 3510000 | 4.5151 | 22.7932 | 25.0546
976 | 3513600 | 4.5159 | 22.798 | 25.0594
977 | 3517200 | 4.5166 | 22.8027 | 25.0642
978 | 3520800 | 4.5174 | 22.8075 | 25.0691
979 | 3524400 | 4.5181 | 22.8122 | 25.0739
980 | 3528000 | 4.5189 | 22.817 | 25.0787
981 | 3531600 | 4.5197 | 22.8218 | 25.0835
982 | 3535200 | 4.5204 | 22.8265 | 25.0883
983 | 3538800 | 4.5212 | 22.8313 | 25.0932
984 | 3542400 | 4.522 | 22.836 | 25.098
985 | 3546000 | 4.5227 | 22.8408 | 25.1028
986 | 3549600 | 4.5235 | 22.8455 | 25.1076
987 | 3553200 | 4.5242 | 22.8502 | 25.1124
988 | 3556800 | 4.525 | 22.855 | 25.1172
989 | 3560400 | 4.5257 | 22.8597 | 25.122
990 | 3564000 | 4.5265 | 22.8645 | 25.1268
991 | 3567600 | 4.5273 | 22.8692 | 25.1316
992 | 3571200 | 4.528 | 22.8739 | 25.1364
993 | 3574800 | 4.5288 | 22.8787 | 25.1412
994 | 3578400 | 4.5295 | 22.8834 | 25.146
995 | 3582000 | 4.5303 | 22.8881 | 25.1508
996 | 3585600 | 4.531 | 22.8929 | 25.1556
997 | 3589200 | 4.5318 | 22.8976 | 25.1604
998 | 3592800 | 4.5325 | 22.9023 | 25.1651
999 | 3596400 | 4.5333 | 22.907 | 25.1699
1000 | 3600000 | 4.534 | 22.9117 | 25.1747
1001 | 3603600 | 4.5347 | 22.9165 | 25.1795
1002 | 3607200 | 4.5355 | 22.9212 | 25.1843
1003 | 3610800 | 4.5362 | 22.9259 | 25.189
1004 | 3614400 | 4.537 | 22.9306 | 25.1938
1005 | 3618000 | 4.5377 | 22.9353 | 25.1986
1006 | 3621600 | 4.5384 | 22.94 | 25.2034
1007 | 3625200 | 4.5392 | 22.9447 | 25.2081
1008 | 3628800 | 4.5399 | 22.9494 | 25.2129
1009 | 3632400 | 4.5407 | 22.9541 | 25.2177
1010 | 3636000 | 4.5414 | 22.9588 | 25.2224
1011 | 3639600 | 4.5421 | 22.9635 | 25.2272
1012 | 3643200 | 4.5429 | 22.9682 | 25.2319
1013 | 3646800 | 4.5436 | 22.9729 | 25.2367
1014 | 3650400 | 4.5443 | 22.9776 | 25.2415
1015 | 3654000 | 4.5451 | 22.9823 | 25.2462
1016 | 3657600 | 4.5458 | 22.987 | 25.251
1017 | 3661200 | 4.5465 | 22.9917 | 25.2557
1018 | 3664800 | 4.5472 | 22.9964 | 25.2605
1019 | 3668400 | 4.548 | 23.0011 | 25.2652
1020 | 3672000 | 4.5487 | 23.0058 | 25.27
1021 | 3675600 | 4.5494 | 23.0104 | 25.2747
1022 | 3679200 | 4.5502 | 23.0151 | 25.2794
1023 | 3682800 | 4.5509 | 23.0198 | 25.2842
1024 | 3686400 | 4.5516 | 23.0245 | 25.2889
1025 | 3690000 | 4.5523 | 23.0291 | 25.2936
1026 | 3693600 | 4.553 | 23.0338 | 25.2984
1027 | 3697200 | 4.5538 | 23.0385 | 25.3031
1028 | 3700800 | 4.5545 | 23.0432 | 25.3078
1029 | 3704400 | 4.5552 | 23.0478 | 25.3126
1030 | 3708000 | 4.5559 | 23.0525 | 25.3173
1031 | 3711600 | 4.5566 | 23.0572 | 25.322
1032 | 3715200 | 4.5574 | 23.0618 | 25.3267
1033 | 3718800 | 4.5581 | 23.0665 | 25.3315
1034 | 3722400 | 4.5588 | 23.0711 | 25.3362
1035 | 3726000 | 4.5595 | 23.0758 | 25.3409
1036 | 3729600 | 4.5602 | 23.0805 | 25.3456
1037 | 3733200 | 4.5609 | 23.0851 | 25.3503
1038 | 3736800 | 4.5616 | 23.0898 | 25.355
1039 | 3740400 | 4.5623 | 23.0944 | 25.3597
1040 | 3744000 | 4.563 | 23.0991 | 25.3644
1041 | 3747600 | 4.5638 | 23.1037 | 25.3692
1042 | 3751200 | 4.5645 | 23.1083 | 25.3739
1043 | 3754800 | 4.5652 | 23.113 | 25.3786
1044 | 3758400 | 4.5659 | 23.1176 | 25.3833
1045 | 3762000 | 4.5666 | 23.1223 | 25.388
1046 | 3765600 | 4.5673 | 23.1269 | 25.3926
1047 | 3769200 | 4.568 | 23.1315 | 25.3973
1048 | 3772800 | 4.5687 | 23.1362 | 25.402
1049 | 3776400 | 4.5694 | 23.1408 | 25.4067
1050 | 3780000 | 4.5701 | 23.1454 | 25.4114
1051 | 3783600 | 4.5708 | 23.1501 | 25.4161
1052 | 3787200 | 4.5715 | 23.1547 | 25.4208
1053 | 3790800 | 4.5722 | 23.1593 | 25.4255
1054 | 3794400 | 4.5729 | 23.1639 | 25.4302
1055 | 3798000 | 4.5736 | 23.1686 | 25.4348
1056 | 3801600 | 4.5743 | 23.1732 | 25.4395
1057 | 3805200 | 4.575 | 23.1778 | 25.4442
1058 | 3808800 | 4.5757 | 23.1824 | 25.4489
1059 | 3812400 | 4.5764 | 23.187 | 25.4535
1060 | 3816000 | 4.577 | 23.1916 | 25.4582
1061 | 3819600 | 4.5777 | 23.1963 | 25.4629
1062 | 3823200 | 4.5784 | 23.2009 | 25.4675
1063 | 3826800 | 4.5791 | 23.2055 | 25.4722
1064 | 3830400 | 4.5798 | 23.2101 | 25.4769
1065 | 3834000 | 4.5805 | 23.2147 | 25.4815
1066 | 3837600 | 4.5812 | 23.2193 | 25.4862
1067 | 3841200 | 4.5819 | 23.2239 | 25.4909
1068 | 3844800 | 4.5826 | 23.2285 | 25.4955
1069 | 3848400 | 4.5832 | 23.2331 | 25.5002
1070 | 3852000 | 4.5839 | 23.2377 | 25.5048
1071 | 3855600 | 4.5846 | 23.2423 | 25.5095
1072 | 3859200 | 4.5853 | 23.2469 | 25.5141
1073 | 3862800 | 4.586 | 23.2515 | 25.5188
1074 | 3866400 | 4.5866 | 23.2561 | 25.5234
1075 | 3870000 | 4.5873 | 23.2606 | 25.5281
1076 | 3873600 | 4.588 | 23.2652 | 25.5327
1077 | 3877200 | 4.5887 | 23.2698 | 25.5373
1078 | 3880800 | 4.5894 | 23.2744 | 25.542
1079 | 3884400 | 4.59 | 23.279 | 25.5466
1080 | 3888000 | 4.5907 | 23.2836 | 25.5513
1081 | 3891600 | 4.5914 | 23.2881 | 25.5559
1082 | 3895200 | 4.5921 | 23.2927 | 25.5605
1083 | 3898800 | 4.5927 | 23.2973 | 25.5652
1084 | 3902400 | 4.5934 | 23.3019 | 25.5698
1085 | 3906000 | 4.5941 | 23.3064 | 25.5744
1086 | 3909600 | 4.5947 | 23.311 | 25.579
1087 | 3913200 | 4.5954 | 23.3156 | 25.5837
1088 | 3916800 | 4.5961 | 23.3201 | 25.5883
1089 | 3920400 | 4.5968 | 23.3247 | 25.5929
1090 | 3924000 | 4.5974 | 23.3293 | 25.5975
1091 | 3927600 | 4.5981 | 23.3338 | 25.6021
1092 | 3931200 | 4.5988 | 23.3384 | 25.6068
1093 | 3934800 | 4.5994 | 23.3429 | 25.6114
1094 | 3938400 | 4.6001 | 23.3475 | 25.616
1095 | 3942000 | 4.6007 | 23.352 | 25.6206
1096 | 3945600 | 4.6014 | 23.3566 | 25.6252
1097 | 3949200 | 4.6021 | 23.3611 | 25.6298
1098 | 3952800 | 4.6027 | 23.3657 | 25.6344
1099 | 3956400 | 4.6034 | 23.3702 | 25.639
1100 | 3960000 | 4.6041 | 23.3748 | 25.6436
1101 | 3963600 | 4.6047 | 23.3793 | 25.6482
1102 | 3967200 | 4.6054 | 23.3839 | 25.6528
1103 | 3970800 | 4.606 | 23.3884 | 25.6574
1104 | 3974400 | 4.6067 | 23.393 | 25.662
1105 | 3978000 | 4.6073 | 23.3975 | 25.6666
1106 | 3981600 | 4.608 | 23.402 | 25.6712
1107 | 3985200 | 4.6087 | 23.4066 | 25.6758
1108 | 3988800 | 4.6093 | 23.4111 | 25.6804
1109 | 3992400 | 4.61 | 23.4156 | 25.6849
1110 | 3996000 | 4.6106 | 23.4202 | 25.6895
1111 | 3999600 | 4.6113 | 23.4247 | 25.6941
1112 | 4003200 | 4.6119 | 23.4292 | 25.6987
1113 | 4006800 | 4.6126 | 23.4337 | 25.7033
1114 | 4010400 | 4.6132 | 23.4383 | 25.7078
1115 | 4014000 | 4.6139 | 23.4428 | 25.7124
1116 | 4017600 | 4.6145 | 23.4473 | 25.717
1117 | 4021200 | 4.6152 | 23.4518 | 25.7216
1118 | 4024800 | 4.6158 | 23.4563 | 25.7261
1119 | 4028400 | 4.6164 | 23.4609 | 25.7307
1120 | 4032000 | 4.6171 | 23.4654 | 25.7353
1121 | 4035600 | 4.6177 | 23.4699 | 25.7398
1122 | 4039200 | 4.6184 | 23.4744 | 25.7444
1123 | 4042800 | 4.619 | 23.4789 | 25.749
1124 | 4046400 | 4.6197 | 23.4834 | 25.7535
1125 | 4050000 | 4.6203 | 23.4879 | 25.7581
1126 | 4053600 | 4.6209 | 23.4924 | 25.7626
1127 | 4057200 | 4.6216 | 23.4969 | 25.7672
1128 | 4060800 | 4.6222 | 23.5014 | 25.7718
1129 | 4064400 | 4.6229 | 23.5059 | 25.7763
1130 | 4068000 | 4.6235 | 23.5104 | 25.7809
1131 | 4071600 | 4.6241 | 23.5149 | 25.7854
1132 | 4075200 | 4.6248 | 23.5194 | 25.79
1133 | 4078800 | 4.6254 | 23.5239 | 25.7945
1134 | 4082400 | 4.626 | 23.5284 | 25.799
1135 | 4086000 | 4.6267 | 23.5329 | 25.8036
1136 | 4089600 | 4.6273 | 23.5374 | 25.8081
1137 | 4093200 | 4.6279 | 23.5419 | 25.8127
1138 | 4096800 | 4.6286 | 23.5463 | 25.8172
1139 | 4100400 | 4.6292 | 23.5508 | 25.8217
1140 | 4104000 | 4.6298 | 23.5553 | 25.8263
1141 | 4107600 | 4.6305 | 23.5598 | 25.8308
1142 | 4111200 | 4.6311 | 23.5643 | 25.8353
1143 | 4114800 | 4.6317 | 23.5687 | 25.8399
1144 | 4118400 | 4.6323 | 23.5732 | 25.8444
1145 | 4122000 | 4.633 | 23.5777 | 25.8489
1146 | 4125600 | 4.6336 | 23.5822 | 25.8535
1147 | 4129200 | 4.6342 | 23.5866 | 25.858
1148 | 4132800 | 4.6348 | 23.5911 | 25.8625
1149 | 4136400 | 4.6355 | 23.5956 | 25.867
1150 | 4140000 | 4.6361 | 23.6 | 25.8715
1151 | 4143600 | 4.6367 | 23.6045 | 25.8761
1152 | 4147200 | 4.6373 | 23.609 | 25.8806
1153 | 4150800 | 4.638 | 23.6134 | 25.8851
1154 | 4154400 | 4.6386 | 23.6179 | 25.8896
1155 | 4158000 | 4.6392 | 23.6223 | 25.8941
1156 | 4161600 | 4.6398 | 23.6268 | 25.8986
1157 | 4165200 | 4.6404 | 23.6313 | 25.9031
1158 | 4168800 | 4.6411 | 23.6357 | 25.9076
1159 | 4172400 | 4.6417 | 23.6402 | 25.9121
1160 | 4176000 | 4.6423 | 23.6446 | 25.9166
1161 | 4179600 | 4.6429 | 23.6491 | 25.9211
1162 | 4183200 | 4.6435 | 23.6535 | 25.9256
1163 | 4186800 | 4.6441 | 23.658 | 25.9301
1164 | 4190400 | 4.6447 | 23.6624 | 25.9346
1165 | 4194000 | 4.6454 | 23.6668 | 25.9391
1166 | 4197600 | 4.646 | 23.6713 | 25.9436
1167 | 4201200 | 4.6466 | 23.6757 | 25.9481
1168 | 4204800 | 4.6472 | 23.6802 | 25.9526
1169 | 4208400 | 4.6478 | 23.6846 | 25.9571
1170 | 4212000 | 4.6484 | 23.689 | 25.9616
1171 | 4215600 | 4.649 | 23.6935 | 25.966
1172 | 4219200 | 4.6496 | 23.6979 | 25.9705
1173 | 4222800 | 4.6502 | 23.7023 | 25.975
1174 | 4226400 | 4.6508 | 23.7068 | 25.9795
1175 | 4230000 | 4.6514 | 23.7112 | 25.984
1176 | 4233600 | 4.6521 | 23.7156 | 25.9884
1177 | 4237200 | 4.6527 | 23.72 | 25.9929
1178 | 4240800 | 4.6533 | 23.7245 | 25.9974
1179 | 4244400 | 4.6539 | 23.7289 | 26.0019
1180 | 4248000 | 4.6545 | 23.7333 | 26.0063
1181 | 4251600 | 4.6551 | 23.7377 | 26.0108
1182 | 4255200 | 4.6557 | 23.7421 | 26.0153
1183 | 4258800 | 4.6563 | 23.7466 | 26.0197
1184 | 4262400 | 4.6569 | 23.751 | 26.0242
1185 | 4266000 | 4.6575 | 23.7554 | 26.0287
1186 | 4269600 | 4.6581 | 23.7598 | 26.0331
1187 | 4273200 | 4.6587 | 23.7642 | 26.0376
1188 | 4276800 | 4.6593 | 23.7686 | 26.042
1189 | 4280400 | 4.6599 | 23.773 | 26.0465
1190 | 4284000 | 4.6605 | 23.7774 | 26.051
1191 | 4287600 | 4.6611 | 23.7818 | 26.0554
1192 | 4291200 | 4.6616 | 23.7862 | 26.0599
1193 | 4294800 | 4.6622 | 23.7906 | 26.0643
1194 | 4298400 | 4.6628 | 23.795 | 26.0688
1195 | 4302000 | 4.6634 | 23.7994 | 26.0732
1196 | 4305600 | 4.664 | 23.8038 | 26.0776
1197 | 4309200 | 4.6646 | 23.8082 | 26.0821
1198 | 4312800 | 4.6652 | 23.8126 | 26.0865
1199 | 4316400 | 4.6658 | 23.817 | 26.091
1200 | 4320000 | 4.6664 | 23.8214 | 26.0954
1201 | 4323600 | 4.667 | 23.8258 | 26.0999
1202 | 4327200 | 4.6676 | 23.8302 | 26.1043
1203 | 4330800 | 4.6681 | 23.8346 | 26.1087
1204 | 4334400 | 4.6687 | 23.8389 | 26.1132
1205 | 4338000 | 4.6693 | 23.8433 | 26.1176
1206 | 4341600 | 4.6699 | 23.8477 | 26.122
1207 | 4345200 | 4.6705 | 23.8521 | 26.1264
1208 | 4348800 | 4.6711 | 23.8565 | 26.1309
1209 | 4352400 | 4.6717 | 23.8608 | 26.1353
1210 | 4356000 | 4.6722 | 23.8652 | 26.1397
1211 | 4359600 | 4.6728 | 23.8696 | 26.1441
1212 | 4363200 | 4.6734 | 23.874 | 26.1486
1213 | 4366800 | 4.674 | 23.8783 | 26.153
1214 | 4370400 | 4.6746 | 23.8827 | 26.1574
1215 | 4374000 | 4.6751 | 23.8871 | 26.1618
1216 | 4377600 | 4.6757 | 23.8914 | 26.1662
1217 | 4381200 | 4.6763 | 23.8958 | 26.1707
1218 | 4384800 | 4.6769 | 23.9002 | 26.1751
1219 | 4388400 | 4.6775 | 23.9045 | 26.1795
1220 | 4392000 | 4.678 | 23.9089 | 26.1839
1221 | 4395600 | 4.6786 | 23.9132 | 26.1883
1222 | 4399200 | 4.6792 | 23.9176 | 26.1927
1223 | 4402800 | 4.6798 | 23.922 | 26.1971
1224 | 4406400 | 4.6803 | 23.9263 | 26.2015
1225 | 4410000 | 4.6809 | 23.9307 | 26.2059
1226 | 4413600 | 4.6815 | 23.935 | 26.2103
1227 | 4417200 | 4.6821 | 23.9394 | 26.2147
1228 | 4420800 | 4.6826 | 23.9437 | 26.2191
1229 | 4424400 | 4.6832 | 23.9481 | 26.2235
1230 | 4428000 | 4.6838 | 23.9524 | 26.2279
1231 | 4431600 | 4.6843 | 23.9568 | 26.2323
1232 | 4435200 | 4.6849 | 23.9611 | 26.2367
1233 | 4438800 | 4.6855 | 23.9654 | 26.2411
1234 | 4442400 | 4.6861 | 23.9698 | 26.2455
1235 | 4446000 | 4.6866 | 23.9741 | 26.2498
1236 | 4449600 | 4.6872 | 23.9785 | 26.2542
1237 | 4453200 | 4.6878 | 23.9828 | 26.2586
1238 | 4456800 | 4.6883 | 23.9871 | 26.263
1239 | 4460400 | 4.6889 | 23.9915 | 26.2674
1240 | 4464000 | 4.6895 | 23.9958 | 26.2717
1241 | 4467600 | 4.69 | 24.0001 | 26.2761
1242 | 4471200 | 4.6906 | 24.0045 | 26.2805
1243 | 4474800 | 4.6911 | 24.0088 | 26.2849
1244 | 4478400 | 4.6917 | 24.0131 | 26.2893
1245 | 4482000 | 4.6923 | 24.0174 | 26.2936
1246 | 4485600 | 4.6928 | 24.0218 | 26.298
1247 | 4489200 | 4.6934 | 24.0261 | 26.3024
1248 | 4492800 | 4.6939 | 24.0304 | 26.3067
1249 | 4496400 | 4.6945 | 24.0347 | 26.3111
1250 | 4500000 | 4.6951 | 24.039 | 26.3155
1251 | 4503600 | 4.6956 | 24.0434 | 26.3198
1252 | 4507200 | 4.6962 | 24.0477 | 26.3242
1253 | 4510800 | 4.6967 | 24.052 | 26.3285
1254 | 4514400 | 4.6973 | 24.0563 | 26.3329
1255 | 4518000 | 4.6979 | 24.0606 | 26.3373
1256 | 4521600 | 4.6984 | 24.0649 | 26.3416
1257 | 4525200 | 4.699 | 24.0692 | 26.346
1258 | 4528800 | 4.6995 | 24.0735 | 26.3503
1259 | 4532400 | 4.7001 | 24.0778 | 26.3547
1260 | 4536000 | 4.7006 | 24.0821 | 26.359
1261 | 4539600 | 4.7012 | 24.0865 | 26.3634
1262 | 4543200 | 4.7017 | 24.0908 | 26.3677
1263 | 4546800 | 4.7023 | 24.0951 | 26.3721
1264 | 4550400 | 4.7028 | 24.0993 | 26.3764
1265 | 4554000 | 4.7034 | 24.1036 | 26.3808
1266 | 4557600 | 4.7039 | 24.1079 | 26.3851
1267 | 4561200 | 4.7045 | 24.1122 | 26.3894
1268 | 4564800 | 4.705 | 24.1165 | 26.3938
1269 | 4568400 | 4.7056 | 24.1208 | 26.3981
1270 | 4572000 | 4.7061 | 24.1251 | 26.4024
1271 | 4575600 | 4.7067 | 24.1294 | 26.4068
1272 | 4579200 | 4.7072 | 24.1337 | 26.4111
1273 | 4582800 | 4.7078 | 24.138 | 26.4154
1274 | 4586400 | 4.7083 | 24.1423 | 26.4198
1275 | 4590000 | 4.7089 | 24.1465 | 26.4241
1276 | 4593600 | 4.7094 | 24.1508 | 26.4284
1277 | 4597200 | 4.7099 | 24.1551 | 26.4328
1278 | 4600800 | 4.7105 | 24.1594 | 26.4371
1279 | 4604400 | 4.711 | 24.1637 | 26.4414
1280 | 4608000 | 4.7116 | 24.1679 | 26.4457
1281 | 4611600 | 4.7121 | 24.1722 | 26.45
1282 | 4615200 | 4.7126 | 24.1765 | 26.4544
1283 | 4618800 | 4.7132 | 24.1808 | 26.4587
1284 | 4622400 | 4.7137 | 24.185 | 26.463
1285 | 4626000 | 4.7143 | 24.1893 | 26.4673
1286 | 4629600 | 4.7148 | 24.1936 | 26.4716
1287 | 4633200 | 4.7153 | 24.1978 | 26.4759
1288 | 4636800 | 4.7159 | 24.2021 | 26.4802
1289 | 4640400 | 4.7164 | 24.2064 | 26.4846
1290 | 4644000 | 4.717 | 24.2106 | 26.4889
1291 | 4647600 | 4.7175 | 24.2149 | 26.4932
1292 | 4651200 | 4.718 | 24.2191 | 26.4975
1293 | 4654800 | 4.7186 | 24.2234 | 26.5018
1294 | 4658400 | 4.7191 | 24.2277 | 26.5061
1295 | 4662000 | 4.7196 | 24.2319 | 26.5104
1296 | 4665600 | 4.7202 | 24.2362 | 26.5147
1297 | 4669200 | 4.7207 | 24.2404 | 26.519
1298 | 4672800 | 4.7212 | 24.2447 | 26.5233
1299 | 4676400 | 4.7218 | 24.2489 | 26.5276
1300 | 4680000 | 4.7223 | 24.2532 | 26.5319
1301 | 4683600 | 4.7228 | 24.2574 | 26.5361
1302 | 4687200 | 4.7233 | 24.2617 | 26.5404
1303 | 4690800 | 4.7239 | 24.2659 | 26.5447
1304 | 4694400 | 4.7244 | 24.2702 | 26.549
1305 | 4698000 | 4.7249 | 24.2744 | 26.5533
1306 | 4701600 | 4.7255 | 24.2786 | 26.5576
1307 | 4705200 | 4.726 | 24.2829 | 26.5619
1308 | 4708800 | 4.7265 | 24.2871 | 26.5662
1309 | 4712400 | 4.727 | 24.2914 | 26.5704
1310 | 4716000 | 4.7276 | 24.2956 | 26.5747
1311 | 4719600 | 4.7281 | 24.2998 | 26.579
1312 | 4723200 | 4.7286 | 24.3041 | 26.5833
1313 | 4726800 | 4.7291 | 24.3083 | 26.5875
1314 | 4730400 | 4.7297 | 24.3125 | 26.5918
1315 | 4734000 | 4.7302 | 24.3167 | 26.5961
1316 | 4737600 | 4.7307 | 24.321 | 26.6004
1317 | 4741200 | 4.7312 | 24.3252 | 26.6046
1318 | 4744800 | 4.7318 | 24.3294 | 26.6089
1319 | 4748400 | 4.7323 | 24.3336 | 26.6132
1320 | 4752000 | 4.7328 | 24.3379 | 26.6174
1321 | 4755600 | 4.7333 | 24.3421 | 26.6217
1322 | 4759200 | 4.7338 | 24.3463 | 26.626
1323 | 4762800 | 4.7343 | 24.3505 | 26.6302
1324 | 4766400 | 4.7349 | 24.3547 | 26.6345
1325 | 4770000 | 4.7354 | 24.359 | 26.6387
1326 | 4773600 | 4.7359 | 24.3632 | 26.643
1327 | 4777200 | 4.7364 | 24.3674 | 26.6473
1328 | 4780800 | 4.7369 | 24.3716 | 26.6515
1329 | 4784400 | 4.7375 | 24.3758 | 26.6558
1330 | 4788000 | 4.738 | 24.38 | 26.66
1331 | 4791600 | 4.7385 | 24.3842 | 26.6643
1332 | 4795200 | 4.739 | 24.3884 | 26.6685
1333 | 4798800 | 4.7395 | 24.3926 | 26.6728
1334 | 4802400 | 4.74 | 24.3968 | 26.677
1335 | 4806000 | 4.7405 | 24.401 | 26.6813
1336 | 4809600 | 4.741 | 24.4052 | 26.6855
1337 | 4813200 | 4.7416 | 24.4094 | 26.6897
1338 | 4816800 | 4.7421 | 24.4136 | 26.694
1339 | 4820400 | 4.7426 | 24.4178 | 26.6982
1340 | 4824000 | 4.7431 | 24.422 | 26.7025
1341 | 4827600 | 4.7436 | 24.4262 | 26.7067
1342 | 4831200 | 4.7441 | 24.4304 | 26.7109
1343 | 4834800 | 4.7446 | 24.4346 | 26.7152
1344 | 4838400 | 4.7451 | 24.4388 | 26.7194
1345 | 4842000 | 4.7456 | 24.443 | 26.7236
1346 | 4845600 | 4.7461 | 24.4472 | 26.7279
1347 | 4849200 | 4.7466 | 24.4514 | 26.7321
1348 | 4852800 | 4.7472 | 24.4556 | 26.7363
1349 | 4856400 | 4.7477 | 24.4597 | 26.7406
1350 | 4860000 | 4.7482 | 24.4639 | 26.7448
1351 | 4863600 | 4.7487 | 24.4681 | 26.749
1352 | 4867200 | 4.7492 | 24.4723 | 26.7532
1353 | 4870800 | 4.7497 | 24.4765 | 26.7574
1354 | 4874400 | 4.7502 | 24.4807 | 26.7617
1355 | 4878000 | 4.7507 | 24.4848 | 26.7659
1356 | 4881600 | 4.7512 | 24.489 | 26.7701
1357 | 4885200 | 4.7517 | 24.4932 | 26.7743
1358 | 4888800 | 4.7522 | 24.4974 | 26.7785
1359 | 4892400 | 4.7527 | 24.5015 | 26.7827
1360 | 4896000 | 4.7532 | 24.5057 | 26.787
1361 | 4899600 | 4.7537 | 24.5099 | 26.7912
1362 | 4903200 | 4.7542 | 24.514 | 26.7954
1363 | 4906800 | 4.7547 | 24.5182 | 26.7996
1364 | 4910400 | 4.7552 | 24.5224 | 26.8038
1365 | 4914000 | 4.7557 | 24.5265 | 26.808
1366 | 4917600 | 4.7562 | 24.5307 | 26.8122
1367 | 4921200 | 4.7567 | 24.5349 | 26.8164
1368 | 4924800 | 4.7572 | 24.539 | 26.8206
1369 | 4928400 | 4.7577 | 24.5432 | 26.8248
1370 | 4932000 | 4.7582 | 24.5473 | 26.829
1371 | 4935600 | 4.7587 | 24.5515 | 26.8332
1372 | 4939200 | 4.7591 | 24.5556 | 26.8374
1373 | 4942800 | 4.7596 | 24.5598 | 26.8416
1374 | 4946400 | 4.7601 | 24.5639 | 26.8458
1375 | 4950000 | 4.7606 | 24.5681 | 26.85
1376 | 4953600 | 4.7611 | 24.5723 | 26.8542
1377 | 4957200 | 4.7616 | 24.5764 | 26.8584
1378 | 4960800 | 4.7621 | 24.5805 | 26.8626
1379 | 4964400 | 4.7626 | 24.5847 | 26.8667
1380 | 4968000 | 4.7631 | 24.5888 | 26.8709
1381 | 4971600 | 4.7636 | 24.593 | 26.8751
1382 | 4975200 | 4.7641 | 24.5971 | 26.8793
1383 | 4978800 | 4.7646 | 24.6013 | 26.8835
1384 | 4982400 | 4.765 | 24.6054 | 26.8877
1385 | 4986000 | 4.7655 | 24.6095 | 26.8918
1386 | 4989600 | 4.766 | 24.6137 | 26.896
1387 | 4993200 | 4.7665 | 24.6178 | 26.9002
1388 | 4996800 | 4.767 | 24.622 | 26.9044
1389 | 5000400 | 4.7675 | 24.6261 | 26.9085
1390 | 5004000 | 4.768 | 24.6302 | 26.9127
1391 | 5007600 | 4.7684 | 24.6344 | 26.9169
1392 | 5011200 | 4.7689 | 24.6385 | 26.9211
1393 | 5014800 | 4.7694 | 24.6426 | 26.9252
1394 | 5018400 | 4.7699 | 24.6467 | 26.9294
1395 | 5022000 | 4.7704 | 24.6509 | 26.9336
1396 | 5025600 | 4.7709 | 24.655 | 26.9377
1397 | 5029200 | 4.7714 | 24.6591 | 26.9419
1398 | 5032800 | 4.7718 | 24.6632 | 26.9461
1399 | 5036400 | 4.7723 | 24.6674 | 26.9502
1400 | 5040000 | 4.7728 | 24.6715 | 26.9544
1401 | 5043600 | 4.7733 | 24.6756 | 26.9585
1402 | 5047200 | 4.7738 | 24.6797 | 26.9627
1403 | 5050800 | 4.7742 | 24.6838 | 26.9669
1404 | 5054400 | 4.7747 | 24.688 | 26.971
1405 | 5058000 | 4.7752 | 24.6921 | 26.9752
1406 | 5061600 | 4.7757 | 24.6962 | 26.9793
1407 | 5065200 | 4.7762 | 24.7003 | 26.9835
1408 | 5068800 | 4.7766 | 24.7044 | 26.9876
1409 | 5072400 | 4.7771 | 24.7085 | 26.9918
1410 | 5076000 | 4.7776 | 24.7126 | 26.9959
1411 | 5079600 | 4.7781 | 24.7167 | 27.0001
1412 | 5083200 | 4.7785 | 24.7208 | 27.0042
1413 | 5086800 | 4.779 | 24.7249 | 27.0084
1414 | 5090400 | 4.7795 | 24.729 | 27.0125
1415 | 5094000 | 4.78 | 24.7331 | 27.0166
1416 | 5097600 | 4.7804 | 24.7372 | 27.0208
1417 | 5101200 | 4.7809 | 24.7413 | 27.0249
1418 | 5104800 | 4.7814 | 24.7454 | 27.0291
1419 | 5108400 | 4.7819 | 24.7495 | 27.0332
1420 | 5112000 | 4.7823 | 24.7536 | 27.0373
1421 | 5115600 | 4.7828 | 24.7577 | 27.0415
1422 | 5119200 | 4.7833 | 24.7618 | 27.0456
1423 | 5122800 | 4.7837 | 24.7659 | 27.0497
1424 | 5126400 | 4.7842 | 24.77 | 27.0539
1425 | 5130000 | 4.7847 | 24.7741 | 27.058
1426 | 5133600 | 4.7851 | 24.7782 | 27.0621
1427 | 5137200 | 4.7856 | 24.7823 | 27.0662
1428 | 5140800 | 4.7861 | 24.7864 | 27.0704
1429 | 5144400 | 4.7866 | 24.7905 | 27.0745
1430 | 5148000 | 4.787 | 24.7945 | 27.0786
1431 | 5151600 | 4.7875 | 24.7986 | 27.0827
1432 | 5155200 | 4.788 | 24.8027 | 27.0869
1433 | 5158800 | 4.7884 | 24.8068 | 27.091
1434 | 5162400 | 4.7889 | 24.8109 | 27.0951
1435 | 5166000 | 4.7894 | 24.8149 | 27.0992
1436 | 5169600 | 4.7898 | 24.819 | 27.1033
1437 | 5173200 | 4.7903 | 24.8231 | 27.1074
1438 | 5176800 | 4.7908 | 24.8272 | 27.1116
1439 | 5180400 | 4.7912 | 24.8312 | 27.1157
1440 | 5184000 | 4.7917 | 24.8353 | 27.1198
1441 | 5187600 | 4.7921 | 24.8394 | 27.1239
1442 | 5191200 | 4.7926 | 24.8435 | 27.128
1443 | 5194800 | 4.7931 | 24.8475 | 27.1321
1444 | 5198400 | 4.7935 | 24.8516 | 27.1362
1445 | 5202000 | 4.794 | 24.8557 | 27.1403
1446 | 5205600 | 4.7944 | 24.8597 | 27.1444
1447 | 5209200 | 4.7949 | 24.8638 | 27.1485
1448 | 5212800 | 4.7954 | 24.8678 | 27.1526
1449 | 5216400 | 4.7958 | 24.8719 | 27.1567
1450 | 5220000 | 4.7963 | 24.876 | 27.1608
1451 | 5223600 | 4.7967 | 24.88 | 27.1649
1452 | 5227200 | 4.7972 | 24.8841 | 27.169
1453 | 5230800 | 4.7977 | 24.8881 | 27.1731
1454 | 5234400 | 4.7981 | 24.8922 | 27.1772
1455 | 5238000 | 4.7986 | 24.8963 | 27.1813
1456 | 5241600 | 4.799 | 24.9003 | 27.1854
1457 | 5245200 | 4.7995 | 24.9044 | 27.1895
1458 | 5248800 | 4.7999 | 24.9084 | 27.1936
1459 | 5252400 | 4.8004 | 24.9125 | 27.1977
1460 | 5256000 | 4.8009 | 24.9165 | 27.2017
1461 | 5259600 | 4.8013 | 24.9206 | 27.2058
1462 | 5263200 | 4.8018 | 24.9246 | 27.2099
1463 | 5266800 | 4.8022 | 24.9286 | 27.214
1464 | 5270400 | 4.8027 | 24.9327 | 27.2181
1465 | 5274000 | 4.8031 | 24.9367 | 27.2222
1466 | 5277600 | 4.8036 | 24.9408 | 27.2262
1467 | 5281200 | 4.804 | 24.9448 | 27.2303
1468 | 5284800 | 4.8045 | 24.9489 | 27.2344
1469 | 5288400 | 4.8049 | 24.9529 | 27.2385
1470 | 5292000 | 4.8054 | 24.9569 | 27.2425
1471 | 5295600 | 4.8058 | 24.961 | 27.2466
1472 | 5299200 | 4.8063 | 24.965 | 27.2507
1473 | 5302800 | 4.8067 | 24.969 | 27.2548
1474 | 5306400 | 4.8072 | 24.9731 | 27.2588
1475 | 5310000 | 4.8076 | 24.9771 | 27.2629
1476 | 5313600 | 4.8081 | 24.9811 | 27.267
1477 | 5317200 | 4.8085 | 24.9852 | 27.271
1478 | 5320800 | 4.809 | 24.9892 | 27.2751
1479 | 5324400 | 4.8094 | 24.9932 | 27.2792
1480 | 5328000 | 4.8099 | 24.9972 | 27.2832
1481 | 5331600 | 4.8103 | 25.0013 | 27.2873
1482 | 5335200 | 4.8108 | 25.0053 | 27.2914
1483 | 5338800 | 4.8112 | 25.0093 | 27.2954
1484 | 5342400 | 4.8117 | 25.0133 | 27.2995
1485 | 5346000 | 4.8121 | 25.0173 | 27.3035
1486 | 5349600 | 4.8125 | 25.0214 | 27.3076
1487 | 5353200 | 4.813 | 25.0254 | 27.3116
1488 | 5356800 | 4.8134 | 25.0294 | 27.3157
1489 | 5360400 | 4.8139 | 25.0334 | 27.3197
1490 | 5364000 | 4.8143 | 25.0374 | 27.3238
1491 | 5367600 | 4.8148 | 25.0414 | 27.3278
1492 | 5371200 | 4.8152 | 25.0455 | 27.3319
1493 | 5374800 | 4.8156 | 25.0495 | 27.3359
1494 | 5378400 | 4.8161 | 25.0535 | 27.34
1495 | 5382000 | 4.8165 | 25.0575 | 27.344
1496 | 5385600 | 4.817 | 25.0615 | 27.3481
1497 | 5389200 | 4.8174 | 25.0655 | 27.3521
1498 | 5392800 | 4.8178 | 25.0695 | 27.3562
1499 | 5396400 | 4.8183 | 25.0735 | 27.3602
1500 | 5400000 | 4.8187 | 25.0775 | 27.3642
1501 | 5403600 | 4.8192 | 25.0815 | 27.3683
1502 | 5407200 | 4.8196 | 25.0855 | 27.3723
1503 | 5410800 | 4.82 | 25.0895 | 27.3764
1504 | 5414400 | 4.8205 | 25.0935 | 27.3804
1505 | 5418000 | 4.8209 | 25.0975 | 27.3844
1506 | 5421600 | 4.8213 | 25.1015 | 27.3885
1507 | 5425200 | 4.8218 | 25.1055 | 27.3925
1508 | 5428800 | 4.8222 | 25.1095 | 27.3965
1509 | 5432400 | 4.8227 | 25.1135 | 27.4005
1510 | 5436000 | 4.8231 | 25.1175 | 27.4046
1511 | 5439600 | 4.8235 | 25.1215 | 27.4086
1512 | 5443200 | 4.824 | 25.1255 | 27.4126
1513 | 5446800 | 4.8244 | 25.1294 | 27.4166
1514 | 5450400 | 4.8248 | 25.1334 | 27.4207
1515 | 5454000 | 4.8253 | 25.1374 | 27.4247
1516 | 5457600 | 4.8257 | 25.1414 | 27.4287
1517 | 5461200 | 4.8261 | 25.1454 | 27.4327
1518 | 5464800 | 4.8266 | 25.1494 | 27.4368
1519 | 5468400 | 4.827 | 25.1534 | 27.4408
1520 | 5472000 | 4.8274 | 25.1573 | 27.4448
1521 | 5475600 | 4.8278 | 25.1613 | 27.4488
1522 | 5479200 | 4.8283 | 25.1653 | 27.4528
1523 | 5482800 | 4.8287 | 25.1693 | 27.4568
1524 | 5486400 | 4.8291 | 25.1732 | 27.4608
1525 | 5490000 | 4.8296 | 25.1772 | 27.4649
1526 | 5493600 | 4.83 | 25.1812 | 27.4689
1527 | 5497200 | 4.8304 | 25.1852 | 27.4729
1528 | 5500800 | 4.8309 | 25.1891 | 27.4769
1529 | 5504400 | 4.8313 | 25.1931 | 27.4809
1530 | 5508000 | 4.8317 | 25.1971 | 27.4849
1531 | 5511600 | 4.8321 | 25.201 | 27.4889
1532 | 5515200 | 4.8326 | 25.205 | 27.4929
1533 | 5518800 | 4.833 | 25.209 | 27.4969
1534 | 5522400 | 4.8334 | 25.2129 | 27.5009
1535 | 5526000 | 4.8338 | 25.2169 | 27.5049
1536 | 5529600 | 4.8343 | 25.2209 | 27.5089
1537 | 5533200 | 4.8347 | 25.2248 | 27.5129
1538 | 5536800 | 4.8351 | 25.2288 | 27.5169
1539 | 5540400 | 4.8355 | 25.2328 | 27.5209
1540 | 5544000 | 4.836 | 25.2367 | 27.5249
1541 | 5547600 | 4.8364 | 25.2407 | 27.5289
1542 | 5551200 | 4.8368 | 25.2446 | 27.5329
1543 | 5554800 | 4.8372 | 25.2486 | 27.5369
1544 | 5558400 | 4.8377 | 25.2525 | 27.5408
1545 | 5562000 | 4.8381 | 25.2565 | 27.5448
1546 | 5565600 | 4.8385 | 25.2604 | 27.5488
1547 | 5569200 | 4.8389 | 25.2644 | 27.5528
1548 | 5572800 | 4.8393 | 25.2683 | 27.5568
1549 | 5576400 | 4.8398 | 25.2723 | 27.5608
1550 | 5580000 | 4.8402 | 25.2762 | 27.5648
1551 | 5583600 | 4.8406 | 25.2802 | 27.5687
1552 | 5587200 | 4.841 | 25.2841 | 27.5727
1553 | 5590800 | 4.8414 | 25.2881 | 27.5767
1554 | 5594400 | 4.8419 | 25.292 | 27.5807
1555 | 5598000 | 4.8423 | 25.296 | 27.5847
1556 | 5601600 | 4.8427 | 25.2999 | 27.5886
1557 | 5605200 | 4.8431 | 25.3038 | 27.5926
1558 | 5608800 | 4.8435 | 25.3078 | 27.5966
1559 | 5612400 | 4.8439 | 25.3117 | 27.6006
1560 | 5616000 | 4.8444 | 25.3157 | 27.6045
1561 | 5619600 | 4.8448 | 25.3196 | 27.6085
1562 | 5623200 | 4.8452 | 25.3235 | 27.6125
1563 | 5626800 | 4.8456 | 25.3275 | 27.6164
1564 | 5630400 | 4.846 | 25.3314 | 27.6204
1565 | 5634000 | 4.8464 | 25.3353 | 27.6244
1566 | 5637600 | 4.8468 | 25.3393 | 27.6283
1567 | 5641200 | 4.8473 | 25.3432 | 27.6323
1568 | 5644800 | 4.8477 | 25.3471 | 27.6363
1569 | 5648400 | 4.8481 | 25.351 | 27.6402
1570 | 5652000 | 4.8485 | 25.355 | 27.6442
1571 | 5655600 | 4.8489 | 25.3589 | 27.6481
1572 | 5659200 | 4.8493 | 25.3628 | 27.6521
1573 | 5662800 | 4.8497 | 25.3667 | 27.6561
1574 | 5666400 | 4.8501 | 25.3707 | 27.66
1575 | 5670000 | 4.8506 | 25.3746 | 27.664
1576 | 5673600 | 4.851 | 25.3785 | 27.6679
1577 | 5677200 | 4.8514 | 25.3824 | 27.6719
1578 | 5680800 | 4.8518 | 25.3863 | 27.6758
1579 | 5684400 | 4.8522 | 25.3903 | 27.6798
1580 | 5688000 | 4.8526 | 25.3942 | 27.6837
1581 | 5691600 | 4.853 | 25.3981 | 27.6877
1582 | 5695200 | 4.8534 | 25.402 | 27.6916
1583 | 5698800 | 4.8538 | 25.4059 | 27.6956
1584 | 5702400 | 4.8542 | 25.4098 | 27.6995
1585 | 5706000 | 4.8546 | 25.4137 | 27.7035
1586 | 5709600 | 4.8551 | 25.4176 | 27.7074
1587 | 5713200 | 4.8555 | 25.4216 | 27.7113
1588 | 5716800 | 4.8559 | 25.4255 | 27.7153
1589 | 5720400 | 4.8563 | 25.4294 | 27.7192
1590 | 5724000 | 4.8567 | 25.4333 | 27.7232
1591 | 5727600 | 4.8571 | 25.4372 | 27.7271
1592 | 5731200 | 4.8575 | 25.4411 | 27.731
1593 | 5734800 | 4.8579 | 25.445 | 27.735
1594 | 5738400 | 4.8583 | 25.4489 | 27.7389
1595 | 5742000 | 4.8587 | 25.4528 | 27.7428
1596 | 5745600 | 4.8591 | 25.4567 | 27.7468
1597 | 5749200 | 4.8595 | 25.4606 | 27.7507
1598 | 5752800 | 4.8599 | 25.4645 | 27.7546
1599 | 5756400 | 4.8603 | 25.4684 | 27.7586
1600 | 5760000 | 4.8607 | 25.4723 | 27.7625
1601 | 5763600 | 4.8611 | 25.4762 | 27.7664
1602 | 5767200 | 4.8615 | 25.4801 | 27.7703
1603 | 5770800 | 4.8619 | 25.4839 | 27.7743
1604 | 5774400 | 4.8623 | 25.4878 | 27.7782
1605 | 5778000 | 4.8627 | 25.4917 | 27.7821
1606 | 5781600 | 4.8631 | 25.4956 | 27.786
1607 | 5785200 | 4.8635 | 25.4995 | 27.79
1608 | 5788800 | 4.8639 | 25.5034 | 27.7939
1609 | 5792400 | 4.8643 | 25.5073 | 27.7978
1610 | 5796000 | 4.8647 | 25.5112 | 27.8017
1611 | 5799600 | 4.8651 | 25.515 | 27.8056
1612 | 5803200 | 4.8655 | 25.5189 | 27.8095
1613 | 5806800 | 4.8659 | 25.5228 | 27.8135
1614 | 5810400 | 4.8663 | 25.5267 | 27.8174
1615 | 5814000 | 4.8667 | 25.5306 | 27.8213
1616 | 5817600 | 4.8671 | 25.5344 | 27.8252
1617 | 5821200 | 4.8675 | 25.5383 | 27.8291
1618 | 5824800 | 4.8679 | 25.5422 | 27.833
1619 | 5828400 | 4.8683 | 25.5461 | 27.8369
1620 | 5832000 | 4.8687 | 25.5499 | 27.8408
1621 | 5835600 | 4.8691 | 25.5538 | 27.8447
1622 | 5839200 | 4.8695 | 25.5577 | 27.8486
1623 | 5842800 | 4.8699 | 25.5616 | 27.8526
1624 | 5846400 | 4.8703 | 25.5654 | 27.8565
1625 | 5850000 | 4.8707 | 25.5693 | 27.8604
1626 | 5853600 | 4.8711 | 25.5732 | 27.8643
1627 | 5857200 | 4.8715 | 25.577 | 27.8682
1628 | 5860800 | 4.8718 | 25.5809 | 27.8721
1629 | 5864400 | 4.8722 | 25.5848 | 27.876
1630 | 5868000 | 4.8726 | 25.5886 | 27.8798
1631 | 5871600 | 4.873 | 25.5925 | 27.8837
1632 | 5875200 | 4.8734 | 25.5964 | 27.8876
1633 | 5878800 | 4.8738 | 25.6002 | 27.8915
1634 | 5882400 | 4.8742 | 25.6041 | 27.8954
1635 | 5886000 | 4.8746 | 25.6079 | 27.8993
1636 | 5889600 | 4.875 | 25.6118 | 27.9032
1637 | 5893200 | 4.8754 | 25.6156 | 27.9071
1638 | 5896800 | 4.8758 | 25.6195 | 27.911
1639 | 5900400 | 4.8761 | 25.6234 | 27.9149
1640 | 5904000 | 4.8765 | 25.6272 | 27.9188
1641 | 5907600 | 4.8769 | 25.6311 | 27.9226
1642 | 5911200 | 4.8773 | 25.6349 | 27.9265
1643 | 5914800 | 4.8777 | 25.6388 | 27.9304
1644 | 5918400 | 4.8781 | 25.6426 | 27.9343
1645 | 5922000 | 4.8785 | 25.6465 | 27.9382
1646 | 5925600 | 4.8789 | 25.6503 | 27.9421
1647 | 5929200 | 4.8792 | 25.6542 | 27.9459
1648 | 5932800 | 4.8796 | 25.658 | 27.9498
1649 | 5936400 | 4.88 | 25.6618 | 27.9537
1650 | 5940000 | 4.8804 | 25.6657 | 27.9576
1651 | 5943600 | 4.8808 | 25.6695 | 27.9614
1652 | 5947200 | 4.8812 | 25.6734 | 27.9653
1653 | 5950800 | 4.8816 | 25.6772 | 27.9692
1654 | 5954400 | 4.8819 | 25.6811 | 27.9731
1655 | 5958000 | 4.8823 | 25.6849 | 27.9769
1656 | 5961600 | 4.8827 | 25.6887 | 27.9808
1657 | 5965200 | 4.8831 | 25.6926 | 27.9847
1658 | 5968800 | 4.8835 | 25.6964 | 27.9885
1659 | 5972400 | 4.8839 | 25.7002 | 27.9924
1660 | 5976000 | 4.8842 | 25.7041 | 27.9963
1661 | 5979600 | 4.8846 | 25.7079 | 28.0001
1662 | 5983200 | 4.885 | 25.7117 | 28.004
1663 | 5986800 | 4.8854 | 25.7156 | 28.0079
1664 | 5990400 | 4.8858 | 25.7194 | 28.0117
1665 | 5994000 | 4.8862 | 25.7232 | 28.0156
1666 | 5997600 | 4.8865 | 25.7271 | 28.0194
1667 | 6001200 | 4.8869 | 25.7309 | 28.0233
1668 | 6004800 | 4.8873 | 25.7347 | 28.0272
1669 | 6008400 | 4.8877 | 25.7385 | 28.031
1670 | 6012000 | 4.8881 | 25.7424 | 28.0349
1671 | 6015600 | 4.8884 | 25.7462 | 28.0387
1672 | 6019200 | 4.8888 | 25.75 | 28.0426
1673 | 6022800 | 4.8892 | 25.7538 | 28.0464
1674 | 6026400 | 4.8896 | 25.7576 | 28.0503
1675 | 6030000 | 4.89 | 25.7615 | 28.0541
1676 | 6033600 | 4.8903 | 25.7653 | 28.058
1677 | 6037200 | 4.8907 | 25.7691 | 28.0618
1678 | 6040800 | 4.8911 | 25.7729 | 28.0657
1679 | 6044400 | 4.8915 | 25.7767 | 28.0695
1680 | 6048000 | 4.8918 | 25.7805 | 28.0734
1681 | 6051600 | 4.8922 | 25.7844 | 28.0772
1682 | 6055200 | 4.8926 | 25.7882 | 28.0811
1683 | 6058800 | 4.893 | 25.792 | 28.0849
1684 | 6062400 | 4.8933 | 25.7958 | 28.0887
1685 | 6066000 | 4.8937 | 25.7996 | 28.0926
1686 | 6069600 | 4.8941 | 25.8034 | 28.0964
1687 | 6073200 | 4.8945 | 25.8072 | 28.1003
1688 | 6076800 | 4.8948 | 25.811 | 28.1041
1689 | 6080400 | 4.8952 | 25.8148 | 28.1079
1690 | 6084000 | 4.8956 | 25.8186 | 28.1118
1691 | 6087600 | 4.896 | 25.8224 | 28.1156
1692 | 6091200 | 4.8963 | 25.8262 | 28.1194
1693 | 6094800 | 4.8967 | 25.83 | 28.1233
1694 | 6098400 | 4.8971 | 25.8338 | 28.1271
1695 | 6102000 | 4.8974 | 25.8376 | 28.1309
1696 | 6105600 | 4.8978 | 25.8414 | 28.1348
1697 | 6109200 | 4.8982 | 25.8452 | 28.1386
1698 | 6112800 | 4.8986 | 25.849 | 28.1424
1699 | 6116400 | 4.8989 | 25.8528 | 28.1462
1700 | 6120000 | 4.8993 | 25.8566 | 28.1501
1701 | 6123600 | 4.8997 | 25.8604 | 28.1539
1702 | 6127200 | 4.9 | 25.8642 | 28.1577
1703 | 6130800 | 4.9004 | 25.868 | 28.1615
1704 | 6134400 | 4.9008 | 25.8718 | 28.1654
1705 | 6138000 | 4.9012 | 25.8756 | 28.1692
1706 | 6141600 | 4.9015 | 25.8794 | 28.173
1707 | 6145200 | 4.9019 | 25.8832 | 28.1768
1708 | 6148800 | 4.9023 | 25.8869 | 28.1806
1709 | 6152400 | 4.9026 | 25.8907 | 28.1845
1710 | 6156000 | 4.903 | 25.8945 | 28.1883
1711 | 6159600 | 4.9034 | 25.8983 | 28.1921
1712 | 6163200 | 4.9037 | 25.9021 | 28.1959
1713 | 6166800 | 4.9041 | 25.9059 | 28.1997
1714 | 6170400 | 4.9045 | 25.9097 | 28.2035
1715 | 6174000 | 4.9048 | 25.9134 | 28.2073
1716 | 6177600 | 4.9052 | 25.9172 | 28.2111
1717 | 6181200 | 4.9056 | 25.921 | 28.215
1718 | 6184800 | 4.9059 | 25.9248 | 28.2188
1719 | 6188400 | 4.9063 | 25.9285 | 28.2226
1720 | 6192000 | 4.9067 | 25.9323 | 28.2264
1721 | 6195600 | 4.907 | 25.9361 | 28.2302
1722 | 6199200 | 4.9074 | 25.9399 | 28.234
1723 | 6202800 | 4.9077 | 25.9436 | 28.2378
1724 | 6206400 | 4.9081 | 25.9474 | 28.2416
1725 | 6210000 | 4.9085 | 25.9512 | 28.2454
1726 | 6213600 | 4.9088 | 25.955 | 28.2492
1727 | 6217200 | 4.9092 | 25.9587 | 28.253
1728 | 6220800 | 4.9096 | 25.9625 | 28.2568
1729 | 6224400 | 4.9099 | 25.9663 | 28.2606
1730 | 6228000 | 4.9103 | 25.97 | 28.2644
1731 | 6231600 | 4.9106 | 25.9738 | 28.2682
1732 | 6235200 | 4.911 | 25.9776 | 28.272
1733 | 6238800 | 4.9114 | 25.9813 | 28.2758
1734 | 6242400 | 4.9117 | 25.9851 | 28.2796
1735 | 6246000 | 4.9121 | 25.9888 | 28.2834
1736 | 6249600 | 4.9124 | 25.9926 | 28.2871
1737 | 6253200 | 4.9128 | 25.9964 | 28.2909
1738 | 6256800 | 4.9132 | 26.0001 | 28.2947
1739 | 6260400 | 4.9135 | 26.0039 | 28.2985
1740 | 6264000 | 4.9139 | 26.0076 | 28.3023
1741 | 6267600 | 4.9142 | 26.0114 | 28.3061
1742 | 6271200 | 4.9146 | 26.0151 | 28.3099
1743 | 6274800 | 4.915 | 26.0189 | 28.3137
1744 | 6278400 | 4.9153 | 26.0227 | 28.3174
1745 | 6282000 | 4.9157 | 26.0264 | 28.3212
1746 | 6285600 | 4.916 | 26.0302 | 28.325
1747 | 6289200 | 4.9164 | 26.0339 | 28.3288
1748 | 6292800 | 4.9167 | 26.0377 | 28.3326
1749 | 6296400 | 4.9171 | 26.0414 | 28.3363
1750 | 6300000 | 4.9175 | 26.0452 | 28.3401
1751 | 6303600 | 4.9178 | 26.0489 | 28.3439
1752 | 6307200 | 4.9182 | 26.0526 | 28.3477
1753 | 6310800 | 4.9185 | 26.0564 | 28.3514
1754 | 6314400 | 4.9189 | 26.0601 | 28.3552
1755 | 6318000 | 4.9192 | 26.0639 | 28.359
1756 | 6321600 | 4.9196 | 26.0676 | 28.3628
1757 | 6325200 | 4.9199 | 26.0714 | 28.3665
1758 | 6328800 | 4.9203 | 26.0751 | 28.3703
1759 | 6332400 | 4.9207 | 26.0788 | 28.3741
1760 | 6336000 | 4.921 | 26.0826 | 28.3778
1761 | 6339600 | 4.9214 | 26.0863 | 28.3816
1762 | 6343200 | 4.9217 | 26.0901 | 28.3854
1763 | 6346800 | 4.9221 | 26.0938 | 28.3891
1764 | 6350400 | 4.9224 | 26.0975 | 28.3929
1765 | 6354000 | 4.9228 | 26.1013 | 28.3967
1766 | 6357600 | 4.9231 | 26.105 | 28.4004
1767 | 6361200 | 4.9235 | 26.1087 | 28.4042
1768 | 6364800 | 4.9238 | 26.1125 | 28.4079
1769 | 6368400 | 4.9242 | 26.1162 | 28.4117
1770 | 6372000 | 4.9245 | 26.1199 | 28.4155
1771 | 6375600 | 4.9249 | 26.1236 | 28.4192
1772 | 6379200 | 4.9252 | 26.1274 | 28.423
1773 | 6382800 | 4.9256 | 26.1311 | 28.4267
1774 | 6386400 | 4.9259 | 26.1348 | 28.4305
1775 | 6390000 | 4.9263 | 26.1385 | 28.4342
1776 | 6393600 | 4.9266 | 26.1423 | 28.438
1777 | 6397200 | 4.927 | 26.146 | 28.4417
1778 | 6400800 | 4.9273 | 26.1497 | 28.4455
1779 | 6404400 | 4.9277 | 26.1534 | 28.4492
1780 | 6408000 | 4.928 | 26.1572 | 28.453
1781 | 6411600 | 4.9284 | 26.1609 | 28.4567
1782 | 6415200 | 4.9287 | 26.1646 | 28.4605
1783 | 6418800 | 4.9291 | 26.1683 | 28.4642
1784 | 6422400 | 4.9294 | 26.172 | 28.468
1785 | 6426000 | 4.9298 | 26.1757 | 28.4717
1786 | 6429600 | 4.9301 | 26.1795 | 28.4755
1787 | 6433200 | 4.9304 | 26.1832 | 28.4792
1788 | 6436800 | 4.9308 | 26.1869 | 28.483
1789 | 6440400 | 4.9311 | 26.1906 | 28.4867
1790 | 6444000 | 4.9315 | 26.1943 | 28.4904
1791 | 6447600 | 4.9318 | 26.198 | 28.4942
1792 | 6451200 | 4.9322 | 26.2017 | 28.4979
1793 | 6454800 | 4.9325 | 26.2054 | 28.5016
1794 | 6458400 | 4.9329 | 26.2091 | 28.5054
1795 | 6462000 | 4.9332 | 26.2128 | 28.5091
1796 | 6465600 | 4.9336 | 26.2166 | 28.5129
1797 | 6469200 | 4.9339 | 26.2203 | 28.5166
1798 | 6472800 | 4.9342 | 26.224 | 28.5203
1799 | 6476400 | 4.9346 | 26.2277 | 28.5241
1800 | 6480000 | 4.9349 | 26.2314 | 28.5278
1801 | 6483600 | 4.9353 | 26.2351 | 28.5315
1802 | 6487200 | 4.9356 | 26.2388 | 28.5352
1803 | 6490800 | 4.9359 | 26.2425 | 28.539
1804 | 6494400 | 4.9363 | 26.2462 | 28.5427
1805 | 6498000 | 4.9366 | 26.2499 | 28.5464
1806 | 6501600 | 4.937 | 26.2536 | 28.5501
1807 | 6505200 | 4.9373 | 26.2573 | 28.5539
1808 | 6508800 | 4.9377 | 26.261 | 28.5576
1809 | 6512400 | 4.938 | 26.2646 | 28.5613
1810 | 6516000 | 4.9383 | 26.2683 | 28.565
1811 | 6519600 | 4.9387 | 26.272 | 28.5688
1812 | 6523200 | 4.939 | 26.2757 | 28.5725
1813 | 6526800 | 4.9394 | 26.2794 | 28.5762
1814 | 6530400 | 4.9397 | 26.2831 | 28.5799
1815 | 6534000 | 4.94 | 26.2868 | 28.5836
1816 | 6537600 | 4.9404 | 26.2905 | 28.5874
1817 | 6541200 | 4.9407 | 26.2942 | 28.5911
1818 | 6544800 | 4.941 | 26.2979 | 28.5948
1819 | 6548400 | 4.9414 | 26.3015 | 28.5985
1820 | 6552000 | 4.9417 | 26.3052 | 28.6022
1821 | 6555600 | 4.9421 | 26.3089 | 28.6059
1822 | 6559200 | 4.9424 | 26.3126 | 28.6096
1823 | 6562800 | 4.9427 | 26.3163 | 28.6133
1824 | 6566400 | 4.9431 | 26.32 | 28.617
1825 | 6570000 | 4.9434 | 26.3236 | 28.6208
1826 | 6573600 | 4.9437 | 26.3273 | 28.6245
1827 | 6577200 | 4.9441 | 26.331 | 28.6282
1828 | 6580800 | 4.9444 | 26.3347 | 28.6319
1829 | 6584400 | 4.9448 | 26.3383 | 28.6356
1830 | 6588000 | 4.9451 | 26.342 | 28.6393
1831 | 6591600 | 4.9454 | 26.3457 | 28.643
1832 | 6595200 | 4.9458 | 26.3494 | 28.6467
1833 | 6598800 | 4.9461 | 26.353 | 28.6504
1834 | 6602400 | 4.9464 | 26.3567 | 28.6541
1835 | 6606000 | 4.9468 | 26.3604 | 28.6578
1836 | 6609600 | 4.9471 | 26.3641 | 28.6615
1837 | 6613200 | 4.9474 | 26.3677 | 28.6652
1838 | 6616800 | 4.9478 | 26.3714 | 28.6689
1839 | 6620400 | 4.9481 | 26.3751 | 28.6726
1840 | 6624000 | 4.9484 | 26.3787 | 28.6763
1841 | 6627600 | 4.9488 | 26.3824 | 28.68
1842 | 6631200 | 4.9491 | 26.3861 | 28.6837
1843 | 6634800 | 4.9494 | 26.3897 | 28.6873
1844 | 6638400 | 4.9498 | 26.3934 | 28.691
1845 | 6642000 | 4.9501 | 26.3971 | 28.6947
1846 | 6645600 | 4.9504 | 26.4007 | 28.6984
1847 | 6649200 | 4.9507 | 26.4044 | 28.7021
1848 | 6652800 | 4.9511 | 26.408 | 28.7058
1849 | 6656400 | 4.9514 | 26.4117 | 28.7095
1850 | 6660000 | 4.9517 | 26.4154 | 28.7132
1851 | 6663600 | 4.9521 | 26.419 | 28.7169
1852 | 6667200 | 4.9524 | 26.4227 | 28.7205
1853 | 6670800 | 4.9527 | 26.4263 | 28.7242
1854 | 6674400 | 4.9531 | 26.43 | 28.7279
1855 | 6678000 | 4.9534 | 26.4336 | 28.7316
1856 | 6681600 | 4.9537 | 26.4373 | 28.7353
1857 | 6685200 | 4.954 | 26.4409 | 28.7389
1858 | 6688800 | 4.9544 | 26.4446 | 28.7426
1859 | 6692400 | 4.9547 | 26.4482 | 28.7463
1860 | 6696000 | 4.955 | 26.4519 | 28.75
1861 | 6699600 | 4.9553 | 26.4555 | 28.7537
1862 | 6703200 | 4.9557 | 26.4592 | 28.7573
1863 | 6706800 | 4.956 | 26.4628 | 28.761
1864 | 6710400 | 4.9563 | 26.4665 | 28.7647
1865 | 6714000 | 4.9567 | 26.4701 | 28.7683
1866 | 6717600 | 4.957 | 26.4738 | 28.772
1867 | 6721200 | 4.9573 | 26.4774 | 28.7757
1868 | 6724800 | 4.9576 | 26.4811 | 28.7794
1869 | 6728400 | 4.958 | 26.4847 | 28.783
1870 | 6732000 | 4.9583 | 26.4883 | 28.7867
1871 | 6735600 | 4.9586 | 26.492 | 28.7904
1872 | 6739200 | 4.9589 | 26.4956 | 28.794
1873 | 6742800 | 4.9593 | 26.4993 | 28.7977
1874 | 6746400 | 4.9596 | 26.5029 | 28.8014
1875 | 6750000 | 4.9599 | 26.5065 | 28.805
1876 | 6753600 | 4.9602 | 26.5102 | 28.8087
1877 | 6757200 | 4.9606 | 26.5138 | 28.8123
1878 | 6760800 | 4.9609 | 26.5174 | 28.816
1879 | 6764400 | 4.9612 | 26.5211 | 28.8197
1880 | 6768000 | 4.9615 | 26.5247 | 28.8233
1881 | 6771600 | 4.9618 | 26.5283 | 28.827
1882 | 6775200 | 4.9622 | 26.532 | 28.8306
1883 | 6778800 | 4.9625 | 26.5356 | 28.8343
1884 | 6782400 | 4.9628 | 26.5392 | 28.838
1885 | 6786000 | 4.9631 | 26.5429 | 28.8416
1886 | 6789600 | 4.9635 | 26.5465 | 28.8453
1887 | 6793200 | 4.9638 | 26.5501 | 28.8489
1888 | 6796800 | 4.9641 | 26.5537 | 28.8526
1889 | 6800400 | 4.9644 | 26.5574 | 28.8562
1890 | 6804000 | 4.9647 | 26.561 | 28.8599
1891 | 6807600 | 4.9651 | 26.5646 | 28.8635
1892 | 6811200 | 4.9654 | 26.5682 | 28.8672
1893 | 6814800 | 4.9657 | 26.5718 | 28.8708
1894 | 6818400 | 4.966 | 26.5755 | 28.8745
1895 | 6822000 | 4.9663 | 26.5791 | 28.8781
1896 | 6825600 | 4.9667 | 26.5827 | 28.8818
1897 | 6829200 | 4.967 | 26.5863 | 28.8854
1898 | 6832800 | 4.9673 | 26.5899 | 28.8891
1899 | 6836400 | 4.9676 | 26.5936 | 28.8927
1900 | 6840000 | 4.9679 | 26.5972 | 28.8963
1901 | 6843600 | 4.9683 | 26.6008 | 28.9
1902 | 6847200 | 4.9686 | 26.6044 | 28.9036
1903 | 6850800 | 4.9689 | 26.608 | 28.9073
1904 | 6854400 | 4.9692 | 26.6116 | 28.9109
1905 | 6858000 | 4.9695 | 26.6152 | 28.9145
1906 | 6861600 | 4.9698 | 26.6189 | 28.9182
1907 | 6865200 | 4.9702 | 26.6225 | 28.9218
1908 | 6868800 | 4.9705 | 26.6261 | 28.9255
1909 | 6872400 | 4.9708 | 26.6297 | 28.9291
1910 | 6876000 | 4.9711 | 26.6333 | 28.9327
1911 | 6879600 | 4.9714 | 26.6369 | 28.9364
1912 | 6883200 | 4.9717 | 26.6405 | 28.94
1913 | 6886800 | 4.9721 | 26.6441 | 28.9436
1914 | 6890400 | 4.9724 | 26.6477 | 28.9472
1915 | 6894000 | 4.9727 | 26.6513 | 28.9509
1916 | 6897600 | 4.973 | 26.6549 | 28.9545
1917 | 6901200 | 4.9733 | 26.6585 | 28.9581
1918 | 6904800 | 4.9736 | 26.6621 | 28.9618
1919 | 6908400 | 4.9739 | 26.6657 | 28.9654
1920 | 6912000 | 4.9743 | 26.6693 | 28.969
1921 | 6915600 | 4.9746 | 26.6729 | 28.9726
1922 | 6919200 | 4.9749 | 26.6765 | 28.9763
1923 | 6922800 | 4.9752 | 26.6801 | 28.9799
1924 | 6926400 | 4.9755 | 26.6837 | 28.9835
1925 | 6930000 | 4.9758 | 26.6873 | 28.9871
1926 | 6933600 | 4.9761 | 26.6909 | 28.9907
1927 | 6937200 | 4.9764 | 26.6945 | 28.9944
1928 | 6940800 | 4.9768 | 26.6981 | 28.998
1929 | 6944400 | 4.9771 | 26.7017 | 29.0016
1930 | 6948000 | 4.9774 | 26.7053 | 29.0052
1931 | 6951600 | 4.9777 | 26.7089 | 29.0088
1932 | 6955200 | 4.978 | 26.7125 | 29.0125
1933 | 6958800 | 4.9783 | 26.716 | 29.0161
1934 | 6962400 | 4.9786 | 26.7196 | 29.0197
1935 | 6966000 | 4.9789 | 26.7232 | 29.0233
1936 | 6969600 | 4.9792 | 26.7268 | 29.0269
1937 | 6973200 | 4.9795 | 26.7304 | 29.0305
1938 | 6976800 | 4.9799 | 26.734 | 29.0341
1939 | 6980400 | 4.9802 | 26.7376 | 29.0377
1940 | 6984000 | 4.9805 | 26.7411 | 29.0413
1941 | 6987600 | 4.9808 | 26.7447 | 29.045
1942 | 6991200 | 4.9811 | 26.7483 | 29.0486
1943 | 6994800 | 4.9814 | 26.7519 | 29.0522
1944 | 6998400 | 4.9817 | 26.7555 | 29.0558
1945 | 7002000 | 4.982 | 26.759 | 29.0594
1946 | 7005600 | 4.9823 | 26.7626 | 29.063
1947 | 7009200 | 4.9826 | 26.7662 | 29.0666
1948 | 7012800 | 4.9829 | 26.7698 | 29.0702
1949 | 7016400 | 4.9833 | 26.7733 | 29.0738
1950 | 7020000 | 4.9836 | 26.7769 | 29.0774
1951 | 7023600 | 4.9839 | 26.7805 | 29.081
1952 | 7027200 | 4.9842 | 26.7841 | 29.0846
1953 | 7030800 | 4.9845 | 26.7876 | 29.0882
1954 | 7034400 | 4.9848 | 26.7912 | 29.0918
1955 | 7038000 | 4.9851 | 26.7948 | 29.0954
1956 | 7041600 | 4.9854 | 26.7984 | 29.099
1957 | 7045200 | 4.9857 | 26.8019 | 29.1026
1958 | 7048800 | 4.986 | 26.8055 | 29.1062
1959 | 7052400 | 4.9863 | 26.8091 | 29.1098
1960 | 7056000 | 4.9866 | 26.8126 | 29.1134
1961 | 7059600 | 4.9869 | 26.8162 | 29.1169
1962 | 7063200 | 4.9872 | 26.8198 | 29.1205
1963 | 7066800 | 4.9875 | 26.8233 | 29.1241
1964 | 7070400 | 4.9878 | 26.8269 | 29.1277
1965 | 7074000 | 4.9881 | 26.8305 | 29.1313
1966 | 7077600 | 4.9884 | 26.834 | 29.1349
1967 | 7081200 | 4.9887 | 26.8376 | 29.1385
1968 | 7084800 | 4.989 | 26.8411 | 29.1421
1969 | 7088400 | 4.9894 | 26.8447 | 29.1456
1970 | 7092000 | 4.9897 | 26.8483 | 29.1492
1971 | 7095600 | 4.99 | 26.8518 | 29.1528
1972 | 7099200 | 4.9903 | 26.8554 | 29.1564
1973 | 7102800 | 4.9906 | 26.8589 | 29.16
1974 | 7106400 | 4.9909 | 26.8625 | 29.1636
1975 | 7110000 | 4.9912 | 26.866 | 29.1671
1976 | 7113600 | 4.9915 | 26.8696 | 29.1707
1977 | 7117200 | 4.9918 | 26.8731 | 29.1743
1978 | 7120800 | 4.9921 | 26.8767 | 29.1779
1979 | 7124400 | 4.9924 | 26.8803 | 29.1815
1980 | 7128000 | 4.9927 | 26.8838 | 29.185
1981 | 7131600 | 4.993 | 26.8874 | 29.1886
1982 | 7135200 | 4.9933 | 26.8909 | 29.1922
1983 | 7138800 | 4.9936 | 26.8945 | 29.1958
1984 | 7142400 | 4.9939 | 26.898 | 29.1993
1985 | 7146000 | 4.9942 | 26.9015 | 29.2029
1986 | 7149600 | 4.9945 | 26.9051 | 29.2065
1987 | 7153200 | 4.9948 | 26.9086 | 29.21
1988 | 7156800 | 4.9951 | 26.9122 | 29.2136
1989 | 7160400 | 4.9954 | 26.9157 | 29.2172
1990 | 7164000 | 4.9957 | 26.9193 | 29.2207
1991 | 7167600 | 4.996 | 26.9228 | 29.2243
1992 | 7171200 | 4.9963 | 26.9264 | 29.2279
1993 | 7174800 | 4.9966 | 26.9299 | 29.2314
1994 | 7178400 | 4.9969 | 26.9334 | 29.235
1995 | 7182000 | 4.9972 | 26.937 | 29.2386
1996 | 7185600 | 4.9975 | 26.9405 | 29.2421
1997 | 7189200 | 4.9977 | 26.9441 | 29.2457
1998 | 7192800 | 4.998 | 26.9476 | 29.2493
1999 | 7196400 | 4.9983 | 26.9511 | 29.2528
2000 | 7200000 | 4.9986 | 26.9547 | 29.2564
2001 | 7203600 | 4.9989 | 26.9582 | 29.2599
2002 | 7207200 | 4.9992 | 26.9617 | 29.2635
2003 | 7210800 | 4.9995 | 26.9653 | 29.2671
2004 | 7214400 | 4.9998 | 26.9688 | 29.2706
2005 | 7218000 | 5.0001 | 26.9723 | 29.2742
2006 | 7221600 | 5.0004 | 26.9759 | 29.2777
2007 | 7225200 | 5.0007 | 26.9794 | 29.2813
2008 | 7228800 | 5.001 | 26.9829 | 29.2848
2009 | 7232400 | 5.0013 | 26.9864 | 29.2884
2010 | 7236000 | 5.0016 | 26.99 | 29.2919
2011 | 7239600 | 5.0019 | 26.9935 | 29.2955
2012 | 7243200 | 5.0022 | 26.997 | 29.299
2013 | 7246800 | 5.0025 | 27.0005 | 29.3026
2014 | 7250400 | 5.0028 | 27.0041 | 29.3061
2015 | 7254000 | 5.0031 | 27.0076 | 29.3097
2016 | 7257600 | 5.0034 | 27.0111 | 29.3132
2017 | 7261200 | 5.0036 | 27.0146 | 29.3168
2018 | 7264800 | 5.0039 | 27.0182 | 29.3203
2019 | 7268400 | 5.0042 | 27.0217 | 29.3239
2020 | 7272000 | 5.0045 | 27.0252 | 29.3274
2021 | 7275600 | 5.0048 | 27.0287 | 29.331
2022 | 7279200 | 5.0051 | 27.0322 | 29.3345
2023 | 7282800 | 5.0054 | 27.0358 | 29.338
2024 | 7286400 | 5.0057 | 27.0393 | 29.3416
2025 | 7290000 | 5.006 | 27.0428 | 29.3451
2026 | 7293600 | 5.0063 | 27.0463 | 29.3487
2027 | 7297200 | 5.0066 | 27.0498 | 29.3522
2028 | 7300800 | 5.0069 | 27.0533 | 29.3557
2029 | 7304400 | 5.0071 | 27.0569 | 29.3593
2030 | 7308000 | 5.0074 | 27.0604 | 29.3628
2031 | 7311600 | 5.0077 | 27.0639 | 29.3664
2032 | 7315200 | 5.008 | 27.0674 | 29.3699
2033 | 7318800 | 5.0083 | 27.0709 | 29.3734
2034 | 7322400 | 5.0086 | 27.0744 | 29.377
2035 | 7326000 | 5.0089 | 27.0779 | 29.3805
2036 | 7329600 | 5.0092 | 27.0814 | 29.384
2037 | 7333200 | 5.0095 | 27.0849 | 29.3876
2038 | 7336800 | 5.0098 | 27.0884 | 29.3911
2039 | 7340400 | 5.01 | 27.0919 | 29.3946
2040 | 7344000 | 5.0103 | 27.0954 | 29.3981
2041 | 7347600 | 5.0106 | 27.0989 | 29.4017
2042 | 7351200 | 5.0109 | 27.1025 | 29.4052
2043 | 7354800 | 5.0112 | 27.106 | 29.4087
2044 | 7358400 | 5.0115 | 27.1095 | 29.4122
2045 | 7362000 | 5.0118 | 27.113 | 29.4158
2046 | 7365600 | 5.0121 | 27.1165 | 29.4193
2047 | 7369200 | 5.0123 | 27.12 | 29.4228
2048 | 7372800 | 5.0126 | 27.1235 | 29.4263
2049 | 7376400 | 5.0129 | 27.127 | 29.4299
2050 | 7380000 | 5.0132 | 27.1304 | 29.4334
2051 | 7383600 | 5.0135 | 27.1339 | 29.4369
2052 | 7387200 | 5.0138 | 27.1374 | 29.4404
2053 | 7390800 | 5.0141 | 27.1409 | 29.4439
2054 | 7394400 | 5.0144 | 27.1444 | 29.4475
2055 | 7398000 | 5.0146 | 27.1479 | 29.451
2056 | 7401600 | 5.0149 | 27.1514 | 29.4545
2057 | 7405200 | 5.0152 | 27.1549 | 29.458
2058 | 7408800 | 5.0155 | 27.1584 | 29.4615
2059 | 7412400 | 5.0158 | 27.1619 | 29.465
2060 | 7416000 | 5.0161 | 27.1654 | 29.4686
2061 | 7419600 | 5.0163 | 27.1689 | 29.4721
2062 | 7423200 | 5.0166 | 27.1724 | 29.4756
2063 | 7426800 | 5.0169 | 27.1758 | 29.4791
2064 | 7430400 | 5.0172 | 27.1793 | 29.4826
2065 | 7434000 | 5.0175 | 27.1828 | 29.4861
2066 | 7437600 | 5.0178 | 27.1863 | 29.4896
2067 | 7441200 | 5.0181 | 27.1898 | 29.4931
2068 | 7444800 | 5.0183 | 27.1933 | 29.4966
2069 | 7448400 | 5.0186 | 27.1968 | 29.5001
2070 | 7452000 | 5.0189 | 27.2002 | 29.5036
2071 | 7455600 | 5.0192 | 27.2037 | 29.5071
2072 | 7459200 | 5.0195 | 27.2072 | 29.5107
2073 | 7462800 | 5.0197 | 27.2107 | 29.5142
2074 | 7466400 | 5.02 | 27.2142 | 29.5177
2075 | 7470000 | 5.0203 | 27.2176 | 29.5212
2076 | 7473600 | 5.0206 | 27.2211 | 29.5247
2077 | 7477200 | 5.0209 | 27.2246 | 29.5282
2078 | 7480800 | 5.0212 | 27.2281 | 29.5317
2079 | 7484400 | 5.0214 | 27.2315 | 29.5352
2080 | 7488000 | 5.0217 | 27.235 | 29.5387
2081 | 7491600 | 5.022 | 27.2385 | 29.5422
2082 | 7495200 | 5.0223 | 27.242 | 29.5457
2083 | 7498800 | 5.0226 | 27.2454 | 29.5491
2084 | 7502400 | 5.0228 | 27.2489 | 29.5526
2085 | 7506000 | 5.0231 | 27.2524 | 29.5561
2086 | 7509600 | 5.0234 | 27.2558 | 29.5596
2087 | 7513200 | 5.0237 | 27.2593 | 29.5631
2088 | 7516800 | 5.024 | 27.2628 | 29.5666
2089 | 7520400 | 5.0242 | 27.2663 | 29.5701
2090 | 7524000 | 5.0245 | 27.2697 | 29.5736
2091 | 7527600 | 5.0248 | 27.2732 | 29.5771
2092 | 7531200 | 5.0251 | 27.2767 | 29.5806
2093 | 7534800 | 5.0254 | 27.2801 | 29.5841
2094 | 7538400 | 5.0256 | 27.2836 | 29.5876
2095 | 7542000 | 5.0259 | 27.287 | 29.591
2096 | 7545600 | 5.0262 | 27.2905 | 29.5945
2097 | 7549200 | 5.0265 | 27.294 | 29.598
2098 | 7552800 | 5.0267 | 27.2974 | 29.6015
2099 | 7556400 | 5.027 | 27.3009 | 29.605
2100 | 7560000 | 5.0273 | 27.3044 | 29.6085
2101 | 7563600 | 5.0276 | 27.3078 | 29.6119
2102 | 7567200 | 5.0278 | 27.3113 | 29.6154
2103 | 7570800 | 5.0281 | 27.3147 | 29.6189
2104 | 7574400 | 5.0284 | 27.3182 | 29.6224
2105 | 7578000 | 5.0287 | 27.3216 | 29.6259
2106 | 7581600 | 5.029 | 27.3251 | 29.6293
2107 | 7585200 | 5.0292 | 27.3286 | 29.6328
2108 | 7588800 | 5.0295 | 27.332 | 29.6363
2109 | 7592400 | 5.0298 | 27.3355 | 29.6398
2110 | 7596000 | 5.0301 | 27.3389 | 29.6433
2111 | 7599600 | 5.0303 | 27.3424 | 29.6467
2112 | 7603200 | 5.0306 | 27.3458 | 29.6502
2113 | 7606800 | 5.0309 | 27.3493 | 29.6537
2114 | 7610400 | 5.0312 | 27.3527 | 29.6571
2115 | 7614000 | 5.0314 | 27.3562 | 29.6606
2116 | 7617600 | 5.0317 | 27.3596 | 29.6641
2117 | 7621200 | 5.032 | 27.3631 | 29.6676
2118 | 7624800 | 5.0323 | 27.3665 | 29.671
2119 | 7628400 | 5.0325 | 27.37 | 29.6745
2120 | 7632000 | 5.0328 | 27.3734 | 29.678
2121 | 7635600 | 5.0331 | 27.3768 | 29.6814
2122 | 7639200 | 5.0333 | 27.3803 | 29.6849
2123 | 7642800 | 5.0336 | 27.3837 | 29.6884
2124 | 7646400 | 5.0339 | 27.3872 | 29.6918
2125 | 7650000 | 5.0342 | 27.3906 | 29.6953
2126 | 7653600 | 5.0344 | 27.3941 | 29.6988
2127 | 7657200 | 5.0347 | 27.3975 | 29.7022
2128 | 7660800 | 5.035 | 27.4009 | 29.7057
2129 | 7664400 | 5.0353 | 27.4044 | 29.7092
2130 | 7668000 | 5.0355 | 27.4078 | 29.7126
2131 | 7671600 | 5.0358 | 27.4113 | 29.7161
2132 | 7675200 | 5.0361 | 27.4147 | 29.7195
2133 | 7678800 | 5.0363 | 27.4181 | 29.723
2134 | 7682400 | 5.0366 | 27.4216 | 29.7264
2135 | 7686000 | 5.0369 | 27.425 | 29.7299
2136 | 7689600 | 5.0372 | 27.4284 | 29.7334
2137 | 7693200 | 5.0374 | 27.4319 | 29.7368
2138 | 7696800 | 5.0377 | 27.4353 | 29.7403
2139 | 7700400 | 5.038 | 27.4387 | 29.7437
2140 | 7704000 | 5.0382 | 27.4422 | 29.7472
2141 | 7707600 | 5.0385 | 27.4456 | 29.7506
2142 | 7711200 | 5.0388 | 27.449 | 29.7541
2143 | 7714800 | 5.039 | 27.4525 | 29.7575
2144 | 7718400 | 5.0393 | 27.4559 | 29.761
2145 | 7722000 | 5.0396 | 27.4593 | 29.7644
2146 | 7725600 | 5.0398 | 27.4627 | 29.7679
2147 | 7729200 | 5.0401 | 27.4662 | 29.7713
2148 | 7732800 | 5.0404 | 27.4696 | 29.7748
2149 | 7736400 | 5.0407 | 27.473 | 29.7782
2150 | 7740000 | 5.0409 | 27.4764 | 29.7817
2151 | 7743600 | 5.0412 | 27.4799 | 29.7851
2152 | 7747200 | 5.0415 | 27.4833 | 29.7886
2153 | 7750800 | 5.0417 | 27.4867 | 29.792
2154 | 7754400 | 5.042 | 27.4901 | 29.7955
2155 | 7758000 | 5.0423 | 27.4935 | 29.7989
2156 | 7761600 | 5.0425 | 27.497 | 29.8023
2157 | 7765200 | 5.0428 | 27.5004 | 29.8058
2158 | 7768800 | 5.0431 | 27.5038 | 29.8092
2159 | 7772400 | 5.0433 | 27.5072 | 29.8127
2160 | 7776000 | 5.0436 | 27.5106 | 29.8161
2161 | 7779600 | 5.0439 | 27.5141 | 29.8195
2162 | 7783200 | 5.0441 | 27.5175 | 29.823
2163 | 7786800 | 5.0444 | 27.5209 | 29.8264
2164 | 7790400 | 5.0447 | 27.5243 | 29.8299
2165 | 7794000 | 5.0449 | 27.5277 | 29.8333
2166 | 7797600 | 5.0452 | 27.5311 | 29.8367
2167 | 7801200 | 5.0455 | 27.5345 | 29.8402
2168 | 7804800 | 5.0457 | 27.5379 | 29.8436
2169 | 7808400 | 5.046 | 27.5414 | 29.847
2170 | 7812000 | 5.0463 | 27.5448 | 29.8505
2171 | 7815600 | 5.0465 | 27.5482 | 29.8539
2172 | 7819200 | 5.0468 | 27.5516 | 29.8573
2173 | 7822800 | 5.047 | 27.555 | 29.8607
2174 | 7826400 | 5.0473 | 27.5584 | 29.8642
2175 | 7830000 | 5.0476 | 27.5618 | 29.8676
2176 | 7833600 | 5.0478 | 27.5652 | 29.871
2177 | 7837200 | 5.0481 | 27.5686 | 29.8745
2178 | 7840800 | 5.0484 | 27.572 | 29.8779
2179 | 7844400 | 5.0486 | 27.5754 | 29.8813
2180 | 7848000 | 5.0489 | 27.5788 | 29.8847
2181 | 7851600 | 5.0492 | 27.5822 | 29.8882
2182 | 7855200 | 5.0494 | 27.5856 | 29.8916
2183 | 7858800 | 5.0497 | 27.589 | 29.895
2184 | 7862400 | 5.0499 | 27.5924 | 29.8984
2185 | 7866000 | 5.0502 | 27.5958 | 29.9019
2186 | 7869600 | 5.0505 | 27.5992 | 29.9053
2187 | 7873200 | 5.0507 | 27.6026 | 29.9087
2188 | 7876800 | 5.051 | 27.606 | 29.9121
2189 | 7880400 | 5.0513 | 27.6094 | 29.9155
2190 | 7884000 | 5.0515 | 27.6128 | 29.9189
2191 | 7887600 | 5.0518 | 27.6162 | 29.9224
2192 | 7891200 | 5.052 | 27.6196 | 29.9258
2193 | 7894800 | 5.0523 | 27.623 | 29.9292
2194 | 7898400 | 5.0526 | 27.6264 | 29.9326
2195 | 7902000 | 5.0528 | 27.6298 | 29.936
2196 | 7905600 | 5.0531 | 27.6332 | 29.9394
2197 | 7909200 | 5.0533 | 27.6366 | 29.9429
2198 | 7912800 | 5.0536 | 27.64 | 29.9463
2199 | 7916400 | 5.0539 | 27.6434 | 29.9497
2200 | 7920000 | 5.0541 | 27.6467 | 29.9531
2201 | 7923600 | 5.0544 | 27.6501 | 29.9565
2202 | 7927200 | 5.0546 | 27.6535 | 29.9599
2203 | 7930800 | 5.0549 | 27.6569 | 29.9633
2204 | 7934400 | 5.0552 | 27.6603 | 29.9667
2205 | 7938000 | 5.0554 | 27.6637 | 29.9701
2206 | 7941600 | 5.0557 | 27.6671 | 29.9735
2207 | 7945200 | 5.0559 | 27.6705 | 29.9769
2208 | 7948800 | 5.0562 | 27.6738 | 29.9804
2209 | 7952400 | 5.0564 | 27.6772 | 29.9838
2210 | 7956000 | 5.0567 | 27.6806 | 29.9872
2211 | 7959600 | 5.057 | 27.684 | 29.9906
2212 | 7963200 | 5.0572 | 27.6874 | 29.994
2213 | 7966800 | 5.0575 | 27.6907 | 29.9974
2214 | 7970400 | 5.0577 | 27.6941 | 30.0008
2215 | 7974000 | 5.058 | 27.6975 | 30.0042
2216 | 7977600 | 5.0583 | 27.7009 | 30.0076
2217 | 7981200 | 5.0585 | 27.7043 | 30.011
2218 | 7984800 | 5.0588 | 27.7076 | 30.0144
2219 | 7988400 | 5.059 | 27.711 | 30.0178
2220 | 7992000 | 5.0593 | 27.7144 | 30.0212
2221 | 7995600 | 5.0595 | 27.7178 | 30.0246
2222 | 7999200 | 5.0598 | 27.7211 | 30.028
2223 | 8002800 | 5.06 | 27.7245 | 30.0313
2224 | 8006400 | 5.0603 | 27.7279 | 30.0347
2225 | 8010000 | 5.0606 | 27.7313 | 30.0381
2226 | 8013600 | 5.0608 | 27.7346 | 30.0415
2227 | 8017200 | 5.0611 | 27.738 | 30.0449
2228 | 8020800 | 5.0613 | 27.7414 | 30.0483
2229 | 8024400 | 5.0616 | 27.7447 | 30.0517
2230 | 8028000 | 5.0618 | 27.7481 | 30.0551
2231 | 8031600 | 5.0621 | 27.7515 | 30.0585
2232 | 8035200 | 5.0623 | 27.7548 | 30.0619
2233 | 8038800 | 5.0626 | 27.7582 | 30.0653
2234 | 8042400 | 5.0629 | 27.7616 | 30.0686
2235 | 8046000 | 5.0631 | 27.7649 | 30.072
2236 | 8049600 | 5.0634 | 27.7683 | 30.0754
2237 | 8053200 | 5.0636 | 27.7717 | 30.0788
2238 | 8056800 | 5.0639 | 27.775 | 30.0822
2239 | 8060400 | 5.0641 | 27.7784 | 30.0856
2240 | 8064000 | 5.0644 | 27.7818 | 30.089
2241 | 8067600 | 5.0646 | 27.7851 | 30.0923
2242 | 8071200 | 5.0649 | 27.7885 | 30.0957
2243 | 8074800 | 5.0651 | 27.7918 | 30.0991
2244 | 8078400 | 5.0654 | 27.7952 | 30.1025
2245 | 8082000 | 5.0656 | 27.7986 | 30.1059
2246 | 8085600 | 5.0659 | 27.8019 | 30.1092
2247 | 8089200 | 5.0661 | 27.8053 | 30.1126
2248 | 8092800 | 5.0664 | 27.8086 | 30.116
2249 | 8096400 | 5.0666 | 27.812 | 30.1194
2250 | 8100000 | 5.0669 | 27.8153 | 30.1228
2251 | 8103600 | 5.0672 | 27.8187 | 30.1261
2252 | 8107200 | 5.0674 | 27.8221 | 30.1295
2253 | 8110800 | 5.0677 | 27.8254 | 30.1329
2254 | 8114400 | 5.0679 | 27.8288 | 30.1362
2255 | 8118000 | 5.0682 | 27.8321 | 30.1396
2256 | 8121600 | 5.0684 | 27.8355 | 30.143
2257 | 8125200 | 5.0687 | 27.8388 | 30.1464
2258 | 8128800 | 5.0689 | 27.8422 | 30.1497
2259 | 8132400 | 5.0692 | 27.8455 | 30.1531
2260 | 8136000 | 5.0694 | 27.8489 | 30.1565
2261 | 8139600 | 5.0697 | 27.8522 | 30.1598
2262 | 8143200 | 5.0699 | 27.8556 | 30.1632
2263 | 8146800 | 5.0702 | 27.8589 | 30.1666
2264 | 8150400 | 5.0704 | 27.8623 | 30.1699
2265 | 8154000 | 5.0707 | 27.8656 | 30.1733
2266 | 8157600 | 5.0709 | 27.8689 | 30.1767
2267 | 8161200 | 5.0712 | 27.8723 | 30.18
2268 | 8164800 | 5.0714 | 27.8756 | 30.1834
2269 | 8168400 | 5.0717 | 27.879 | 30.1868
2270 | 8172000 | 5.0719 | 27.8823 | 30.1901
2271 | 8175600 | 5.0722 | 27.8857 | 30.1935
2272 | 8179200 | 5.0724 | 27.889 | 30.1969
2273 | 8182800 | 5.0726 | 27.8923 | 30.2002
2274 | 8186400 | 5.0729 | 27.8957 | 30.2036
2275 | 8190000 | 5.0731 | 27.899 | 30.2069
2276 | 8193600 | 5.0734 | 27.9024 | 30.2103
2277 | 8197200 | 5.0736 | 27.9057 | 30.2137
2278 | 8200800 | 5.0739 | 27.909 | 30.217
2279 | 8204400 | 5.0741 | 27.9124 | 30.2204
2280 | 8208000 | 5.0744 | 27.9157 | 30.2237
2281 | 8211600 | 5.0746 | 27.919 | 30.2271
2282 | 8215200 | 5.0749 | 27.9224 | 30.2304
2283 | 8218800 | 5.0751 | 27.9257 | 30.2338
2284 | 8222400 | 5.0754 | 27.929 | 30.2371
2285 | 8226000 | 5.0756 | 27.9324 | 30.2405
2286 | 8229600 | 5.0759 | 27.9357 | 30.2439
2287 | 8233200 | 5.0761 | 27.939 | 30.2472
2288 | 8236800 | 5.0764 | 27.9424 | 30.2506
2289 | 8240400 | 5.0766 | 27.9457 | 30.2539
2290 | 8244000 | 5.0768 | 27.949 | 30.2573
2291 | 8247600 | 5.0771 | 27.9523 | 30.2606
2292 | 8251200 | 5.0773 | 27.9557 | 30.264
2293 | 8254800 | 5.0776 | 27.959 | 30.2673
2294 | 8258400 | 5.0778 | 27.9623 | 30.2706
2295 | 8262000 | 5.0781 | 27.9657 | 30.274
2296 | 8265600 | 5.0783 | 27.969 | 30.2773
2297 | 8269200 | 5.0786 | 27.9723 | 30.2807
2298 | 8272800 | 5.0788 | 27.9756 | 30.284
2299 | 8276400 | 5.0791 | 27.979 | 30.2874
2300 | 8280000 | 5.0793 | 27.9823 | 30.2907
2301 | 8283600 | 5.0795 | 27.9856 | 30.2941
2302 | 8287200 | 5.0798 | 27.9889 | 30.2974
2303 | 8290800 | 5.08 | 27.9922 | 30.3007
2304 | 8294400 | 5.0803 | 27.9956 | 30.3041
2305 | 8298000 | 5.0805 | 27.9989 | 30.3074
2306 | 8301600 | 5.0808 | 28.0022 | 30.3108
2307 | 8305200 | 5.081 | 28.0055 | 30.3141
2308 | 8308800 | 5.0812 | 28.0088 | 30.3174
2309 | 8312400 | 5.0815 | 28.0122 | 30.3208
2310 | 8316000 | 5.0817 | 28.0155 | 30.3241
2311 | 8319600 | 5.082 | 28.0188 | 30.3274
2312 | 8323200 | 5.0822 | 28.0221 | 30.3308
2313 | 8326800 | 5.0825 | 28.0254 | 30.3341
2314 | 8330400 | 5.0827 | 28.0287 | 30.3374
2315 | 8334000 | 5.0829 | 28.032 | 30.3408
2316 | 8337600 | 5.0832 | 28.0354 | 30.3441
2317 | 8341200 | 5.0834 | 28.0387 | 30.3474
2318 | 8344800 | 5.0837 | 28.042 | 30.3508
2319 | 8348400 | 5.0839 | 28.0453 | 30.3541
2320 | 8352000 | 5.0841 | 28.0486 | 30.3574
2321 | 8355600 | 5.0844 | 28.0519 | 30.3608
2322 | 8359200 | 5.0846 | 28.0552 | 30.3641
2323 | 8362800 | 5.0849 | 28.0585 | 30.3674
2324 | 8366400 | 5.0851 | 28.0618 | 30.3707
2325 | 8370000 | 5.0854 | 28.0651 | 30.3741
2326 | 8373600 | 5.0856 | 28.0684 | 30.3774
2327 | 8377200 | 5.0858 | 28.0717 | 30.3807
2328 | 8380800 | 5.0861 | 28.075 | 30.3841
2329 | 8384400 | 5.0863 | 28.0784 | 30.3874
2330 | 8388000 | 5.0866 | 28.0817 | 30.3907
2331 | 8391600 | 5.0868 | 28.085 | 30.394
2332 | 8395200 | 5.087 | 28.0883 | 30.3973
2333 | 8398800 | 5.0873 | 28.0916 | 30.4007
2334 | 8402400 | 5.0875 | 28.0949 | 30.404
2335 | 8406000 | 5.0877 | 28.0982 | 30.4073
2336 | 8409600 | 5.088 | 28.1015 | 30.4106
2337 | 8413200 | 5.0882 | 28.1048 | 30.4139
2338 | 8416800 | 5.0885 | 28.1081 | 30.4173
2339 | 8420400 | 5.0887 | 28.1114 | 30.4206
2340 | 8424000 | 5.0889 | 28.1147 | 30.4239
2341 | 8427600 | 5.0892 | 28.118 | 30.4272
2342 | 8431200 | 5.0894 | 28.1212 | 30.4305
2343 | 8434800 | 5.0897 | 28.1245 | 30.4338
2344 | 8438400 | 5.0899 | 28.1278 | 30.4372
2345 | 8442000 | 5.0901 | 28.1311 | 30.4405
2346 | 8445600 | 5.0904 | 28.1344 | 30.4438
2347 | 8449200 | 5.0906 | 28.1377 | 30.4471
2348 | 8452800 | 5.0908 | 28.141 | 30.4504
2349 | 8456400 | 5.0911 | 28.1443 | 30.4537
2350 | 8460000 | 5.0913 | 28.1476 | 30.457
2351 | 8463600 | 5.0916 | 28.1509 | 30.4603
2352 | 8467200 | 5.0918 | 28.1542 | 30.4636
2353 | 8470800 | 5.092 | 28.1575 | 30.467
2354 | 8474400 | 5.0923 | 28.1607 | 30.4703
2355 | 8478000 | 5.0925 | 28.164 | 30.4736
2356 | 8481600 | 5.0927 | 28.1673 | 30.4769
2357 | 8485200 | 5.093 | 28.1706 | 30.4802
2358 | 8488800 | 5.0932 | 28.1739 | 30.4835
2359 | 8492400 | 5.0934 | 28.1772 | 30.4868
2360 | 8496000 | 5.0937 | 28.1805 | 30.4901
2361 | 8499600 | 5.0939 | 28.1837 | 30.4934
2362 | 8503200 | 5.0942 | 28.187 | 30.4967
2363 | 8506800 | 5.0944 | 28.1903 | 30.5
2364 | 8510400 | 5.0946 | 28.1936 | 30.5033
2365 | 8514000 | 5.0949 | 28.1969 | 30.5066
2366 | 8517600 | 5.0951 | 28.2002 | 30.5099
2367 | 8521200 | 5.0953 | 28.2034 | 30.5132
2368 | 8524800 | 5.0956 | 28.2067 | 30.5165
2369 | 8528400 | 5.0958 | 28.21 | 30.5198
2370 | 8532000 | 5.096 | 28.2133 | 30.5231
2371 | 8535600 | 5.0963 | 28.2166 | 30.5264
2372 | 8539200 | 5.0965 | 28.2198 | 30.5297
2373 | 8542800 | 5.0967 | 28.2231 | 30.533
2374 | 8546400 | 5.097 | 28.2264 | 30.5363
2375 | 8550000 | 5.0972 | 28.2297 | 30.5396
2376 | 8553600 | 5.0974 | 28.2329 | 30.5429
2377 | 8557200 | 5.0977 | 28.2362 | 30.5462
2378 | 8560800 | 5.0979 | 28.2395 | 30.5495
2379 | 8564400 | 5.0981 | 28.2428 | 30.5528
2380 | 8568000 | 5.0984 | 28.246 | 30.556
2381 | 8571600 | 5.0986 | 28.2493 | 30.5593
2382 | 8575200 | 5.0988 | 28.2526 | 30.5626
2383 | 8578800 | 5.0991 | 28.2558 | 30.5659
2384 | 8582400 | 5.0993 | 28.2591 | 30.5692
2385 | 8586000 | 5.0995 | 28.2624 | 30.5725
2386 | 8589600 | 5.0998 | 28.2656 | 30.5758
2387 | 8593200 | 5.1 | 28.2689 | 30.5791
2388 | 8596800 | 5.1002 | 28.2722 | 30.5824
2389 | 8600400 | 5.1005 | 28.2754 | 30.5856
2390 | 8604000 | 5.1007 | 28.2787 | 30.5889
2391 | 8607600 | 5.1009 | 28.282 | 30.5922
2392 | 8611200 | 5.1011 | 28.2852 | 30.5955
2393 | 8614800 | 5.1014 | 28.2885 | 30.5988
2394 | 8618400 | 5.1016 | 28.2918 | 30.6021
2395 | 8622000 | 5.1018 | 28.295 | 30.6053
2396 | 8625600 | 5.1021 | 28.2983 | 30.6086
2397 | 8629200 | 5.1023 | 28.3016 | 30.6119
2398 | 8632800 | 5.1025 | 28.3048 | 30.6152
2399 | 8636400 | 5.1028 | 28.3081 | 30.6185
2400 | 8640000 | 5.103 | 28.3113 | 30.6217
2401 | 8643600 | 5.1032 | 28.3146 | 30.625
2402 | 8647200 | 5.1034 | 28.3179 | 30.6283
2403 | 8650800 | 5.1037 | 28.3211 | 30.6316
2404 | 8654400 | 5.1039 | 28.3244 | 30.6349
2405 | 8658000 | 5.1041 | 28.3276 | 30.6381
2406 | 8661600 | 5.1044 | 28.3309 | 30.6414
2407 | 8665200 | 5.1046 | 28.3341 | 30.6447
2408 | 8668800 | 5.1048 | 28.3374 | 30.648
2409 | 8672400 | 5.1051 | 28.3406 | 30.6512
2410 | 8676000 | 5.1053 | 28.3439 | 30.6545
2411 | 8679600 | 5.1055 | 28.3472 | 30.6578
2412 | 8683200 | 5.1057 | 28.3504 | 30.661
2413 | 8686800 | 5.106 | 28.3537 | 30.6643
2414 | 8690400 | 5.1062 | 28.3569 | 30.6676
2415 | 8694000 | 5.1064 | 28.3602 | 30.6709
2416 | 8697600 | 5.1067 | 28.3634 | 30.6741
2417 | 8701200 | 5.1069 | 28.3667 | 30.6774
2418 | 8704800 | 5.1071 | 28.3699 | 30.6807
2419 | 8708400 | 5.1073 | 28.3732 | 30.6839
2420 | 8712000 | 5.1076 | 28.3764 | 30.6872
2421 | 8715600 | 5.1078 | 28.3797 | 30.6905
2422 | 8719200 | 5.108 | 28.3829 | 30.6937
2423 | 8722800 | 5.1082 | 28.3861 | 30.697
2424 | 8726400 | 5.1085 | 28.3894 | 30.7003
2425 | 8730000 | 5.1087 | 28.3926 | 30.7035
2426 | 8733600 | 5.1089 | 28.3959 | 30.7068
2427 | 8737200 | 5.1092 | 28.3991 | 30.71
2428 | 8740800 | 5.1094 | 28.4024 | 30.7133
2429 | 8744400 | 5.1096 | 28.4056 | 30.7166
2430 | 8748000 | 5.1098 | 28.4088 | 30.7198
2431 | 8751600 | 5.1101 | 28.4121 | 30.7231
2432 | 8755200 | 5.1103 | 28.4153 | 30.7263
2433 | 8758800 | 5.1105 | 28.4186 | 30.7296
2434 | 8762400 | 5.1107 | 28.4218 | 30.7329
2435 | 8766000 | 5.111 | 28.425 | 30.7361
2436 | 8769600 | 5.1112 | 28.4283 | 30.7394
2437 | 8773200 | 5.1114 | 28.4315 | 30.7426
2438 | 8776800 | 5.1116 | 28.4348 | 30.7459
2439 | 8780400 | 5.1119 | 28.438 | 30.7491
2440 | 8784000 | 5.1121 | 28.4412 | 30.7524
2441 | 8787600 | 5.1123 | 28.4445 | 30.7557
2442 | 8791200 | 5.1125 | 28.4477 | 30.7589
2443 | 8794800 | 5.1128 | 28.4509 | 30.7622
2444 | 8798400 | 5.113 | 28.4542 | 30.7654
2445 | 8802000 | 5.1132 | 28.4574 | 30.7687
2446 | 8805600 | 5.1134 | 28.4606 | 30.7719
2447 | 8809200 | 5.1137 | 28.4639 | 30.7752
2448 | 8812800 | 5.1139 | 28.4671 | 30.7784
2449 | 8816400 | 5.1141 | 28.4703 | 30.7817
2450 | 8820000 | 5.1143 | 28.4736 | 30.7849
2451 | 8823600 | 5.1145 | 28.4768 | 30.7882
2452 | 8827200 | 5.1148 | 28.48 | 30.7914
2453 | 8830800 | 5.115 | 28.4832 | 30.7946
2454 | 8834400 | 5.1152 | 28.4865 | 30.7979
2455 | 8838000 | 5.1154 | 28.4897 | 30.8011
2456 | 8841600 | 5.1157 | 28.4929 | 30.8044
2457 | 8845200 | 5.1159 | 28.4961 | 30.8076
2458 | 8848800 | 5.1161 | 28.4994 | 30.8109
2459 | 8852400 | 5.1163 | 28.5026 | 30.8141
2460 | 8856000 | 5.1166 | 28.5058 | 30.8174
2461 | 8859600 | 5.1168 | 28.509 | 30.8206
2462 | 8863200 | 5.117 | 28.5123 | 30.8238
2463 | 8866800 | 5.1172 | 28.5155 | 30.8271
2464 | 8870400 | 5.1174 | 28.5187 | 30.8303
2465 | 8874000 | 5.1177 | 28.5219 | 30.8336
2466 | 8877600 | 5.1179 | 28.5251 | 30.8368
2467 | 8881200 | 5.1181 | 28.5284 | 30.84
2468 | 8884800 | 5.1183 | 28.5316 | 30.8433
2469 | 8888400 | 5.1185 | 28.5348 | 30.8465
2470 | 8892000 | 5.1188 | 28.538 | 30.8497
2471 | 8895600 | 5.119 | 28.5412 | 30.853
2472 | 8899200 | 5.1192 | 28.5445 | 30.8562
2473 | 8902800 | 5.1194 | 28.5477 | 30.8595
2474 | 8906400 | 5.1197 | 28.5509 | 30.8627
2475 | 8910000 | 5.1199 | 28.5541 | 30.8659
2476 | 8913600 | 5.1201 | 28.5573 | 30.8692
2477 | 8917200 | 5.1203 | 28.5605 | 30.8724
2478 | 8920800 | 5.1205 | 28.5637 | 30.8756
2479 | 8924400 | 5.1208 | 28.567 | 30.8788
2480 | 8928000 | 5.121 | 28.5702 | 30.8821
2481 | 8931600 | 5.1212 | 28.5734 | 30.8853
2482 | 8935200 | 5.1214 | 28.5766 | 30.8885
2483 | 8938800 | 5.1216 | 28.5798 | 30.8918
2484 | 8942400 | 5.1218 | 28.583 | 30.895
2485 | 8946000 | 5.1221 | 28.5862 | 30.8982
2486 | 8949600 | 5.1223 | 28.5894 | 30.9014
2487 | 8953200 | 5.1225 | 28.5926 | 30.9047
2488 | 8956800 | 5.1227 | 28.5958 | 30.9079
2489 | 8960400 | 5.1229 | 28.5991 | 30.9111
2490 | 8964000 | 5.1232 | 28.6023 | 30.9143
2491 | 8967600 | 5.1234 | 28.6055 | 30.9176
2492 | 8971200 | 5.1236 | 28.6087 | 30.9208
2493 | 8974800 | 5.1238 | 28.6119 | 30.924
2494 | 8978400 | 5.124 | 28.6151 | 30.9272
2495 | 8982000 | 5.1243 | 28.6183 | 30.9305
2496 | 8985600 | 5.1245 | 28.6215 | 30.9337
2497 | 8989200 | 5.1247 | 28.6247 | 30.9369
2498 | 8992800 | 5.1249 | 28.6279 | 30.9401
2499 | 8996400 | 5.1251 | 28.6311 | 30.9433
2500 | 9000000 | 5.1253 | 28.6343 | 30.9466
2501 | 9003600 | 5.1256 | 28.6375 | 30.9498
2502 | 9007200 | 5.1258 | 28.6407 | 30.953
2503 | 9010800 | 5.126 | 28.6439 | 30.9562
2504 | 9014400 | 5.1262 | 28.6471 | 30.9594
2505 | 9018000 | 5.1264 | 28.6503 | 30.9626
2506 | 9021600 | 5.1266 | 28.6535 | 30.9659
2507 | 9025200 | 5.1269 | 28.6567 | 30.9691
2508 | 9028800 | 5.1271 | 28.6599 | 30.9723
2509 | 9032400 | 5.1273 | 28.6631 | 30.9755
2510 | 9036000 | 5.1275 | 28.6663 | 30.9787
2511 | 9039600 | 5.1277 | 28.6695 | 30.9819
2512 | 9043200 | 5.1279 | 28.6726 | 30.9851
2513 | 9046800 | 5.1282 | 28.6758 | 30.9883
2514 | 9050400 | 5.1284 | 28.679 | 30.9916
2515 | 9054000 | 5.1286 | 28.6822 | 30.9948
2516 | 9057600 | 5.1288 | 28.6854 | 30.998
2517 | 9061200 | 5.129 | 28.6886 | 31.0012
2518 | 9064800 | 5.1292 | 28.6918 | 31.0044
2519 | 9068400 | 5.1294 | 28.695 | 31.0076
2520 | 9072000 | 5.1297 | 28.6982 | 31.0108
2521 | 9075600 | 5.1299 | 28.7014 | 31.014
2522 | 9079200 | 5.1301 | 28.7045 | 31.0172
2523 | 9082800 | 5.1303 | 28.7077 | 31.0204
2524 | 9086400 | 5.1305 | 28.7109 | 31.0236
2525 | 9090000 | 5.1307 | 28.7141 | 31.0268
2526 | 9093600 | 5.1309 | 28.7173 | 31.03
2527 | 9097200 | 5.1312 | 28.7205 | 31.0332
2528 | 9100800 | 5.1314 | 28.7237 | 31.0364
2529 | 9104400 | 5.1316 | 28.7268 | 31.0396
2530 | 9108000 | 5.1318 | 28.73 | 31.0428
2531 | 9111600 | 5.132 | 28.7332 | 31.046
2532 | 9115200 | 5.1322 | 28.7364 | 31.0492
2533 | 9118800 | 5.1324 | 28.7396 | 31.0524
2534 | 9122400 | 5.1327 | 28.7428 | 31.0556
2535 | 9126000 | 5.1329 | 28.7459 | 31.0588
2536 | 9129600 | 5.1331 | 28.7491 | 31.062
2537 | 9133200 | 5.1333 | 28.7523 | 31.0652
2538 | 9136800 | 5.1335 | 28.7555 | 31.0684
2539 | 9140400 | 5.1337 | 28.7587 | 31.0716
2540 | 9144000 | 5.1339 | 28.7618 | 31.0748
2541 | 9147600 | 5.1341 | 28.765 | 31.078
2542 | 9151200 | 5.1344 | 28.7682 | 31.0812
2543 | 9154800 | 5.1346 | 28.7714 | 31.0844
2544 | 9158400 | 5.1348 | 28.7745 | 31.0876
2545 | 9162000 | 5.135 | 28.7777 | 31.0908
2546 | 9165600 | 5.1352 | 28.7809 | 31.094
2547 | 9169200 | 5.1354 | 28.7841 | 31.0972
2548 | 9172800 | 5.1356 | 28.7872 | 31.1004
2549 | 9176400 | 5.1358 | 28.7904 | 31.1035
2550 | 9180000 | 5.136 | 28.7936 | 31.1067
2551 | 9183600 | 5.1363 | 28.7967 | 31.1099
2552 | 9187200 | 5.1365 | 28.7999 | 31.1131
2553 | 9190800 | 5.1367 | 28.8031 | 31.1163
2554 | 9194400 | 5.1369 | 28.8063 | 31.1195
2555 | 9198000 | 5.1371 | 28.8094 | 31.1227
2556 | 9201600 | 5.1373 | 28.8126 | 31.1259
2557 | 9205200 | 5.1375 | 28.8158 | 31.129
2558 | 9208800 | 5.1377 | 28.8189 | 31.1322
2559 | 9212400 | 5.1379 | 28.8221 | 31.1354
2560 | 9216000 | 5.1382 | 28.8253 | 31.1386
2561 | 9219600 | 5.1384 | 28.8284 | 31.1418
2562 | 9223200 | 5.1386 | 28.8316 | 31.145
2563 | 9226800 | 5.1388 | 28.8348 | 31.1481
2564 | 9230400 | 5.139 | 28.8379 | 31.1513
2565 | 9234000 | 5.1392 | 28.8411 | 31.1545
2566 | 9237600 | 5.1394 | 28.8442 | 31.1577
2567 | 9241200 | 5.1396 | 28.8474 | 31.1609
2568 | 9244800 | 5.1398 | 28.8506 | 31.164
2569 | 9248400 | 5.14 | 28.8537 | 31.1672
2570 | 9252000 | 5.1403 | 28.8569 | 31.1704
2571 | 9255600 | 5.1405 | 28.8601 | 31.1736
2572 | 9259200 | 5.1407 | 28.8632 | 31.1768
2573 | 9262800 | 5.1409 | 28.8664 | 31.1799
2574 | 9266400 | 5.1411 | 28.8695 | 31.1831
2575 | 9270000 | 5.1413 | 28.8727 | 31.1863
2576 | 9273600 | 5.1415 | 28.8758 | 31.1895
2577 | 9277200 | 5.1417 | 28.879 | 31.1926
2578 | 9280800 | 5.1419 | 28.8822 | 31.1958
2579 | 9284400 | 5.1421 | 28.8853 | 31.199
2580 | 9288000 | 5.1423 | 28.8885 | 31.2022
2581 | 9291600 | 5.1425 | 28.8916 | 31.2053
2582 | 9295200 | 5.1428 | 28.8948 | 31.2085
2583 | 9298800 | 5.143 | 28.8979 | 31.2117
2584 | 9302400 | 5.1432 | 28.9011 | 31.2148
2585 | 9306000 | 5.1434 | 28.9042 | 31.218
2586 | 9309600 | 5.1436 | 28.9074 | 31.2212
2587 | 9313200 | 5.1438 | 28.9105 | 31.2243
2588 | 9316800 | 5.144 | 28.9137 | 31.2275
2589 | 9320400 | 5.1442 | 28.9168 | 31.2307
2590 | 9324000 | 5.1444 | 28.92 | 31.2338
2591 | 9327600 | 5.1446 | 28.9231 | 31.237
2592 | 9331200 | 5.1448 | 28.9263 | 31.2402
2593 | 9334800 | 5.145 | 28.9294 | 31.2433
2594 | 9338400 | 5.1452 | 28.9326 | 31.2465
2595 | 9342000 | 5.1454 | 28.9357 | 31.2497
2596 | 9345600 | 5.1456 | 28.9389 | 31.2528
2597 | 9349200 | 5.1459 | 28.942 | 31.256
2598 | 9352800 | 5.1461 | 28.9452 | 31.2592
2599 | 9356400 | 5.1463 | 28.9483 | 31.2623
2600 | 9360000 | 5.1465 | 28.9515 | 31.2655
2601 | 9363600 | 5.1467 | 28.9546 | 31.2686
2602 | 9367200 | 5.1469 | 28.9577 | 31.2718
2603 | 9370800 | 5.1471 | 28.9609 | 31.275
2604 | 9374400 | 5.1473 | 28.964 | 31.2781
2605 | 9378000 | 5.1475 | 28.9672 | 31.2813
2606 | 9381600 | 5.1477 | 28.9703 | 31.2844
2607 | 9385200 | 5.1479 | 28.9734 | 31.2876
2608 | 9388800 | 5.1481 | 28.9766 | 31.2908
2609 | 9392400 | 5.1483 | 28.9797 | 31.2939
2610 | 9396000 | 5.1485 | 28.9829 | 31.2971
2611 | 9399600 | 5.1487 | 28.986 | 31.3002
2612 | 9403200 | 5.1489 | 28.9891 | 31.3034
2613 | 9406800 | 5.1491 | 28.9923 | 31.3065
2614 | 9410400 | 5.1493 | 28.9954 | 31.3097
2615 | 9414000 | 5.1495 | 28.9985 | 31.3128
2616 | 9417600 | 5.1497 | 29.0017 | 31.316
2617 | 9421200 | 5.1499 | 29.0048 | 31.3191
2618 | 9424800 | 5.1502 | 29.008 | 31.3223
2619 | 9428400 | 5.1504 | 29.0111 | 31.3254
2620 | 9432000 | 5.1506 | 29.0142 | 31.3286
2621 | 9435600 | 5.1508 | 29.0174 | 31.3317
2622 | 9439200 | 5.151 | 29.0205 | 31.3349
2623 | 9442800 | 5.1512 | 29.0236 | 31.338
2624 | 9446400 | 5.1514 | 29.0267 | 31.3412
2625 | 9450000 | 5.1516 | 29.0299 | 31.3443
2626 | 9453600 | 5.1518 | 29.033 | 31.3475
2627 | 9457200 | 5.152 | 29.0361 | 31.3506
2628 | 9460800 | 5.1522 | 29.0393 | 31.3538
2629 | 9464400 | 5.1524 | 29.0424 | 31.3569
2630 | 9468000 | 5.1526 | 29.0455 | 31.3601
2631 | 9471600 | 5.1528 | 29.0486 | 31.3632
2632 | 9475200 | 5.153 | 29.0518 | 31.3663
2633 | 9478800 | 5.1532 | 29.0549 | 31.3695
2634 | 9482400 | 5.1534 | 29.058 | 31.3726
2635 | 9486000 | 5.1536 | 29.0612 | 31.3758
2636 | 9489600 | 5.1538 | 29.0643 | 31.3789
2637 | 9493200 | 5.154 | 29.0674 | 31.3821
2638 | 9496800 | 5.1542 | 29.0705 | 31.3852
2639 | 9500400 | 5.1544 | 29.0736 | 31.3883
2640 | 9504000 | 5.1546 | 29.0768 | 31.3915
2641 | 9507600 | 5.1548 | 29.0799 | 31.3946
2642 | 9511200 | 5.155 | 29.083 | 31.3978
2643 | 9514800 | 5.1552 | 29.0861 | 31.4009
2644 | 9518400 | 5.1554 | 29.0893 | 31.404
2645 | 9522000 | 5.1556 | 29.0924 | 31.4072
2646 | 9525600 | 5.1558 | 29.0955 | 31.4103
2647 | 9529200 | 5.156 | 29.0986 | 31.4134
2648 | 9532800 | 5.1562 | 29.1017 | 31.4166
2649 | 9536400 | 5.1564 | 29.1048 | 31.4197
2650 | 9540000 | 5.1566 | 29.108 | 31.4228
2651 | 9543600 | 5.1568 | 29.1111 | 31.426
2652 | 9547200 | 5.157 | 29.1142 | 31.4291
2653 | 9550800 | 5.1572 | 29.1173 | 31.4322
2654 | 9554400 | 5.1574 | 29.1204 | 31.4354
2655 | 9558000 | 5.1576 | 29.1235 | 31.4385
2656 | 9561600 | 5.1578 | 29.1267 | 31.4416
2657 | 9565200 | 5.158 | 29.1298 | 31.4448
2658 | 9568800 | 5.1582 | 29.1329 | 31.4479
2659 | 9572400 | 5.1584 | 29.136 | 31.451
2660 | 9576000 | 5.1586 | 29.1391 | 31.4541
2661 | 9579600 | 5.1588 | 29.1422 | 31.4573
2662 | 9583200 | 5.159 | 29.1453 | 31.4604
2663 | 9586800 | 5.1592 | 29.1484 | 31.4635
2664 | 9590400 | 5.1594 | 29.1515 | 31.4667
2665 | 9594000 | 5.1596 | 29.1547 | 31.4698
2666 | 9597600 | 5.1598 | 29.1578 | 31.4729
2667 | 9601200 | 5.16 | 29.1609 | 31.476
2668 | 9604800 | 5.1602 | 29.164 | 31.4791
2669 | 9608400 | 5.1604 | 29.1671 | 31.4823
2670 | 9612000 | 5.1606 | 29.1702 | 31.4854
2671 | 9615600 | 5.1608 | 29.1733 | 31.4885
2672 | 9619200 | 5.161 | 29.1764 | 31.4916
2673 | 9622800 | 5.1612 | 29.1795 | 31.4948
2674 | 9626400 | 5.1614 | 29.1826 | 31.4979
2675 | 9630000 | 5.1616 | 29.1857 | 31.501
2676 | 9633600 | 5.1618 | 29.1888 | 31.5041
2677 | 9637200 | 5.162 | 29.1919 | 31.5072
2678 | 9640800 | 5.1622 | 29.195 | 31.5104
2679 | 9644400 | 5.1624 | 29.1981 | 31.5135
2680 | 9648000 | 5.1626 | 29.2012 | 31.5166
2681 | 9651600 | 5.1628 | 29.2043 | 31.5197
2682 | 9655200 | 5.163 | 29.2074 | 31.5228
2683 | 9658800 | 5.1632 | 29.2105 | 31.5259
2684 | 9662400 | 5.1634 | 29.2136 | 31.5291
2685 | 9666000 | 5.1635 | 29.2167 | 31.5322
2686 | 9669600 | 5.1637 | 29.2198 | 31.5353
2687 | 9673200 | 5.1639 | 29.2229 | 31.5384
2688 | 9676800 | 5.1641 | 29.226 | 31.5415
2689 | 9680400 | 5.1643 | 29.2291 | 31.5446
2690 | 9684000 | 5.1645 | 29.2322 | 31.5477
2691 | 9687600 | 5.1647 | 29.2353 | 31.5509
2692 | 9691200 | 5.1649 | 29.2384 | 31.554
2693 | 9694800 | 5.1651 | 29.2415 | 31.5571
2694 | 9698400 | 5.1653 | 29.2446 | 31.5602
2695 | 9702000 | 5.1655 | 29.2477 | 31.5633
2696 | 9705600 | 5.1657 | 29.2508 | 31.5664
2697 | 9709200 | 5.1659 | 29.2539 | 31.5695
2698 | 9712800 | 5.1661 | 29.257 | 31.5726
2699 | 9716400 | 5.1663 | 29.26 | 31.5757
2700 | 9720000 | 5.1665 | 29.2631 | 31.5788
2701 | 9723600 | 5.1667 | 29.2662 | 31.5819
2702 | 9727200 | 5.1669 | 29.2693 | 31.585
2703 | 9730800 | 5.1671 | 29.2724 | 31.5881
2704 | 9734400 | 5.1673 | 29.2755 | 31.5913
2705 | 9738000 | 5.1675 | 29.2786 | 31.5944
2706 | 9741600 | 5.1677 | 29.2817 | 31.5975
2707 | 9745200 | 5.1678 | 29.2848 | 31.6006
2708 | 9748800 | 5.168 | 29.2878 | 31.6037
2709 | 9752400 | 5.1682 | 29.2909 | 31.6068
2710 | 9756000 | 5.1684 | 29.294 | 31.6099
2711 | 9759600 | 5.1686 | 29.2971 | 31.613
2712 | 9763200 | 5.1688 | 29.3002 | 31.6161
2713 | 9766800 | 5.169 | 29.3033 | 31.6192
2714 | 9770400 | 5.1692 | 29.3064 | 31.6223
2715 | 9774000 | 5.1694 | 29.3094 | 31.6254
2716 | 9777600 | 5.1696 | 29.3125 | 31.6285
2717 | 9781200 | 5.1698 | 29.3156 | 31.6316
2718 | 9784800 | 5.17 | 29.3187 | 31.6347
2719 | 9788400 | 5.1702 | 29.3218 | 31.6378
2720 | 9792000 | 5.1704 | 29.3248 | 31.6409
2721 | 9795600 | 5.1706 | 29.3279 | 31.644
2722 | 9799200 | 5.1707 | 29.331 | 31.647
2723 | 9802800 | 5.1709 | 29.3341 | 31.6501
2724 | 9806400 | 5.1711 | 29.3372 | 31.6532
2725 | 9810000 | 5.1713 | 29.3402 | 31.6563
2726 | 9813600 | 5.1715 | 29.3433 | 31.6594
2727 | 9817200 | 5.1717 | 29.3464 | 31.6625
2728 | 9820800 | 5.1719 | 29.3495 | 31.6656
2729 | 9824400 | 5.1721 | 29.3525 | 31.6687
2730 | 9828000 | 5.1723 | 29.3556 | 31.6718
2731 | 9831600 | 5.1725 | 29.3587 | 31.6749
2732 | 9835200 | 5.1727 | 29.3618 | 31.678
2733 | 9838800 | 5.1729 | 29.3648 | 31.6811
2734 | 9842400 | 5.1731 | 29.3679 | 31.6842
2735 | 9846000 | 5.1732 | 29.371 | 31.6872
2736 | 9849600 | 5.1734 | 29.3741 | 31.6903
2737 | 9853200 | 5.1736 | 29.3771 | 31.6934
2738 | 9856800 | 5.1738 | 29.3802 | 31.6965
2739 | 9860400 | 5.174 | 29.3833 | 31.6996
2740 | 9864000 | 5.1742 | 29.3863 | 31.7027
2741 | 9867600 | 5.1744 | 29.3894 | 31.7058
2742 | 9871200 | 5.1746 | 29.3925 | 31.7088
2743 | 9874800 | 5.1748 | 29.3955 | 31.7119
2744 | 9878400 | 5.175 | 29.3986 | 31.715
2745 | 9882000 | 5.1752 | 29.4017 | 31.7181
2746 | 9885600 | 5.1753 | 29.4047 | 31.7212
2747 | 9889200 | 5.1755 | 29.4078 | 31.7243
2748 | 9892800 | 5.1757 | 29.4109 | 31.7273
2749 | 9896400 | 5.1759 | 29.4139 | 31.7304
2750 | 9900000 | 5.1761 | 29.417 | 31.7335
2751 | 9903600 | 5.1763 | 29.4201 | 31.7366
2752 | 9907200 | 5.1765 | 29.4231 | 31.7397
2753 | 9910800 | 5.1767 | 29.4262 | 31.7427
2754 | 9914400 | 5.1769 | 29.4293 | 31.7458
2755 | 9918000 | 5.1771 | 29.4323 | 31.7489
2756 | 9921600 | 5.1772 | 29.4354 | 31.752
2757 | 9925200 | 5.1774 | 29.4384 | 31.7551
2758 | 9928800 | 5.1776 | 29.4415 | 31.7581
2759 | 9932400 | 5.1778 | 29.4446 | 31.7612
2760 | 9936000 | 5.178 | 29.4476 | 31.7643
2761 | 9939600 | 5.1782 | 29.4507 | 31.7674
2762 | 9943200 | 5.1784 | 29.4537 | 31.7704
2763 | 9946800 | 5.1786 | 29.4568 | 31.7735
2764 | 9950400 | 5.1788 | 29.4599 | 31.7766
2765 | 9954000 | 5.1789 | 29.4629 | 31.7797
2766 | 9957600 | 5.1791 | 29.466 | 31.7827
2767 | 9961200 | 5.1793 | 29.469 | 31.7858
2768 | 9964800 | 5.1795 | 29.4721 | 31.7889
2769 | 9968400 | 5.1797 | 29.4751 | 31.7919
2770 | 9972000 | 5.1799 | 29.4782 | 31.795
2771 | 9975600 | 5.1801 | 29.4813 | 31.7981
2772 | 9979200 | 5.1803 | 29.4843 | 31.8011
2773 | 9982800 | 5.1804 | 29.4874 | 31.8042
2774 | 9986400 | 5.1806 | 29.4904 | 31.8073
2775 | 9990000 | 5.1808 | 29.4935 | 31.8104
2776 | 9993600 | 5.181 | 29.4965 | 31.8134
2777 | 9997200 | 5.1812 | 29.4996 | 31.8165
2778 | 10000800 | 5.1814 | 29.5026 | 31.8196
2779 | 10004400 | 5.1816 | 29.5057 | 31.8226
2780 | 10008000 | 5.1818 | 29.5087 | 31.8257
2781 | 10011600 | 5.1819 | 29.5118 | 31.8288
2782 | 10015200 | 5.1821 | 29.5148 | 31.8318
2783 | 10018800 | 5.1823 | 29.5179 | 31.8349
2784 | 10022400 | 5.1825 | 29.5209 | 31.8379
2785 | 10026000 | 5.1827 | 29.524 | 31.841
2786 | 10029600 | 5.1829 | 29.527 | 31.8441
2787 | 10033200 | 5.1831 | 29.5301 | 31.8471
2788 | 10036800 | 5.1832 | 29.5331 | 31.8502
2789 | 10040400 | 5.1834 | 29.5361 | 31.8533
2790 | 10044000 | 5.1836 | 29.5392 | 31.8563
2791 | 10047600 | 5.1838 | 29.5422 | 31.8594
2792 | 10051200 | 5.184 | 29.5453 | 31.8624
2793 | 10054800 | 5.1842 | 29.5483 | 31.8655
2794 | 10058400 | 5.1844 | 29.5514 | 31.8685
2795 | 10062000 | 5.1845 | 29.5544 | 31.8716
2796 | 10065600 | 5.1847 | 29.5574 | 31.8747
2797 | 10069200 | 5.1849 | 29.5605 | 31.8777
2798 | 10072800 | 5.1851 | 29.5635 | 31.8808
2799 | 10076400 | 5.1853 | 29.5666 | 31.8838
2800 | 10080000 | 5.1855 | 29.5696 | 31.8869
2801 | 10083600 | 5.1857 | 29.5727 | 31.8899
2802 | 10087200 | 5.1858 | 29.5757 | 31.893
2803 | 10090800 | 5.186 | 29.5787 | 31.896
2804 | 10094400 | 5.1862 | 29.5818 | 31.8991
2805 | 10098000 | 5.1864 | 29.5848 | 31.9022
2806 | 10101600 | 5.1866 | 29.5878 | 31.9052
2807 | 10105200 | 5.1868 | 29.5909 | 31.9083
2808 | 10108800 | 5.187 | 29.5939 | 31.9113
2809 | 10112400 | 5.1871 | 29.5969 | 31.9144
2810 | 10116000 | 5.1873 | 29.6 | 31.9174
2811 | 10119600 | 5.1875 | 29.603 | 31.9205
2812 | 10123200 | 5.1877 | 29.606 | 31.9235
2813 | 10126800 | 5.1879 | 29.6091 | 31.9266
2814 | 10130400 | 5.1881 | 29.6121 | 31.9296
2815 | 10134000 | 5.1882 | 29.6151 | 31.9327
2816 | 10137600 | 5.1884 | 29.6182 | 31.9357
2817 | 10141200 | 5.1886 | 29.6212 | 31.9387
2818 | 10144800 | 5.1888 | 29.6242 | 31.9418
2819 | 10148400 | 5.189 | 29.6273 | 31.9448
2820 | 10152000 | 5.1892 | 29.6303 | 31.9479
2821 | 10155600 | 5.1893 | 29.6333 | 31.9509
2822 | 10159200 | 5.1895 | 29.6364 | 31.954
2823 | 10162800 | 5.1897 | 29.6394 | 31.957
2824 | 10166400 | 5.1899 | 29.6424 | 31.9601
2825 | 10170000 | 5.1901 | 29.6454 | 31.9631
2826 | 10173600 | 5.1903 | 29.6485 | 31.9661
2827 | 10177200 | 5.1904 | 29.6515 | 31.9692
2828 | 10180800 | 5.1906 | 29.6545 | 31.9722
2829 | 10184400 | 5.1908 | 29.6576 | 31.9753
2830 | 10188000 | 5.191 | 29.6606 | 31.9783
2831 | 10191600 | 5.1912 | 29.6636 | 31.9813
2832 | 10195200 | 5.1914 | 29.6666 | 31.9844
2833 | 10198800 | 5.1915 | 29.6696 | 31.9874
2834 | 10202400 | 5.1917 | 29.6727 | 31.9905
2835 | 10206000 | 5.1919 | 29.6757 | 31.9935
2836 | 10209600 | 5.1921 | 29.6787 | 31.9965
2837 | 10213200 | 5.1923 | 29.6817 | 31.9996
2838 | 10216800 | 5.1924 | 29.6848 | 32.0026
2839 | 10220400 | 5.1926 | 29.6878 | 32.0056
2840 | 10224000 | 5.1928 | 29.6908 | 32.0087
2841 | 10227600 | 5.193 | 29.6938 | 32.0117
2842 | 10231200 | 5.1932 | 29.6968 | 32.0148
2843 | 10234800 | 5.1934 | 29.6999 | 32.0178
2844 | 10238400 | 5.1935 | 29.7029 | 32.0208
2845 | 10242000 | 5.1937 | 29.7059 | 32.0239
2846 | 10245600 | 5.1939 | 29.7089 | 32.0269
2847 | 10249200 | 5.1941 | 29.7119 | 32.0299
2848 | 10252800 | 5.1943 | 29.7149 | 32.0329
2849 | 10256400 | 5.1944 | 29.718 | 32.036
2850 | 10260000 | 5.1946 | 29.721 | 32.039
2851 | 10263600 | 5.1948 | 29.724 | 32.042
2852 | 10267200 | 5.195 | 29.727 | 32.0451
2853 | 10270800 | 5.1952 | 29.73 | 32.0481
2854 | 10274400 | 5.1953 | 29.733 | 32.0511
2855 | 10278000 | 5.1955 | 29.736 | 32.0542
2856 | 10281600 | 5.1957 | 29.7391 | 32.0572
2857 | 10285200 | 5.1959 | 29.7421 | 32.0602
2858 | 10288800 | 5.1961 | 29.7451 | 32.0632
2859 | 10292400 | 5.1962 | 29.7481 | 32.0663
2860 | 10296000 | 5.1964 | 29.7511 | 32.0693
2861 | 10299600 | 5.1966 | 29.7541 | 32.0723
2862 | 10303200 | 5.1968 | 29.7571 | 32.0753
2863 | 10306800 | 5.197 | 29.7601 | 32.0784
2864 | 10310400 | 5.1971 | 29.7631 | 32.0814
2865 | 10314000 | 5.1973 | 29.7661 | 32.0844
2866 | 10317600 | 5.1975 | 29.7692 | 32.0874
2867 | 10321200 | 5.1977 | 29.7722 | 32.0904
2868 | 10324800 | 5.1979 | 29.7752 | 32.0935
2869 | 10328400 | 5.198 | 29.7782 | 32.0965
2870 | 10332000 | 5.1982 | 29.7812 | 32.0995
2871 | 10335600 | 5.1984 | 29.7842 | 32.1025
2872 | 10339200 | 5.1986 | 29.7872 | 32.1056
2873 | 10342800 | 5.1987 | 29.7902 | 32.1086
2874 | 10346400 | 5.1989 | 29.7932 | 32.1116
2875 | 10350000 | 5.1991 | 29.7962 | 32.1146
2876 | 10353600 | 5.1993 | 29.7992 | 32.1176
2877 | 10357200 | 5.1995 | 29.8022 | 32.1206
2878 | 10360800 | 5.1996 | 29.8052 | 32.1237
2879 | 10364400 | 5.1998 | 29.8082 | 32.1267
2880 | 10368000 | 5.2 | 29.8112 | 32.1297
2881 | 10371600 | 5.2002 | 29.8142 | 32.1327
2882 | 10375200 | 5.2003 | 29.8172 | 32.1357
2883 | 10378800 | 5.2005 | 29.8202 | 32.1387
2884 | 10382400 | 5.2007 | 29.8232 | 32.1417
2885 | 10386000 | 5.2009 | 29.8262 | 32.1448
2886 | 10389600 | 5.2011 | 29.8292 | 32.1478
2887 | 10393200 | 5.2012 | 29.8322 | 32.1508
2888 | 10396800 | 5.2014 | 29.8352 | 32.1538
2889 | 10400400 | 5.2016 | 29.8382 | 32.1568
2890 | 10404000 | 5.2018 | 29.8412 | 32.1598
2891 | 10407600 | 5.2019 | 29.8442 | 32.1628
2892 | 10411200 | 5.2021 | 29.8472 | 32.1658
2893 | 10414800 | 5.2023 | 29.8502 | 32.1689
2894 | 10418400 | 5.2025 | 29.8532 | 32.1719
2895 | 10422000 | 5.2027 | 29.8562 | 32.1749
2896 | 10425600 | 5.2028 | 29.8592 | 32.1779
2897 | 10429200 | 5.203 | 29.8622 | 32.1809
2898 | 10432800 | 5.2032 | 29.8651 | 32.1839
2899 | 10436400 | 5.2034 | 29.8681 | 32.1869
2900 | 10440000 | 5.2035 | 29.8711 | 32.1899
2901 | 10443600 | 5.2037 | 29.8741 | 32.1929
2902 | 10447200 | 5.2039 | 29.8771 | 32.1959
2903 | 10450800 | 5.2041 | 29.8801 | 32.1989
2904 | 10454400 | 5.2042 | 29.8831 | 32.2019
2905 | 10458000 | 5.2044 | 29.8861 | 32.2049
2906 | 10461600 | 5.2046 | 29.8891 | 32.2079
2907 | 10465200 | 5.2048 | 29.8921 | 32.2109
2908 | 10468800 | 5.2049 | 29.895 | 32.2139
2909 | 10472400 | 5.2051 | 29.898 | 32.2169
2910 | 10476000 | 5.2053 | 29.901 | 32.2199
2911 | 10479600 | 5.2055 | 29.904 | 32.2229
2912 | 10483200 | 5.2056 | 29.907 | 32.2259
2913 | 10486800 | 5.2058 | 29.91 | 32.2289
2914 | 10490400 | 5.206 | 29.913 | 32.2319
2915 | 10494000 | 5.2062 | 29.9159 | 32.2349
2916 | 10497600 | 5.2063 | 29.9189 | 32.2379
2917 | 10501200 | 5.2065 | 29.9219 | 32.2409
2918 | 10504800 | 5.2067 | 29.9249 | 32.2439
2919 | 10508400 | 5.2069 | 29.9279 | 32.2469
2920 | 10512000 | 5.207 | 29.9309 | 32.2499
2921 | 10515600 | 5.2072 | 29.9338 | 32.2529
2922 | 10519200 | 5.2074 | 29.9368 | 32.2559
2923 | 10522800 | 5.2076 | 29.9398 | 32.2589
2924 | 10526400 | 5.2077 | 29.9428 | 32.2619
2925 | 10530000 | 5.2079 | 29.9458 | 32.2649
2926 | 10533600 | 5.2081 | 29.9487 | 32.2679
2927 | 10537200 | 5.2083 | 29.9517 | 32.2709
2928 | 10540800 | 5.2084 | 29.9547 | 32.2739
2929 | 10544400 | 5.2086 | 29.9577 | 32.2769
2930 | 10548000 | 5.2088 | 29.9607 | 32.2799
2931 | 10551600 | 5.209 | 29.9636 | 32.2829
2932 | 10555200 | 5.2091 | 29.9666 | 32.2858
2933 | 10558800 | 5.2093 | 29.9696 | 32.2888
2934 | 10562400 | 5.2095 | 29.9726 | 32.2918
2935 | 10566000 | 5.2096 | 29.9755 | 32.2948
2936 | 10569600 | 5.2098 | 29.9785 | 32.2978
2937 | 10573200 | 5.21 | 29.9815 | 32.3008
2938 | 10576800 | 5.2102 | 29.9845 | 32.3038
2939 | 10580400 | 5.2103 | 29.9874 | 32.3068
2940 | 10584000 | 5.2105 | 29.9904 | 32.3098
2941 | 10587600 | 5.2107 | 29.9934 | 32.3127
2942 | 10591200 | 5.2109 | 29.9963 | 32.3157
2943 | 10594800 | 5.211 | 29.9993 | 32.3187
2944 | 10598400 | 5.2112 | 30.0023 | 32.3217
2945 | 10602000 | 5.2114 | 30.0053 | 32.3247
2946 | 10605600 | 5.2115 | 30.0082 | 32.3277
2947 | 10609200 | 5.2117 | 30.0112 | 32.3307
2948 | 10612800 | 5.2119 | 30.0142 | 32.3336
2949 | 10616400 | 5.2121 | 30.0171 | 32.3366
2950 | 10620000 | 5.2122 | 30.0201 | 32.3396
2951 | 10623600 | 5.2124 | 30.0231 | 32.3426
2952 | 10627200 | 5.2126 | 30.026 | 32.3456
2953 | 10630800 | 5.2128 | 30.029 | 32.3485
2954 | 10634400 | 5.2129 | 30.032 | 32.3515
2955 | 10638000 | 5.2131 | 30.0349 | 32.3545
2956 | 10641600 | 5.2133 | 30.0379 | 32.3575
2957 | 10645200 | 5.2134 | 30.0409 | 32.3605
2958 | 10648800 | 5.2136 | 30.0438 | 32.3634
2959 | 10652400 | 5.2138 | 30.0468 | 32.3664
2960 | 10656000 | 5.214 | 30.0498 | 32.3694
2961 | 10659600 | 5.2141 | 30.0527 | 32.3724
2962 | 10663200 | 5.2143 | 30.0557 | 32.3754
2963 | 10666800 | 5.2145 | 30.0586 | 32.3783
2964 | 10670400 | 5.2146 | 30.0616 | 32.3813
2965 | 10674000 | 5.2148 | 30.0646 | 32.3843
2966 | 10677600 | 5.215 | 30.0675 | 32.3873
2967 | 10681200 | 5.2151 | 30.0705 | 32.3902
2968 | 10684800 | 5.2153 | 30.0734 | 32.3932
2969 | 10688400 | 5.2155 | 30.0764 | 32.3962
2970 | 10692000 | 5.2157 | 30.0794 | 32.3991
2971 | 10695600 | 5.2158 | 30.0823 | 32.4021
2972 | 10699200 | 5.216 | 30.0853 | 32.4051
2973 | 10702800 | 5.2162 | 30.0882 | 32.4081
2974 | 10706400 | 5.2163 | 30.0912 | 32.411
2975 | 10710000 | 5.2165 | 30.0942 | 32.414
2976 | 10713600 | 5.2167 | 30.0971 | 32.417
2977 | 10717200 | 5.2168 | 30.1001 | 32.4199
2978 | 10720800 | 5.217 | 30.103 | 32.4229
2979 | 10724400 | 5.2172 | 30.106 | 32.4259
2980 | 10728000 | 5.2174 | 30.1089 | 32.4289
2981 | 10731600 | 5.2175 | 30.1119 | 32.4318
2982 | 10735200 | 5.2177 | 30.1148 | 32.4348
2983 | 10738800 | 5.2179 | 30.1178 | 32.4378
2984 | 10742400 | 5.218 | 30.1207 | 32.4407
2985 | 10746000 | 5.2182 | 30.1237 | 32.4437
2986 | 10749600 | 5.2184 | 30.1266 | 32.4467
2987 | 10753200 | 5.2185 | 30.1296 | 32.4496
2988 | 10756800 | 5.2187 | 30.1325 | 32.4526
2989 | 10760400 | 5.2189 | 30.1355 | 32.4555
2990 | 10764000 | 5.219 | 30.1384 | 32.4585
2991 | 10767600 | 5.2192 | 30.1414 | 32.4615
2992 | 10771200 | 5.2194 | 30.1443 | 32.4644
2993 | 10774800 | 5.2196 | 30.1473 | 32.4674
2994 | 10778400 | 5.2197 | 30.1502 | 32.4704
2995 | 10782000 | 5.2199 | 30.1532 | 32.4733
2996 | 10785600 | 5.2201 | 30.1561 | 32.4763
2997 | 10789200 | 5.2202 | 30.1591 | 32.4792
2998 | 10792800 | 5.2204 | 30.162 | 32.4822
2999 | 10796400 | 5.2206 | 30.165 | 32.4852
3000 | 10800000 | 5.2207 | 30.1679 | 32.4881
3001 | 10803600 | 5.2209 | 30.1709 | 32.4911
3002 | 10807200 | 5.2211 | 30.1738 | 32.494
3003 | 10810800 | 5.2212 | 30.1768 | 32.497
3004 | 10814400 | 5.2214 | 30.1797 | 32.5
3005 | 10818000 | 5.2216 | 30.1826 | 32.5029
3006 | 10821600 | 5.2217 | 30.1856 | 32.5059
3007 | 10825200 | 5.2219 | 30.1885 | 32.5088
3008 | 10828800 | 5.2221 | 30.1915 | 32.5118
3009 | 10832400 | 5.2222 | 30.1944 | 32.5147
3010 | 10836000 | 5.2224 | 30.1973 | 32.5177
3011 | 10839600 | 5.2226 | 30.2003 | 32.5206
3012 | 10843200 | 5.2227 | 30.2032 | 32.5236
3013 | 10846800 | 5.2229 | 30.2062 | 32.5266
3014 | 10850400 | 5.2231 | 30.2091 | 32.5295
3015 | 10854000 | 5.2232 | 30.212 | 32.5325
3016 | 10857600 | 5.2234 | 30.215 | 32.5354
3017 | 10861200 | 5.2236 | 30.2179 | 32.5384
3018 | 10864800 | 5.2237 | 30.2209 | 32.5413
3019 | 10868400 | 5.2239 | 30.2238 | 32.5443
3020 | 10872000 | 5.2241 | 30.2267 | 32.5472
3021 | 10875600 | 5.2242 | 30.2297 | 32.5502
3022 | 10879200 | 5.2244 | 30.2326 | 32.5531
3023 | 10882800 | 5.2246 | 30.2355 | 32.5561
3024 | 10886400 | 5.2247 | 30.2385 | 32.559
3025 | 10890000 | 5.2249 | 30.2414 | 32.562
3026 | 10893600 | 5.2251 | 30.2443 | 32.5649
3027 | 10897200 | 5.2252 | 30.2473 | 32.5679
3028 | 10900800 | 5.2254 | 30.2502 | 32.5708
3029 | 10904400 | 5.2256 | 30.2531 | 32.5737
3030 | 10908000 | 5.2257 | 30.2561 | 32.5767
3031 | 10911600 | 5.2259 | 30.259 | 32.5796
3032 | 10915200 | 5.2261 | 30.2619 | 32.5826
3033 | 10918800 | 5.2262 | 30.2649 | 32.5855
3034 | 10922400 | 5.2264 | 30.2678 | 32.5885
3035 | 10926000 | 5.2266 | 30.2707 | 32.5914
3036 | 10929600 | 5.2267 | 30.2736 | 32.5944
3037 | 10933200 | 5.2269 | 30.2766 | 32.5973
3038 | 10936800 | 5.2271 | 30.2795 | 32.6002
3039 | 10940400 | 5.2272 | 30.2824 | 32.6032
3040 | 10944000 | 5.2274 | 30.2854 | 32.6061
3041 | 10947600 | 5.2275 | 30.2883 | 32.6091
3042 | 10951200 | 5.2277 | 30.2912 | 32.612
3043 | 10954800 | 5.2279 | 30.2941 | 32.6149
3044 | 10958400 | 5.228 | 30.2971 | 32.6179
3045 | 10962000 | 5.2282 | 30.3 | 32.6208
3046 | 10965600 | 5.2284 | 30.3029 | 32.6238
3047 | 10969200 | 5.2285 | 30.3058 | 32.6267
3048 | 10972800 | 5.2287 | 30.3088 | 32.6296
3049 | 10976400 | 5.2289 | 30.3117 | 32.6326
3050 | 10980000 | 5.229 | 30.3146 | 32.6355
3051 | 10983600 | 5.2292 | 30.3175 | 32.6384
3052 | 10987200 | 5.2294 | 30.3205 | 32.6414
3053 | 10990800 | 5.2295 | 30.3234 | 32.6443
3054 | 10994400 | 5.2297 | 30.3263 | 32.6472
3055 | 10998000 | 5.2298 | 30.3292 | 32.6502
3056 | 11001600 | 5.23 | 30.3321 | 32.6531
3057 | 11005200 | 5.2302 | 30.3351 | 32.6561
3058 | 11008800 | 5.2303 | 30.338 | 32.659
3059 | 11012400 | 5.2305 | 30.3409 | 32.6619
3060 | 11016000 | 5.2307 | 30.3438 | 32.6648
3061 | 11019600 | 5.2308 | 30.3467 | 32.6678
3062 | 11023200 | 5.231 | 30.3496 | 32.6707
3063 | 11026800 | 5.2312 | 30.3526 | 32.6736
3064 | 11030400 | 5.2313 | 30.3555 | 32.6766
3065 | 11034000 | 5.2315 | 30.3584 | 32.6795
3066 | 11037600 | 5.2316 | 30.3613 | 32.6824
3067 | 11041200 | 5.2318 | 30.3642 | 32.6854
3068 | 11044800 | 5.232 | 30.3671 | 32.6883
3069 | 11048400 | 5.2321 | 30.3701 | 32.6912
3070 | 11052000 | 5.2323 | 30.373 | 32.6941
3071 | 11055600 | 5.2325 | 30.3759 | 32.6971
3072 | 11059200 | 5.2326 | 30.3788 | 32.7
3073 | 11062800 | 5.2328 | 30.3817 | 32.7029
3074 | 11066400 | 5.2329 | 30.3846 | 32.7059
3075 | 11070000 | 5.2331 | 30.3875 | 32.7088
3076 | 11073600 | 5.2333 | 30.3905 | 32.7117
3077 | 11077200 | 5.2334 | 30.3934 | 32.7146
3078 | 11080800 | 5.2336 | 30.3963 | 32.7176
3079 | 11084400 | 5.2338 | 30.3992 | 32.7205
3080 | 11088000 | 5.2339 | 30.4021 | 32.7234
3081 | 11091600 | 5.2341 | 30.405 | 32.7263
3082 | 11095200 | 5.2342 | 30.4079 | 32.7292
3083 | 11098800 | 5.2344 | 30.4108 | 32.7322
3084 | 11102400 | 5.2346 | 30.4137 | 32.7351
3085 | 11106000 | 5.2347 | 30.4166 | 32.738
3086 | 11109600 | 5.2349 | 30.4195 | 32.7409
3087 | 11113200 | 5.235 | 30.4224 | 32.7438
3088 | 11116800 | 5.2352 | 30.4254 | 32.7468
3089 | 11120400 | 5.2354 | 30.4283 | 32.7497
3090 | 11124000 | 5.2355 | 30.4312 | 32.7526
3091 | 11127600 | 5.2357 | 30.4341 | 32.7555
3092 | 11131200 | 5.2358 | 30.437 | 32.7584
3093 | 11134800 | 5.236 | 30.4399 | 32.7614
3094 | 11138400 | 5.2362 | 30.4428 | 32.7643
3095 | 11142000 | 5.2363 | 30.4457 | 32.7672
3096 | 11145600 | 5.2365 | 30.4486 | 32.7701
3097 | 11149200 | 5.2367 | 30.4515 | 32.773
3098 | 11152800 | 5.2368 | 30.4544 | 32.7759
3099 | 11156400 | 5.237 | 30.4573 | 32.7789
3100 | 11160000 | 5.2371 | 30.4602 | 32.7818
3101 | 11163600 | 5.2373 | 30.4631 | 32.7847
3102 | 11167200 | 5.2375 | 30.466 | 32.7876
3103 | 11170800 | 5.2376 | 30.4689 | 32.7905
3104 | 11174400 | 5.2378 | 30.4718 | 32.7934
3105 | 11178000 | 5.2379 | 30.4747 | 32.7963
3106 | 11181600 | 5.2381 | 30.4776 | 32.7992
3107 | 11185200 | 5.2383 | 30.4805 | 32.8022
3108 | 11188800 | 5.2384 | 30.4834 | 32.8051
3109 | 11192400 | 5.2386 | 30.4863 | 32.808
3110 | 11196000 | 5.2387 | 30.4892 | 32.8109
3111 | 11199600 | 5.2389 | 30.4921 | 32.8138
3112 | 11203200 | 5.239 | 30.495 | 32.8167
3113 | 11206800 | 5.2392 | 30.4979 | 32.8196
3114 | 11210400 | 5.2394 | 30.5008 | 32.8225
3115 | 11214000 | 5.2395 | 30.5037 | 32.8254
3116 | 11217600 | 5.2397 | 30.5066 | 32.8283
3117 | 11221200 | 5.2398 | 30.5095 | 32.8312
3118 | 11224800 | 5.24 | 30.5123 | 32.8342
3119 | 11228400 | 5.2402 | 30.5152 | 32.8371
3120 | 11232000 | 5.2403 | 30.5181 | 32.84
3121 | 11235600 | 5.2405 | 30.521 | 32.8429
3122 | 11239200 | 5.2406 | 30.5239 | 32.8458
3123 | 11242800 | 5.2408 | 30.5268 | 32.8487
3124 | 11246400 | 5.241 | 30.5297 | 32.8516
3125 | 11250000 | 5.2411 | 30.5326 | 32.8545
3126 | 11253600 | 5.2413 | 30.5355 | 32.8574
3127 | 11257200 | 5.2414 | 30.5384 | 32.8603
3128 | 11260800 | 5.2416 | 30.5413 | 32.8632
3129 | 11264400 | 5.2417 | 30.5441 | 32.8661
3130 | 11268000 | 5.2419 | 30.547 | 32.869
3131 | 11271600 | 5.2421 | 30.5499 | 32.8719
3132 | 11275200 | 5.2422 | 30.5528 | 32.8748
3133 | 11278800 | 5.2424 | 30.5557 | 32.8777
3134 | 11282400 | 5.2425 | 30.5586 | 32.8806
3135 | 11286000 | 5.2427 | 30.5615 | 32.8835
3136 | 11289600 | 5.2429 | 30.5644 | 32.8864
3137 | 11293200 | 5.243 | 30.5672 | 32.8893
3138 | 11296800 | 5.2432 | 30.5701 | 32.8922
3139 | 11300400 | 5.2433 | 30.573 | 32.8951
3140 | 11304000 | 5.2435 | 30.5759 | 32.898
3141 | 11307600 | 5.2436 | 30.5788 | 32.9009
3142 | 11311200 | 5.2438 | 30.5817 | 32.9038
3143 | 11314800 | 5.244 | 30.5845 | 32.9067
3144 | 11318400 | 5.2441 | 30.5874 | 32.9096
3145 | 11322000 | 5.2443 | 30.5903 | 32.9125
3146 | 11325600 | 5.2444 | 30.5932 | 32.9154
3147 | 11329200 | 5.2446 | 30.5961 | 32.9183
3148 | 11332800 | 5.2447 | 30.5989 | 32.9212
3149 | 11336400 | 5.2449 | 30.6018 | 32.924
3150 | 11340000 | 5.2451 | 30.6047 | 32.9269
3151 | 11343600 | 5.2452 | 30.6076 | 32.9298
3152 | 11347200 | 5.2454 | 30.6105 | 32.9327
3153 | 11350800 | 5.2455 | 30.6133 | 32.9356
3154 | 11354400 | 5.2457 | 30.6162 | 32.9385
3155 | 11358000 | 5.2458 | 30.6191 | 32.9414
3156 | 11361600 | 5.246 | 30.622 | 32.9443
3157 | 11365200 | 5.2461 | 30.6249 | 32.9472
3158 | 11368800 | 5.2463 | 30.6277 | 32.9501
3159 | 11372400 | 5.2465 | 30.6306 | 32.953
3160 | 11376000 | 5.2466 | 30.6335 | 32.9558
3161 | 11379600 | 5.2468 | 30.6364 | 32.9587
3162 | 11383200 | 5.2469 | 30.6392 | 32.9616
3163 | 11386800 | 5.2471 | 30.6421 | 32.9645
3164 | 11390400 | 5.2472 | 30.645 | 32.9674
3165 | 11394000 | 5.2474 | 30.6479 | 32.9703
3166 | 11397600 | 5.2475 | 30.6507 | 32.9732
3167 | 11401200 | 5.2477 | 30.6536 | 32.9761
3168 | 11404800 | 5.2479 | 30.6565 | 32.9789
3169 | 11408400 | 5.248 | 30.6593 | 32.9818
3170 | 11412000 | 5.2482 | 30.6622 | 32.9847
3171 | 11415600 | 5.2483 | 30.6651 | 32.9876
3172 | 11419200 | 5.2485 | 30.668 | 32.9905
3173 | 11422800 | 5.2486 | 30.6708 | 32.9934
3174 | 11426400 | 5.2488 | 30.6737 | 32.9962
3175 | 11430000 | 5.2489 | 30.6766 | 32.9991
3176 | 11433600 | 5.2491 | 30.6794 | 33.002
3177 | 11437200 | 5.2493 | 30.6823 | 33.0049
3178 | 11440800 | 5.2494 | 30.6852 | 33.0078
3179 | 11444400 | 5.2496 | 30.688 | 33.0106
3180 | 11448000 | 5.2497 | 30.6909 | 33.0135
3181 | 11451600 | 5.2499 | 30.6938 | 33.0164
3182 | 11455200 | 5.25 | 30.6966 | 33.0193
3183 | 11458800 | 5.2502 | 30.6995 | 33.0222
3184 | 11462400 | 5.2503 | 30.7024 | 33.025
3185 | 11466000 | 5.2505 | 30.7052 | 33.0279
3186 | 11469600 | 5.2506 | 30.7081 | 33.0308
3187 | 11473200 | 5.2508 | 30.711 | 33.0337
3188 | 11476800 | 5.251 | 30.7138 | 33.0366
3189 | 11480400 | 5.2511 | 30.7167 | 33.0394
3190 | 11484000 | 5.2513 | 30.7196 | 33.0423
3191 | 11487600 | 5.2514 | 30.7224 | 33.0452
3192 | 11491200 | 5.2516 | 30.7253 | 33.0481
3193 | 11494800 | 5.2517 | 30.7281 | 33.0509
3194 | 11498400 | 5.2519 | 30.731 | 33.0538
3195 | 11502000 | 5.252 | 30.7339 | 33.0567
3196 | 11505600 | 5.2522 | 30.7367 | 33.0596
3197 | 11509200 | 5.2523 | 30.7396 | 33.0624
3198 | 11512800 | 5.2525 | 30.7424 | 33.0653
3199 | 11516400 | 5.2526 | 30.7453 | 33.0682
3200 | 11520000 | 5.2528 | 30.7482 | 33.071
3201 | 11523600 | 5.2529 | 30.751 | 33.0739
3202 | 11527200 | 5.2531 | 30.7539 | 33.0768
3203 | 11530800 | 5.2533 | 30.7567 | 33.0797
3204 | 11534400 | 5.2534 | 30.7596 | 33.0825
3205 | 11538000 | 5.2536 | 30.7625 | 33.0854
3206 | 11541600 | 5.2537 | 30.7653 | 33.0883
3207 | 11545200 | 5.2539 | 30.7682 | 33.0911
3208 | 11548800 | 5.254 | 30.771 | 33.094
3209 | 11552400 | 5.2542 | 30.7739 | 33.0969
3210 | 11556000 | 5.2543 | 30.7767 | 33.0997
3211 | 11559600 | 5.2545 | 30.7796 | 33.1026
3212 | 11563200 | 5.2546 | 30.7824 | 33.1055
3213 | 11566800 | 5.2548 | 30.7853 | 33.1083
3214 | 11570400 | 5.2549 | 30.7881 | 33.1112
3215 | 11574000 | 5.2551 | 30.791 | 33.1141
3216 | 11577600 | 5.2552 | 30.7939 | 33.1169
3217 | 11581200 | 5.2554 | 30.7967 | 33.1198
3218 | 11584800 | 5.2555 | 30.7996 | 33.1227
3219 | 11588400 | 5.2557 | 30.8024 | 33.1255
3220 | 11592000 | 5.2558 | 30.8053 | 33.1284
3221 | 11595600 | 5.256 | 30.8081 | 33.1313
3222 | 11599200 | 5.2561 | 30.811 | 33.1341
3223 | 11602800 | 5.2563 | 30.8138 | 33.137
3224 | 11606400 | 5.2565 | 30.8167 | 33.1398
3225 | 11610000 | 5.2566 | 30.8195 | 33.1427
3226 | 11613600 | 5.2568 | 30.8224 | 33.1456
3227 | 11617200 | 5.2569 | 30.8252 | 33.1484
3228 | 11620800 | 5.2571 | 30.8281 | 33.1513
3229 | 11624400 | 5.2572 | 30.8309 | 33.1541
3230 | 11628000 | 5.2574 | 30.8337 | 33.157
3231 | 11631600 | 5.2575 | 30.8366 | 33.1599
3232 | 11635200 | 5.2577 | 30.8394 | 33.1627
3233 | 11638800 | 5.2578 | 30.8423 | 33.1656
3234 | 11642400 | 5.258 | 30.8451 | 33.1684
3235 | 11646000 | 5.2581 | 30.848 | 33.1713
3236 | 11649600 | 5.2583 | 30.8508 | 33.1741
3237 | 11653200 | 5.2584 | 30.8537 | 33.177
3238 | 11656800 | 5.2586 | 30.8565 | 33.1799
3239 | 11660400 | 5.2587 | 30.8593 | 33.1827
3240 | 11664000 | 5.2589 | 30.8622 | 33.1856
3241 | 11667600 | 5.259 | 30.865 | 33.1884
3242 | 11671200 | 5.2592 | 30.8679 | 33.1913
3243 | 11674800 | 5.2593 | 30.8707 | 33.1941
3244 | 11678400 | 5.2595 | 30.8736 | 33.197
3245 | 11682000 | 5.2596 | 30.8764 | 33.1998
3246 | 11685600 | 5.2598 | 30.8792 | 33.2027
3247 | 11689200 | 5.2599 | 30.8821 | 33.2055
3248 | 11692800 | 5.2601 | 30.8849 | 33.2084
3249 | 11696400 | 5.2602 | 30.8878 | 33.2112
3250 | 11700000 | 5.2604 | 30.8906 | 33.2141
3251 | 11703600 | 5.2605 | 30.8934 | 33.2169
3252 | 11707200 | 5.2607 | 30.8963 | 33.2198
3253 | 11710800 | 5.2608 | 30.8991 | 33.2226
3254 | 11714400 | 5.261 | 30.9019 | 33.2255
3255 | 11718000 | 5.2611 | 30.9048 | 33.2283
3256 | 11721600 | 5.2613 | 30.9076 | 33.2312
3257 | 11725200 | 5.2614 | 30.9105 | 33.234
3258 | 11728800 | 5.2616 | 30.9133 | 33.2369
3259 | 11732400 | 5.2617 | 30.9161 | 33.2397
3260 | 11736000 | 5.2619 | 30.919 | 33.2426
3261 | 11739600 | 5.262 | 30.9218 | 33.2454
3262 | 11743200 | 5.2622 | 30.9246 | 33.2483
3263 | 11746800 | 5.2623 | 30.9275 | 33.2511
3264 | 11750400 | 5.2625 | 30.9303 | 33.254
3265 | 11754000 | 5.2626 | 30.9331 | 33.2568
3266 | 11757600 | 5.2628 | 30.936 | 33.2597
3267 | 11761200 | 5.2629 | 30.9388 | 33.2625
3268 | 11764800 | 5.2631 | 30.9416 | 33.2653
3269 | 11768400 | 5.2632 | 30.9445 | 33.2682
3270 | 11772000 | 5.2634 | 30.9473 | 33.271
3271 | 11775600 | 5.2635 | 30.9501 | 33.2739
3272 | 11779200 | 5.2636 | 30.9529 | 33.2767
3273 | 11782800 | 5.2638 | 30.9558 | 33.2796
3274 | 11786400 | 5.2639 | 30.9586 | 33.2824
3275 | 11790000 | 5.2641 | 30.9614 | 33.2852
3276 | 11793600 | 5.2642 | 30.9643 | 33.2881
3277 | 11797200 | 5.2644 | 30.9671 | 33.2909
3278 | 11800800 | 5.2645 | 30.9699 | 33.2938
3279 | 11804400 | 5.2647 | 30.9727 | 33.2966
3280 | 11808000 | 5.2648 | 30.9756 | 33.2994
3281 | 11811600 | 5.265 | 30.9784 | 33.3023
3282 | 11815200 | 5.2651 | 30.9812 | 33.3051
3283 | 11818800 | 5.2653 | 30.984 | 33.308
3284 | 11822400 | 5.2654 | 30.9869 | 33.3108
3285 | 11826000 | 5.2656 | 30.9897 | 33.3136
3286 | 11829600 | 5.2657 | 30.9925 | 33.3165
3287 | 11833200 | 5.2659 | 30.9953 | 33.3193
3288 | 11836800 | 5.266 | 30.9982 | 33.3221
3289 | 11840400 | 5.2662 | 31.001 | 33.325
3290 | 11844000 | 5.2663 | 31.0038 | 33.3278
3291 | 11847600 | 5.2665 | 31.0066 | 33.3306
3292 | 11851200 | 5.2666 | 31.0095 | 33.3335
3293 | 11854800 | 5.2668 | 31.0123 | 33.3363
3294 | 11858400 | 5.2669 | 31.0151 | 33.3391
3295 | 11862000 | 5.267 | 31.0179 | 33.342
3296 | 11865600 | 5.2672 | 31.0207 | 33.3448
3297 | 11869200 | 5.2673 | 31.0236 | 33.3476
3298 | 11872800 | 5.2675 | 31.0264 | 33.3505
3299 | 11876400 | 5.2676 | 31.0292 | 33.3533
3300 | 11880000 | 5.2678 | 31.032 | 33.3561
3301 | 11883600 | 5.2679 | 31.0348 | 33.359
3302 | 11887200 | 5.2681 | 31.0376 | 33.3618
3303 | 11890800 | 5.2682 | 31.0405 | 33.3646
3304 | 11894400 | 5.2684 | 31.0433 | 33.3675
3305 | 11898000 | 5.2685 | 31.0461 | 33.3703
3306 | 11901600 | 5.2687 | 31.0489 | 33.3731
3307 | 11905200 | 5.2688 | 31.0517 | 33.3759
3308 | 11908800 | 5.2689 | 31.0545 | 33.3788
3309 | 11912400 | 5.2691 | 31.0574 | 33.3816
3310 | 11916000 | 5.2692 | 31.0602 | 33.3844
3311 | 11919600 | 5.2694 | 31.063 | 33.3872
3312 | 11923200 | 5.2695 | 31.0658 | 33.3901
3313 | 11926800 | 5.2697 | 31.0686 | 33.3929
3314 | 11930400 | 5.2698 | 31.0714 | 33.3957
3315 | 11934000 | 5.27 | 31.0742 | 33.3985
3316 | 11937600 | 5.2701 | 31.0771 | 33.4014
3317 | 11941200 | 5.2703 | 31.0799 | 33.4042
3318 | 11944800 | 5.2704 | 31.0827 | 33.407
3319 | 11948400 | 5.2706 | 31.0855 | 33.4098
3320 | 11952000 | 5.2707 | 31.0883 | 33.4127
3321 | 11955600 | 5.2708 | 31.0911 | 33.4155
3322 | 11959200 | 5.271 | 31.0939 | 33.4183
3323 | 11962800 | 5.2711 | 31.0967 | 33.4211
3324 | 11966400 | 5.2713 | 31.0995 | 33.424
3325 | 11970000 | 5.2714 | 31.1023 | 33.4268
3326 | 11973600 | 5.2716 | 31.1052 | 33.4296
3327 | 11977200 | 5.2717 | 31.108 | 33.4324
3328 | 11980800 | 5.2719 | 31.1108 | 33.4352
3329 | 11984400 | 5.272 | 31.1136 | 33.4381
3330 | 11988000 | 5.2721 | 31.1164 | 33.4409
3331 | 11991600 | 5.2723 | 31.1192 | 33.4437
3332 | 11995200 | 5.2724 | 31.122 | 33.4465
3333 | 11998800 | 5.2726 | 31.1248 | 33.4493
3334 | 12002400 | 5.2727 | 31.1276 | 33.4521
3335 | 12006000 | 5.2729 | 31.1304 | 33.455
3336 | 12009600 | 5.273 | 31.1332 | 33.4578
3337 | 12013200 | 5.2732 | 31.136 | 33.4606
3338 | 12016800 | 5.2733 | 31.1388 | 33.4634
3339 | 12020400 | 5.2734 | 31.1416 | 33.4662
3340 | 12024000 | 5.2736 | 31.1444 | 33.469
3341 | 12027600 | 5.2737 | 31.1472 | 33.4719
3342 | 12031200 | 5.2739 | 31.15 | 33.4747
3343 | 12034800 | 5.274 | 31.1528 | 33.4775
3344 | 12038400 | 5.2742 | 31.1556 | 33.4803
3345 | 12042000 | 5.2743 | 31.1584 | 33.4831
3346 | 12045600 | 5.2745 | 31.1612 | 33.4859
3347 | 12049200 | 5.2746 | 31.164 | 33.4887
3348 | 12052800 | 5.2747 | 31.1668 | 33.4915
3349 | 12056400 | 5.2749 | 31.1696 | 33.4944
3350 | 12060000 | 5.275 | 31.1724 | 33.4972
3351 | 12063600 | 5.2752 | 31.1752 | 33.5
3352 | 12067200 | 5.2753 | 31.178 | 33.5028
3353 | 12070800 | 5.2755 | 31.1808 | 33.5056
3354 | 12074400 | 5.2756 | 31.1836 | 33.5084
3355 | 12078000 | 5.2757 | 31.1864 | 33.5112
3356 | 12081600 | 5.2759 | 31.1892 | 33.514
3357 | 12085200 | 5.276 | 31.192 | 33.5168
3358 | 12088800 | 5.2762 | 31.1948 | 33.5196
3359 | 12092400 | 5.2763 | 31.1976 | 33.5224
3360 | 12096000 | 5.2765 | 31.2004 | 33.5253
3361 | 12099600 | 5.2766 | 31.2032 | 33.5281
3362 | 12103200 | 5.2767 | 31.206 | 33.5309
3363 | 12106800 | 5.2769 | 31.2088 | 33.5337
3364 | 12110400 | 5.277 | 31.2116 | 33.5365
3365 | 12114000 | 5.2772 | 31.2144 | 33.5393
3366 | 12117600 | 5.2773 | 31.2172 | 33.5421
3367 | 12121200 | 5.2775 | 31.22 | 33.5449
3368 | 12124800 | 5.2776 | 31.2228 | 33.5477
3369 | 12128400 | 5.2777 | 31.2255 | 33.5505
3370 | 12132000 | 5.2779 | 31.2283 | 33.5533
3371 | 12135600 | 5.278 | 31.2311 | 33.5561
3372 | 12139200 | 5.2782 | 31.2339 | 33.5589
3373 | 12142800 | 5.2783 | 31.2367 | 33.5617
3374 | 12146400 | 5.2785 | 31.2395 | 33.5645
3375 | 12150000 | 5.2786 | 31.2423 | 33.5673
3376 | 12153600 | 5.2787 | 31.2451 | 33.5701
3377 | 12157200 | 5.2789 | 31.2479 | 33.5729
3378 | 12160800 | 5.279 | 31.2507 | 33.5757
3379 | 12164400 | 5.2792 | 31.2534 | 33.5785
3380 | 12168000 | 5.2793 | 31.2562 | 33.5813
3381 | 12171600 | 5.2794 | 31.259 | 33.5841
3382 | 12175200 | 5.2796 | 31.2618 | 33.5869
3383 | 12178800 | 5.2797 | 31.2646 | 33.5897
3384 | 12182400 | 5.2799 | 31.2674 | 33.5925
3385 | 12186000 | 5.28 | 31.2702 | 33.5953
3386 | 12189600 | 5.2802 | 31.2729 | 33.5981
3387 | 12193200 | 5.2803 | 31.2757 | 33.6009
3388 | 12196800 | 5.2804 | 31.2785 | 33.6037
3389 | 12200400 | 5.2806 | 31.2813 | 33.6065
3390 | 12204000 | 5.2807 | 31.2841 | 33.6093
3391 | 12207600 | 5.2809 | 31.2869 | 33.6121
3392 | 12211200 | 5.281 | 31.2897 | 33.6149
3393 | 12214800 | 5.2811 | 31.2924 | 33.6177
3394 | 12218400 | 5.2813 | 31.2952 | 33.6205
3395 | 12222000 | 5.2814 | 31.298 | 33.6233
3396 | 12225600 | 5.2816 | 31.3008 | 33.626
3397 | 12229200 | 5.2817 | 31.3036 | 33.6288
3398 | 12232800 | 5.2818 | 31.3063 | 33.6316
3399 | 12236400 | 5.282 | 31.3091 | 33.6344
3400 | 12240000 | 5.2821 | 31.3119 | 33.6372
3401 | 12243600 | 5.2823 | 31.3147 | 33.64
3402 | 12247200 | 5.2824 | 31.3175 | 33.6428
3403 | 12250800 | 5.2825 | 31.3202 | 33.6456
3404 | 12254400 | 5.2827 | 31.323 | 33.6484
3405 | 12258000 | 5.2828 | 31.3258 | 33.6512
3406 | 12261600 | 5.283 | 31.3286 | 33.654
3407 | 12265200 | 5.2831 | 31.3313 | 33.6567
3408 | 12268800 | 5.2832 | 31.3341 | 33.6595
3409 | 12272400 | 5.2834 | 31.3369 | 33.6623
3410 | 12276000 | 5.2835 | 31.3397 | 33.6651
3411 | 12279600 | 5.2837 | 31.3425 | 33.6679
3412 | 12283200 | 5.2838 | 31.3452 | 33.6707
3413 | 12286800 | 5.2839 | 31.348 | 33.6735
3414 | 12290400 | 5.2841 | 31.3508 | 33.6763
3415 | 12294000 | 5.2842 | 31.3536 | 33.679
3416 | 12297600 | 5.2844 | 31.3563 | 33.6818
3417 | 12301200 | 5.2845 | 31.3591 | 33.6846
3418 | 12304800 | 5.2846 | 31.3619 | 33.6874
3419 | 12308400 | 5.2848 | 31.3646 | 33.6902
3420 | 12312000 | 5.2849 | 31.3674 | 33.693
3421 | 12315600 | 5.2851 | 31.3702 | 33.6957
3422 | 12319200 | 5.2852 | 31.373 | 33.6985
3423 | 12322800 | 5.2853 | 31.3757 | 33.7013
3424 | 12326400 | 5.2855 | 31.3785 | 33.7041
3425 | 12330000 | 5.2856 | 31.3813 | 33.7069
3426 | 12333600 | 5.2858 | 31.384 | 33.7097
3427 | 12337200 | 5.2859 | 31.3868 | 33.7124
3428 | 12340800 | 5.286 | 31.3896 | 33.7152
3429 | 12344400 | 5.2862 | 31.3924 | 33.718
3430 | 12348000 | 5.2863 | 31.3951 | 33.7208
3431 | 12351600 | 5.2865 | 31.3979 | 33.7236
3432 | 12355200 | 5.2866 | 31.4007 | 33.7263
3433 | 12358800 | 5.2867 | 31.4034 | 33.7291
3434 | 12362400 | 5.2869 | 31.4062 | 33.7319
3435 | 12366000 | 5.287 | 31.409 | 33.7347
3436 | 12369600 | 5.2871 | 31.4117 | 33.7375
3437 | 12373200 | 5.2873 | 31.4145 | 33.7402
3438 | 12376800 | 5.2874 | 31.4173 | 33.743
3439 | 12380400 | 5.2876 | 31.42 | 33.7458
3440 | 12384000 | 5.2877 | 31.4228 | 33.7486
3441 | 12387600 | 5.2878 | 31.4255 | 33.7513
3442 | 12391200 | 5.288 | 31.4283 | 33.7541
3443 | 12394800 | 5.2881 | 31.4311 | 33.7569
3444 | 12398400 | 5.2882 | 31.4338 | 33.7597
3445 | 12402000 | 5.2884 | 31.4366 | 33.7624
3446 | 12405600 | 5.2885 | 31.4394 | 33.7652
3447 | 12409200 | 5.2887 | 31.4421 | 33.768
3448 | 12412800 | 5.2888 | 31.4449 | 33.7708
3449 | 12416400 | 5.2889 | 31.4477 | 33.7735
3450 | 12420000 | 5.2891 | 31.4504 | 33.7763
3451 | 12423600 | 5.2892 | 31.4532 | 33.7791
3452 | 12427200 | 5.2893 | 31.4559 | 33.7818
3453 | 12430800 | 5.2895 | 31.4587 | 33.7846
3454 | 12434400 | 5.2896 | 31.4615 | 33.7874
3455 | 12438000 | 5.2898 | 31.4642 | 33.7902
3456 | 12441600 | 5.2899 | 31.467 | 33.7929
3457 | 12445200 | 5.29 | 31.4697 | 33.7957
3458 | 12448800 | 5.2902 | 31.4725 | 33.7985
3459 | 12452400 | 5.2903 | 31.4752 | 33.8012
3460 | 12456000 | 5.2904 | 31.478 | 33.804
3461 | 12459600 | 5.2906 | 31.4808 | 33.8068
3462 | 12463200 | 5.2907 | 31.4835 | 33.8095
3463 | 12466800 | 5.2909 | 31.4863 | 33.8123
3464 | 12470400 | 5.291 | 31.489 | 33.8151
3465 | 12474000 | 5.2911 | 31.4918 | 33.8178
3466 | 12477600 | 5.2913 | 31.4945 | 33.8206
3467 | 12481200 | 5.2914 | 31.4973 | 33.8234
3468 | 12484800 | 5.2915 | 31.5 | 33.8261
3469 | 12488400 | 5.2917 | 31.5028 | 33.8289
3470 | 12492000 | 5.2918 | 31.5056 | 33.8317
3471 | 12495600 | 5.292 | 31.5083 | 33.8344
3472 | 12499200 | 5.2921 | 31.5111 | 33.8372
3473 | 12502800 | 5.2922 | 31.5138 | 33.84
3474 | 12506400 | 5.2924 | 31.5166 | 33.8427
3475 | 12510000 | 5.2925 | 31.5193 | 33.8455
3476 | 12513600 | 5.2926 | 31.5221 | 33.8483
3477 | 12517200 | 5.2928 | 31.5248 | 33.851
3478 | 12520800 | 5.2929 | 31.5276 | 33.8538
3479 | 12524400 | 5.293 | 31.5303 | 33.8565
3480 | 12528000 | 5.2932 | 31.5331 | 33.8593
3481 | 12531600 | 5.2933 | 31.5358 | 33.8621
3482 | 12535200 | 5.2934 | 31.5386 | 33.8648
3483 | 12538800 | 5.2936 | 31.5413 | 33.8676
3484 | 12542400 | 5.2937 | 31.5441 | 33.8703
3485 | 12546000 | 5.2939 | 31.5468 | 33.8731
3486 | 12549600 | 5.294 | 31.5496 | 33.8759
3487 | 12553200 | 5.2941 | 31.5523 | 33.8786
3488 | 12556800 | 5.2943 | 31.5551 | 33.8814
3489 | 12560400 | 5.2944 | 31.5578 | 33.8841
3490 | 12564000 | 5.2945 | 31.5606 | 33.8869
3491 | 12567600 | 5.2947 | 31.5633 | 33.8897
3492 | 12571200 | 5.2948 | 31.566 | 33.8924
3493 | 12574800 | 5.2949 | 31.5688 | 33.8952
3494 | 12578400 | 5.2951 | 31.5715 | 33.8979
3495 | 12582000 | 5.2952 | 31.5743 | 33.9007
3496 | 12585600 | 5.2953 | 31.577 | 33.9034
3497 | 12589200 | 5.2955 | 31.5798 | 33.9062
3498 | 12592800 | 5.2956 | 31.5825 | 33.9089
3499 | 12596400 | 5.2957 | 31.5853 | 33.9117
3500 | 12600000 | 5.2959 | 31.588 | 33.9145
3501 | 12603600 | 5.296 | 31.5907 | 33.9172
3502 | 12607200 | 5.2962 | 31.5935 | 33.92
3503 | 12610800 | 5.2963 | 31.5962 | 33.9227
3504 | 12614400 | 5.2964 | 31.599 | 33.9255
3505 | 12618000 | 5.2966 | 31.6017 | 33.9282
3506 | 12621600 | 5.2967 | 31.6044 | 33.931
3507 | 12625200 | 5.2968 | 31.6072 | 33.9337
3508 | 12628800 | 5.297 | 31.6099 | 33.9365
3509 | 12632400 | 5.2971 | 31.6127 | 33.9392
3510 | 12636000 | 5.2972 | 31.6154 | 33.942
3511 | 12639600 | 5.2974 | 31.6181 | 33.9447
3512 | 12643200 | 5.2975 | 31.6209 | 33.9475
3513 | 12646800 | 5.2976 | 31.6236 | 33.9502
3514 | 12650400 | 5.2978 | 31.6264 | 33.953
3515 | 12654000 | 5.2979 | 31.6291 | 33.9557
3516 | 12657600 | 5.298 | 31.6318 | 33.9585
3517 | 12661200 | 5.2982 | 31.6346 | 33.9612
3518 | 12664800 | 5.2983 | 31.6373 | 33.964
3519 | 12668400 | 5.2984 | 31.64 | 33.9667
3520 | 12672000 | 5.2986 | 31.6428 | 33.9695
3521 | 12675600 | 5.2987 | 31.6455 | 33.9722
3522 | 12679200 | 5.2988 | 31.6482 | 33.9749
3523 | 12682800 | 5.299 | 31.651 | 33.9777
3524 | 12686400 | 5.2991 | 31.6537 | 33.9804
3525 | 12690000 | 5.2992 | 31.6564 | 33.9832
3526 | 12693600 | 5.2994 | 31.6592 | 33.9859
3527 | 12697200 | 5.2995 | 31.6619 | 33.9887
3528 | 12700800 | 5.2996 | 31.6646 | 33.9914
3529 | 12704400 | 5.2998 | 31.6674 | 33.9942
3530 | 12708000 | 5.2999 | 31.6701 | 33.9969
3531 | 12711600 | 5.3 | 31.6728 | 33.9996
3532 | 12715200 | 5.3002 | 31.6756 | 34.0024
3533 | 12718800 | 5.3003 | 31.6783 | 34.0051
3534 | 12722400 | 5.3004 | 31.681 | 34.0079
3535 | 12726000 | 5.3006 | 31.6838 | 34.0106
3536 | 12729600 | 5.3007 | 31.6865 | 34.0133
3537 | 12733200 | 5.3008 | 31.6892 | 34.0161
3538 | 12736800 | 5.301 | 31.6919 | 34.0188
3539 | 12740400 | 5.3011 | 31.6947 | 34.0216
3540 | 12744000 | 5.3012 | 31.6974 | 34.0243
3541 | 12747600 | 5.3014 | 31.7001 | 34.027
3542 | 12751200 | 5.3015 | 31.7029 | 34.0298
3543 | 12754800 | 5.3016 | 31.7056 | 34.0325
3544 | 12758400 | 5.3018 | 31.7083 | 34.0353
3545 | 12762000 | 5.3019 | 31.711 | 34.038
3546 | 12765600 | 5.302 | 31.7138 | 34.0407
3547 | 12769200 | 5.3022 | 31.7165 | 34.0435
3548 | 12772800 | 5.3023 | 31.7192 | 34.0462
3549 | 12776400 | 5.3024 | 31.7219 | 34.0489
3550 | 12780000 | 5.3026 | 31.7247 | 34.0517
3551 | 12783600 | 5.3027 | 31.7274 | 34.0544
3552 | 12787200 | 5.3028 | 31.7301 | 34.0572
3553 | 12790800 | 5.3029 | 31.7328 | 34.0599
3554 | 12794400 | 5.3031 | 31.7356 | 34.0626
3555 | 12798000 | 5.3032 | 31.7383 | 34.0654
3556 | 12801600 | 5.3033 | 31.741 | 34.0681
3557 | 12805200 | 5.3035 | 31.7437 | 34.0708
3558 | 12808800 | 5.3036 | 31.7465 | 34.0736
3559 | 12812400 | 5.3037 | 31.7492 | 34.0763
3560 | 12816000 | 5.3039 | 31.7519 | 34.079
3561 | 12819600 | 5.304 | 31.7546 | 34.0817
3562 | 12823200 | 5.3041 | 31.7573 | 34.0845
3563 | 12826800 | 5.3043 | 31.7601 | 34.0872
3564 | 12830400 | 5.3044 | 31.7628 | 34.0899
3565 | 12834000 | 5.3045 | 31.7655 | 34.0927
3566 | 12837600 | 5.3047 | 31.7682 | 34.0954
3567 | 12841200 | 5.3048 | 31.7709 | 34.0981
3568 | 12844800 | 5.3049 | 31.7736 | 34.1009
3569 | 12848400 | 5.305 | 31.7764 | 34.1036
3570 | 12852000 | 5.3052 | 31.7791 | 34.1063
3571 | 12855600 | 5.3053 | 31.7818 | 34.109
3572 | 12859200 | 5.3054 | 31.7845 | 34.1118
3573 | 12862800 | 5.3056 | 31.7872 | 34.1145
3574 | 12866400 | 5.3057 | 31.79 | 34.1172
3575 | 12870000 | 5.3058 | 31.7927 | 34.12
3576 | 12873600 | 5.306 | 31.7954 | 34.1227
3577 | 12877200 | 5.3061 | 31.7981 | 34.1254
3578 | 12880800 | 5.3062 | 31.8008 | 34.1281
3579 | 12884400 | 5.3064 | 31.8035 | 34.1309
3580 | 12888000 | 5.3065 | 31.8062 | 34.1336
3581 | 12891600 | 5.3066 | 31.809 | 34.1363
3582 | 12895200 | 5.3067 | 31.8117 | 34.139
3583 | 12898800 | 5.3069 | 31.8144 | 34.1418
3584 | 12902400 | 5.307 | 31.8171 | 34.1445
3585 | 12906000 | 5.3071 | 31.8198 | 34.1472
3586 | 12909600 | 5.3073 | 31.8225 | 34.1499
3587 | 12913200 | 5.3074 | 31.8252 | 34.1526
3588 | 12916800 | 5.3075 | 31.8279 | 34.1554
3589 | 12920400 | 5.3077 | 31.8307 | 34.1581
3590 | 12924000 | 5.3078 | 31.8334 | 34.1608
3591 | 12927600 | 5.3079 | 31.8361 | 34.1635
3592 | 12931200 | 5.308 | 31.8388 | 34.1663
3593 | 12934800 | 5.3082 | 31.8415 | 34.169
3594 | 12938400 | 5.3083 | 31.8442 | 34.1717
3595 | 12942000 | 5.3084 | 31.8469 | 34.1744
3596 | 12945600 | 5.3086 | 31.8496 | 34.1771
3597 | 12949200 | 5.3087 | 31.8523 | 34.1798
3598 | 12952800 | 5.3088 | 31.855 | 34.1826
3599 | 12956400 | 5.309 | 31.8577 | 34.1853
3600 | 12960000 | 5.3091 | 31.8604 | 34.188
3601 | 12963600 | 5.3092 | 31.8632 | 34.1907
3602 | 12967200 | 5.3093 | 31.8659 | 34.1934
3603 | 12970800 | 5.3095 | 31.8686 | 34.1962
3604 | 12974400 | 5.3096 | 31.8713 | 34.1989
3605 | 12978000 | 5.3097 | 31.874 | 34.2016
3606 | 12981600 | 5.3099 | 31.8767 | 34.2043
3607 | 12985200 | 5.31 | 31.8794 | 34.207
3608 | 12988800 | 5.3101 | 31.8821 | 34.2097
3609 | 12992400 | 5.3102 | 31.8848 | 34.2124
3610 | 12996000 | 5.3104 | 31.8875 | 34.2152
3611 | 12999600 | 5.3105 | 31.8902 | 34.2179
3612 | 13003200 | 5.3106 | 31.8929 | 34.2206
3613 | 13006800 | 5.3108 | 31.8956 | 34.2233
3614 | 13010400 | 5.3109 | 31.8983 | 34.226
3615 | 13014000 | 5.311 | 31.901 | 34.2287
3616 | 13017600 | 5.3112 | 31.9037 | 34.2314
3617 | 13021200 | 5.3113 | 31.9064 | 34.2342
3618 | 13024800 | 5.3114 | 31.9091 | 34.2369
3619 | 13028400 | 5.3115 | 31.9118 | 34.2396
3620 | 13032000 | 5.3117 | 31.9145 | 34.2423
3621 | 13035600 | 5.3118 | 31.9172 | 34.245
3622 | 13039200 | 5.3119 | 31.9199 | 34.2477
3623 | 13042800 | 5.312 | 31.9226 | 34.2504
3624 | 13046400 | 5.3122 | 31.9253 | 34.2531
3625 | 13050000 | 5.3123 | 31.928 | 34.2558
3626 | 13053600 | 5.3124 | 31.9307 | 34.2585
3627 | 13057200 | 5.3126 | 31.9334 | 34.2612
3628 | 13060800 | 5.3127 | 31.9361 | 34.264
3629 | 13064400 | 5.3128 | 31.9388 | 34.2667
3630 | 13068000 | 5.3129 | 31.9415 | 34.2694
3631 | 13071600 | 5.3131 | 31.9442 | 34.2721
3632 | 13075200 | 5.3132 | 31.9469 | 34.2748
3633 | 13078800 | 5.3133 | 31.9496 | 34.2775
3634 | 13082400 | 5.3135 | 31.9523 | 34.2802
3635 | 13086000 | 5.3136 | 31.955 | 34.2829
3636 | 13089600 | 5.3137 | 31.9577 | 34.2856
3637 | 13093200 | 5.3138 | 31.9604 | 34.2883
3638 | 13096800 | 5.314 | 31.9631 | 34.291
3639 | 13100400 | 5.3141 | 31.9657 | 34.2937
3640 | 13104000 | 5.3142 | 31.9684 | 34.2964
3641 | 13107600 | 5.3143 | 31.9711 | 34.2991
3642 | 13111200 | 5.3145 | 31.9738 | 34.3018
3643 | 13114800 | 5.3146 | 31.9765 | 34.3045
3644 | 13118400 | 5.3147 | 31.9792 | 34.3072
3645 | 13122000 | 5.3149 | 31.9819 | 34.3099
3646 | 13125600 | 5.315 | 31.9846 | 34.3126
3647 | 13129200 | 5.3151 | 31.9873 | 34.3153
3648 | 13132800 | 5.3152 | 31.99 | 34.318
3649 | 13136400 | 5.3154 | 31.9927 | 34.3207
3650 | 13140000 | 5.3155 | 31.9954 | 34.3234
3651 | 13143600 | 5.3156 | 31.998 | 34.3261
3652 | 13147200 | 5.3157 | 32.0007 | 34.3288
3653 | 13150800 | 5.3159 | 32.0034 | 34.3315
3654 | 13154400 | 5.316 | 32.0061 | 34.3342
3655 | 13158000 | 5.3161 | 32.0088 | 34.3369
3656 | 13161600 | 5.3163 | 32.0115 | 34.3396
3657 | 13165200 | 5.3164 | 32.0142 | 34.3423
3658 | 13168800 | 5.3165 | 32.0169 | 34.345
3659 | 13172400 | 5.3166 | 32.0195 | 34.3477
3660 | 13176000 | 5.3168 | 32.0222 | 34.3504
3661 | 13179600 | 5.3169 | 32.0249 | 34.3531
3662 | 13183200 | 5.317 | 32.0276 | 34.3558
3663 | 13186800 | 5.3171 | 32.0303 | 34.3585
3664 | 13190400 | 5.3173 | 32.033 | 34.3612
3665 | 13194000 | 5.3174 | 32.0357 | 34.3639
3666 | 13197600 | 5.3175 | 32.0383 | 34.3666
3667 | 13201200 | 5.3176 | 32.041 | 34.3693
3668 | 13204800 | 5.3178 | 32.0437 | 34.372
3669 | 13208400 | 5.3179 | 32.0464 | 34.3747
3670 | 13212000 | 5.318 | 32.0491 | 34.3774
3671 | 13215600 | 5.3181 | 32.0518 | 34.3801
3672 | 13219200 | 5.3183 | 32.0544 | 34.3828
3673 | 13222800 | 5.3184 | 32.0571 | 34.3854
3674 | 13226400 | 5.3185 | 32.0598 | 34.3881
3675 | 13230000 | 5.3186 | 32.0625 | 34.3908
3676 | 13233600 | 5.3188 | 32.0652 | 34.3935
3677 | 13237200 | 5.3189 | 32.0678 | 34.3962
3678 | 13240800 | 5.319 | 32.0705 | 34.3989
3679 | 13244400 | 5.3192 | 32.0732 | 34.4016
3680 | 13248000 | 5.3193 | 32.0759 | 34.4043
3681 | 13251600 | 5.3194 | 32.0786 | 34.407
3682 | 13255200 | 5.3195 | 32.0812 | 34.4097
3683 | 13258800 | 5.3197 | 32.0839 | 34.4124
3684 | 13262400 | 5.3198 | 32.0866 | 34.415
3685 | 13266000 | 5.3199 | 32.0893 | 34.4177
3686 | 13269600 | 5.32 | 32.0919 | 34.4204
3687 | 13273200 | 5.3202 | 32.0946 | 34.4231
3688 | 13276800 | 5.3203 | 32.0973 | 34.4258
3689 | 13280400 | 5.3204 | 32.1 | 34.4285
3690 | 13284000 | 5.3205 | 32.1027 | 34.4312
3691 | 13287600 | 5.3207 | 32.1053 | 34.4338
3692 | 13291200 | 5.3208 | 32.108 | 34.4365
3693 | 13294800 | 5.3209 | 32.1107 | 34.4392
3694 | 13298400 | 5.321 | 32.1134 | 34.4419
3695 | 13302000 | 5.3212 | 32.116 | 34.4446
3696 | 13305600 | 5.3213 | 32.1187 | 34.4473
3697 | 13309200 | 5.3214 | 32.1214 | 34.45
3698 | 13312800 | 5.3215 | 32.124 | 34.4526
3699 | 13316400 | 5.3217 | 32.1267 | 34.4553
3700 | 13320000 | 5.3218 | 32.1294 | 34.458
3701 | 13323600 | 5.3219 | 32.1321 | 34.4607
3702 | 13327200 | 5.322 | 32.1347 | 34.4634
3703 | 13330800 | 5.3221 | 32.1374 | 34.4661
3704 | 13334400 | 5.3223 | 32.1401 | 34.4687
3705 | 13338000 | 5.3224 | 32.1428 | 34.4714
3706 | 13341600 | 5.3225 | 32.1454 | 34.4741
3707 | 13345200 | 5.3226 | 32.1481 | 34.4768
3708 | 13348800 | 5.3228 | 32.1508 | 34.4795
3709 | 13352400 | 5.3229 | 32.1534 | 34.4821
3710 | 13356000 | 5.323 | 32.1561 | 34.4848
3711 | 13359600 | 5.3231 | 32.1588 | 34.4875
3712 | 13363200 | 5.3233 | 32.1614 | 34.4902
3713 | 13366800 | 5.3234 | 32.1641 | 34.4929
3714 | 13370400 | 5.3235 | 32.1668 | 34.4955
3715 | 13374000 | 5.3236 | 32.1694 | 34.4982
3716 | 13377600 | 5.3238 | 32.1721 | 34.5009
3717 | 13381200 | 5.3239 | 32.1748 | 34.5036
3718 | 13384800 | 5.324 | 32.1774 | 34.5062
3719 | 13388400 | 5.3241 | 32.1801 | 34.5089
3720 | 13392000 | 5.3243 | 32.1828 | 34.5116
3721 | 13395600 | 5.3244 | 32.1854 | 34.5143
3722 | 13399200 | 5.3245 | 32.1881 | 34.5169
3723 | 13402800 | 5.3246 | 32.1908 | 34.5196
3724 | 13406400 | 5.3247 | 32.1934 | 34.5223
3725 | 13410000 | 5.3249 | 32.1961 | 34.525
3726 | 13413600 | 5.325 | 32.1988 | 34.5276
3727 | 13417200 | 5.3251 | 32.2014 | 34.5303
3728 | 13420800 | 5.3252 | 32.2041 | 34.533
3729 | 13424400 | 5.3254 | 32.2068 | 34.5357
3730 | 13428000 | 5.3255 | 32.2094 | 34.5383
3731 | 13431600 | 5.3256 | 32.2121 | 34.541
3732 | 13435200 | 5.3257 | 32.2147 | 34.5437
3733 | 13438800 | 5.3259 | 32.2174 | 34.5464
3734 | 13442400 | 5.326 | 32.2201 | 34.549
3735 | 13446000 | 5.3261 | 32.2227 | 34.5517
3736 | 13449600 | 5.3262 | 32.2254 | 34.5544
3737 | 13453200 | 5.3263 | 32.228 | 34.557
3738 | 13456800 | 5.3265 | 32.2307 | 34.5597
3739 | 13460400 | 5.3266 | 32.2334 | 34.5624
3740 | 13464000 | 5.3267 | 32.236 | 34.565
3741 | 13467600 | 5.3268 | 32.2387 | 34.5677
3742 | 13471200 | 5.327 | 32.2413 | 34.5704
3743 | 13474800 | 5.3271 | 32.244 | 34.5731
3744 | 13478400 | 5.3272 | 32.2467 | 34.5757
3745 | 13482000 | 5.3273 | 32.2493 | 34.5784
3746 | 13485600 | 5.3274 | 32.252 | 34.5811
3747 | 13489200 | 5.3276 | 32.2546 | 34.5837
3748 | 13492800 | 5.3277 | 32.2573 | 34.5864
3749 | 13496400 | 5.3278 | 32.2599 | 34.5891
3750 | 13500000 | 5.3279 | 32.2626 | 34.5917
3751 | 13503600 | 5.3281 | 32.2653 | 34.5944
3752 | 13507200 | 5.3282 | 32.2679 | 34.5971
3753 | 13510800 | 5.3283 | 32.2706 | 34.5997
3754 | 13514400 | 5.3284 | 32.2732 | 34.6024
3755 | 13518000 | 5.3285 | 32.2759 | 34.605
3756 | 13521600 | 5.3287 | 32.2785 | 34.6077
3757 | 13525200 | 5.3288 | 32.2812 | 34.6104
3758 | 13528800 | 5.3289 | 32.2838 | 34.613
3759 | 13532400 | 5.329 | 32.2865 | 34.6157
3760 | 13536000 | 5.3292 | 32.2891 | 34.6184
3761 | 13539600 | 5.3293 | 32.2918 | 34.621
3762 | 13543200 | 5.3294 | 32.2944 | 34.6237
3763 | 13546800 | 5.3295 | 32.2971 | 34.6263
3764 | 13550400 | 5.3296 | 32.2997 | 34.629
3765 | 13554000 | 5.3298 | 32.3024 | 34.6317
3766 | 13557600 | 5.3299 | 32.305 | 34.6343
3767 | 13561200 | 5.33 | 32.3077 | 34.637
3768 | 13564800 | 5.3301 | 32.3103 | 34.6397
3769 | 13568400 | 5.3302 | 32.313 | 34.6423
3770 | 13572000 | 5.3304 | 32.3156 | 34.645
3771 | 13575600 | 5.3305 | 32.3183 | 34.6476
3772 | 13579200 | 5.3306 | 32.3209 | 34.6503
3773 | 13582800 | 5.3307 | 32.3236 | 34.6529
3774 | 13586400 | 5.3309 | 32.3262 | 34.6556
3775 | 13590000 | 5.331 | 32.3289 | 34.6583
3776 | 13593600 | 5.3311 | 32.3315 | 34.6609
3777 | 13597200 | 5.3312 | 32.3342 | 34.6636
3778 | 13600800 | 5.3313 | 32.3368 | 34.6662
3779 | 13604400 | 5.3315 | 32.3395 | 34.6689
3780 | 13608000 | 5.3316 | 32.3421 | 34.6715
3781 | 13611600 | 5.3317 | 32.3448 | 34.6742
3782 | 13615200 | 5.3318 | 32.3474 | 34.6769
3783 | 13618800 | 5.3319 | 32.3501 | 34.6795
3784 | 13622400 | 5.3321 | 32.3527 | 34.6822
3785 | 13626000 | 5.3322 | 32.3553 | 34.6848
3786 | 13629600 | 5.3323 | 32.358 | 34.6875
3787 | 13633200 | 5.3324 | 32.3606 | 34.6901
3788 | 13636800 | 5.3325 | 32.3633 | 34.6928
3789 | 13640400 | 5.3327 | 32.3659 | 34.6954
3790 | 13644000 | 5.3328 | 32.3686 | 34.6981
3791 | 13647600 | 5.3329 | 32.3712 | 34.7007
3792 | 13651200 | 5.333 | 32.3738 | 34.7034
3793 | 13654800 | 5.3331 | 32.3765 | 34.706
3794 | 13658400 | 5.3333 | 32.3791 | 34.7087
3795 | 13662000 | 5.3334 | 32.3818 | 34.7113
3796 | 13665600 | 5.3335 | 32.3844 | 34.714
3797 | 13669200 | 5.3336 | 32.3871 | 34.7166
3798 | 13672800 | 5.3337 | 32.3897 | 34.7193
3799 | 13676400 | 5.3339 | 32.3923 | 34.7219
3800 | 13680000 | 5.334 | 32.395 | 34.7246
3801 | 13683600 | 5.3341 | 32.3976 | 34.7272
3802 | 13687200 | 5.3342 | 32.4002 | 34.7299
3803 | 13690800 | 5.3343 | 32.4029 | 34.7325
3804 | 13694400 | 5.3345 | 32.4055 | 34.7352
3805 | 13698000 | 5.3346 | 32.4082 | 34.7378
3806 | 13701600 | 5.3347 | 32.4108 | 34.7405
3807 | 13705200 | 5.3348 | 32.4134 | 34.7431
3808 | 13708800 | 5.3349 | 32.4161 | 34.7458
3809 | 13712400 | 5.3351 | 32.4187 | 34.7484
3810 | 13716000 | 5.3352 | 32.4213 | 34.7511
3811 | 13719600 | 5.3353 | 32.424 | 34.7537
3812 | 13723200 | 5.3354 | 32.4266 | 34.7564
3813 | 13726800 | 5.3355 | 32.4293 | 34.759
3814 | 13730400 | 5.3357 | 32.4319 | 34.7617
3815 | 13734000 | 5.3358 | 32.4345 | 34.7643
3816 | 13737600 | 5.3359 | 32.4372 | 34.7669
3817 | 13741200 | 5.336 | 32.4398 | 34.7696
3818 | 13744800 | 5.3361 | 32.4424 | 34.7722
3819 | 13748400 | 5.3362 | 32.4451 | 34.7749
3820 | 13752000 | 5.3364 | 32.4477 | 34.7775
3821 | 13755600 | 5.3365 | 32.4503 | 34.7802
3822 | 13759200 | 5.3366 | 32.453 | 34.7828
3823 | 13762800 | 5.3367 | 32.4556 | 34.7854
3824 | 13766400 | 5.3368 | 32.4582 | 34.7881
3825 | 13770000 | 5.337 | 32.4609 | 34.7907
3826 | 13773600 | 5.3371 | 32.4635 | 34.7934
3827 | 13777200 | 5.3372 | 32.4661 | 34.796
3828 | 13780800 | 5.3373 | 32.4687 | 34.7986
3829 | 13784400 | 5.3374 | 32.4714 | 34.8013
3830 | 13788000 | 5.3376 | 32.474 | 34.8039
3831 | 13791600 | 5.3377 | 32.4766 | 34.8066
3832 | 13795200 | 5.3378 | 32.4793 | 34.8092
3833 | 13798800 | 5.3379 | 32.4819 | 34.8118
3834 | 13802400 | 5.338 | 32.4845 | 34.8145
3835 | 13806000 | 5.3381 | 32.4871 | 34.8171
3836 | 13809600 | 5.3383 | 32.4898 | 34.8198
3837 | 13813200 | 5.3384 | 32.4924 | 34.8224
3838 | 13816800 | 5.3385 | 32.495 | 34.825
3839 | 13820400 | 5.3386 | 32.4977 | 34.8277
3840 | 13824000 | 5.3387 | 32.5003 | 34.8303
3841 | 13827600 | 5.3389 | 32.5029 | 34.8329
3842 | 13831200 | 5.339 | 32.5055 | 34.8356
3843 | 13834800 | 5.3391 | 32.5082 | 34.8382
3844 | 13838400 | 5.3392 | 32.5108 | 34.8409
3845 | 13842000 | 5.3393 | 32.5134 | 34.8435
3846 | 13845600 | 5.3394 | 32.516 | 34.8461
3847 | 13849200 | 5.3396 | 32.5187 | 34.8488
3848 | 13852800 | 5.3397 | 32.5213 | 34.8514
3849 | 13856400 | 5.3398 | 32.5239 | 34.854
3850 | 13860000 | 5.3399 | 32.5265 | 34.8567
3851 | 13863600 | 5.34 | 32.5292 | 34.8593
3852 | 13867200 | 5.3401 | 32.5318 | 34.8619
3853 | 13870800 | 5.3403 | 32.5344 | 34.8646
3854 | 13874400 | 5.3404 | 32.537 | 34.8672
3855 | 13878000 | 5.3405 | 32.5396 | 34.8698
3856 | 13881600 | 5.3406 | 32.5423 | 34.8724
3857 | 13885200 | 5.3407 | 32.5449 | 34.8751
3858 | 13888800 | 5.3409 | 32.5475 | 34.8777
3859 | 13892400 | 5.341 | 32.5501 | 34.8803
3860 | 13896000 | 5.3411 | 32.5528 | 34.883
3861 | 13899600 | 5.3412 | 32.5554 | 34.8856
3862 | 13903200 | 5.3413 | 32.558 | 34.8882
3863 | 13906800 | 5.3414 | 32.5606 | 34.8909
3864 | 13910400 | 5.3416 | 32.5632 | 34.8935
3865 | 13914000 | 5.3417 | 32.5658 | 34.8961
3866 | 13917600 | 5.3418 | 32.5685 | 34.8987
3867 | 13921200 | 5.3419 | 32.5711 | 34.9014
3868 | 13924800 | 5.342 | 32.5737 | 34.904
3869 | 13928400 | 5.3421 | 32.5763 | 34.9066
3870 | 13932000 | 5.3423 | 32.5789 | 34.9092
3871 | 13935600 | 5.3424 | 32.5816 | 34.9119
3872 | 13939200 | 5.3425 | 32.5842 | 34.9145
3873 | 13942800 | 5.3426 | 32.5868 | 34.9171
3874 | 13946400 | 5.3427 | 32.5894 | 34.9198
3875 | 13950000 | 5.3428 | 32.592 | 34.9224
3876 | 13953600 | 5.343 | 32.5946 | 34.925
3877 | 13957200 | 5.3431 | 32.5972 | 34.9276
3878 | 13960800 | 5.3432 | 32.5999 | 34.9303
3879 | 13964400 | 5.3433 | 32.6025 | 34.9329
3880 | 13968000 | 5.3434 | 32.6051 | 34.9355
3881 | 13971600 | 5.3435 | 32.6077 | 34.9381
3882 | 13975200 | 5.3437 | 32.6103 | 34.9407
3883 | 13978800 | 5.3438 | 32.6129 | 34.9434
3884 | 13982400 | 5.3439 | 32.6155 | 34.946
3885 | 13986000 | 5.344 | 32.6182 | 34.9486
3886 | 13989600 | 5.3441 | 32.6208 | 34.9512
3887 | 13993200 | 5.3442 | 32.6234 | 34.9539
3888 | 13996800 | 5.3443 | 32.626 | 34.9565
3889 | 14000400 | 5.3445 | 32.6286 | 34.9591
3890 | 14004000 | 5.3446 | 32.6312 | 34.9617
3891 | 14007600 | 5.3447 | 32.6338 | 34.9643
3892 | 14011200 | 5.3448 | 32.6364 | 34.967
3893 | 14014800 | 5.3449 | 32.639 | 34.9696
3894 | 14018400 | 5.345 | 32.6416 | 34.9722
3895 | 14022000 | 5.3452 | 32.6443 | 34.9748
3896 | 14025600 | 5.3453 | 32.6469 | 34.9774
3897 | 14029200 | 5.3454 | 32.6495 | 34.9801
3898 | 14032800 | 5.3455 | 32.6521 | 34.9827
3899 | 14036400 | 5.3456 | 32.6547 | 34.9853
3900 | 14040000 | 5.3457 | 32.6573 | 34.9879
3901 | 14043600 | 5.3458 | 32.6599 | 34.9905
3902 | 14047200 | 5.346 | 32.6625 | 34.9931
3903 | 14050800 | 5.3461 | 32.6651 | 34.9958
3904 | 14054400 | 5.3462 | 32.6677 | 34.9984
3905 | 14058000 | 5.3463 | 32.6703 | 35.001
3906 | 14061600 | 5.3464 | 32.6729 | 35.0036
3907 | 14065200 | 5.3465 | 32.6755 | 35.0062
3908 | 14068800 | 5.3467 | 32.6781 | 35.0088
3909 | 14072400 | 5.3468 | 32.6808 | 35.0114
3910 | 14076000 | 5.3469 | 32.6834 | 35.0141
3911 | 14079600 | 5.347 | 32.686 | 35.0167
3912 | 14083200 | 5.3471 | 32.6886 | 35.0193
3913 | 14086800 | 5.3472 | 32.6912 | 35.0219
3914 | 14090400 | 5.3473 | 32.6938 | 35.0245
3915 | 14094000 | 5.3475 | 32.6964 | 35.0271
3916 | 14097600 | 5.3476 | 32.699 | 35.0297
3917 | 14101200 | 5.3477 | 32.7016 | 35.0323
3918 | 14104800 | 5.3478 | 32.7042 | 35.035
3919 | 14108400 | 5.3479 | 32.7068 | 35.0376
3920 | 14112000 | 5.348 | 32.7094 | 35.0402
3921 | 14115600 | 5.3481 | 32.712 | 35.0428
3922 | 14119200 | 5.3483 | 32.7146 | 35.0454
3923 | 14122800 | 5.3484 | 32.7172 | 35.048
3924 | 14126400 | 5.3485 | 32.7198 | 35.0506
3925 | 14130000 | 5.3486 | 32.7224 | 35.0532
3926 | 14133600 | 5.3487 | 32.725 | 35.0558
3927 | 14137200 | 5.3488 | 32.7276 | 35.0584
3928 | 14140800 | 5.3489 | 32.7302 | 35.0611
3929 | 14144400 | 5.3491 | 32.7328 | 35.0637
3930 | 14148000 | 5.3492 | 32.7354 | 35.0663
3931 | 14151600 | 5.3493 | 32.738 | 35.0689
3932 | 14155200 | 5.3494 | 32.7406 | 35.0715
3933 | 14158800 | 5.3495 | 32.7432 | 35.0741
3934 | 14162400 | 5.3496 | 32.7458 | 35.0767
3935 | 14166000 | 5.3497 | 32.7484 | 35.0793
3936 | 14169600 | 5.3499 | 32.751 | 35.0819
3937 | 14173200 | 5.35 | 32.7536 | 35.0845
3938 | 14176800 | 5.3501 | 32.7562 | 35.0871
3939 | 14180400 | 5.3502 | 32.7588 | 35.0897
3940 | 14184000 | 5.3503 | 32.7613 | 35.0923
3941 | 14187600 | 5.3504 | 32.7639 | 35.0949
3942 | 14191200 | 5.3505 | 32.7665 | 35.0975
3943 | 14194800 | 5.3507 | 32.7691 | 35.1001
3944 | 14198400 | 5.3508 | 32.7717 | 35.1027
3945 | 14202000 | 5.3509 | 32.7743 | 35.1054
3946 | 14205600 | 5.351 | 32.7769 | 35.108
3947 | 14209200 | 5.3511 | 32.7795 | 35.1106
3948 | 14212800 | 5.3512 | 32.7821 | 35.1132
3949 | 14216400 | 5.3513 | 32.7847 | 35.1158
3950 | 14220000 | 5.3514 | 32.7873 | 35.1184
3951 | 14223600 | 5.3516 | 32.7899 | 35.121
3952 | 14227200 | 5.3517 | 32.7925 | 35.1236
3953 | 14230800 | 5.3518 | 32.7951 | 35.1262
3954 | 14234400 | 5.3519 | 32.7976 | 35.1288
3955 | 14238000 | 5.352 | 32.8002 | 35.1314
3956 | 14241600 | 5.3521 | 32.8028 | 35.134
3957 | 14245200 | 5.3522 | 32.8054 | 35.1366
3958 | 14248800 | 5.3524 | 32.808 | 35.1392
3959 | 14252400 | 5.3525 | 32.8106 | 35.1418
3960 | 14256000 | 5.3526 | 32.8132 | 35.1444
3961 | 14259600 | 5.3527 | 32.8158 | 35.147
3962 | 14263200 | 5.3528 | 32.8184 | 35.1496
3963 | 14266800 | 5.3529 | 32.821 | 35.1522
3964 | 14270400 | 5.353 | 32.8235 | 35.1547
3965 | 14274000 | 5.3531 | 32.8261 | 35.1573
3966 | 14277600 | 5.3533 | 32.8287 | 35.1599
3967 | 14281200 | 5.3534 | 32.8313 | 35.1625
3968 | 14284800 | 5.3535 | 32.8339 | 35.1651
3969 | 14288400 | 5.3536 | 32.8365 | 35.1677
3970 | 14292000 | 5.3537 | 32.8391 | 35.1703
3971 | 14295600 | 5.3538 | 32.8416 | 35.1729
3972 | 14299200 | 5.3539 | 32.8442 | 35.1755
3973 | 14302800 | 5.354 | 32.8468 | 35.1781
3974 | 14306400 | 5.3542 | 32.8494 | 35.1807
3975 | 14310000 | 5.3543 | 32.852 | 35.1833
3976 | 14313600 | 5.3544 | 32.8546 | 35.1859
3977 | 14317200 | 5.3545 | 32.8572 | 35.1885
3978 | 14320800 | 5.3546 | 32.8597 | 35.1911
3979 | 14324400 | 5.3547 | 32.8623 | 35.1937
3980 | 14328000 | 5.3548 | 32.8649 | 35.1963
3981 | 14331600 | 5.3549 | 32.8675 | 35.1989
3982 | 14335200 | 5.3551 | 32.8701 | 35.2014
3983 | 14338800 | 5.3552 | 32.8726 | 35.204
3984 | 14342400 | 5.3553 | 32.8752 | 35.2066
3985 | 14346000 | 5.3554 | 32.8778 | 35.2092
3986 | 14349600 | 5.3555 | 32.8804 | 35.2118
3987 | 14353200 | 5.3556 | 32.883 | 35.2144
3988 | 14356800 | 5.3557 | 32.8856 | 35.217
3989 | 14360400 | 5.3558 | 32.8881 | 35.2196
3990 | 14364000 | 5.3559 | 32.8907 | 35.2222
3991 | 14367600 | 5.3561 | 32.8933 | 35.2248
3992 | 14371200 | 5.3562 | 32.8959 | 35.2273
3993 | 14374800 | 5.3563 | 32.8985 | 35.2299
3994 | 14378400 | 5.3564 | 32.901 | 35.2325
3995 | 14382000 | 5.3565 | 32.9036 | 35.2351
3996 | 14385600 | 5.3566 | 32.9062 | 35.2377
3997 | 14389200 | 5.3567 | 32.9088 | 35.2403
3998 | 14392800 | 5.3568 | 32.9113 | 35.2429
3999 | 14396400 | 5.357 | 32.9139 | 35.2455
4000 | 14400000 | 5.3571 | 32.9165 | 35.248
4001 | 14403600 | 5.3572 | 32.9191 | 35.2506
4002 | 14407200 | 5.3573 | 32.9216 | 35.2532
4003 | 14410800 | 5.3574 | 32.9242 | 35.2558
4004 | 14414400 | 5.3575 | 32.9268 | 35.2584
4005 | 14418000 | 5.3576 | 32.9294 | 35.261
4006 | 14421600 | 5.3577 | 32.932 | 35.2636
4007 | 14425200 | 5.3578 | 32.9345 | 35.2661
4008 | 14428800 | 5.358 | 32.9371 | 35.2687
4009 | 14432400 | 5.3581 | 32.9397 | 35.2713
4010 | 14436000 | 5.3582 | 32.9422 | 35.2739
4011 | 14439600 | 5.3583 | 32.9448 | 35.2765
4012 | 14443200 | 5.3584 | 32.9474 | 35.2791
4013 | 14446800 | 5.3585 | 32.95 | 35.2816
4014 | 14450400 | 5.3586 | 32.9525 | 35.2842
4015 | 14454000 | 5.3587 | 32.9551 | 35.2868
4016 | 14457600 | 5.3588 | 32.9577 | 35.2894
4017 | 14461200 | 5.3589 | 32.9603 | 35.292
4018 | 14464800 | 5.3591 | 32.9628 | 35.2945
4019 | 14468400 | 5.3592 | 32.9654 | 35.2971
4020 | 14472000 | 5.3593 | 32.968 | 35.2997
4021 | 14475600 | 5.3594 | 32.9705 | 35.3023
4022 | 14479200 | 5.3595 | 32.9731 | 35.3049
4023 | 14482800 | 5.3596 | 32.9757 | 35.3074
4024 | 14486400 | 5.3597 | 32.9782 | 35.31
4025 | 14490000 | 5.3598 | 32.9808 | 35.3126
4026 | 14493600 | 5.3599 | 32.9834 | 35.3152
4027 | 14497200 | 5.3601 | 32.986 | 35.3178
4028 | 14500800 | 5.3602 | 32.9885 | 35.3203
4029 | 14504400 | 5.3603 | 32.9911 | 35.3229
4030 | 14508000 | 5.3604 | 32.9937 | 35.3255
4031 | 14511600 | 5.3605 | 32.9962 | 35.3281
4032 | 14515200 | 5.3606 | 32.9988 | 35.3306
4033 | 14518800 | 5.3607 | 33.0014 | 35.3332
4034 | 14522400 | 5.3608 | 33.0039 | 35.3358
4035 | 14526000 | 5.3609 | 33.0065 | 35.3384
4036 | 14529600 | 5.361 | 33.0091 | 35.3409
4037 | 14533200 | 5.3612 | 33.0116 | 35.3435
4038 | 14536800 | 5.3613 | 33.0142 | 35.3461
4039 | 14540400 | 5.3614 | 33.0168 | 35.3487
4040 | 14544000 | 5.3615 | 33.0193 | 35.3512
4041 | 14547600 | 5.3616 | 33.0219 | 35.3538
4042 | 14551200 | 5.3617 | 33.0245 | 35.3564
4043 | 14554800 | 5.3618 | 33.027 | 35.359
4044 | 14558400 | 5.3619 | 33.0296 | 35.3615
4045 | 14562000 | 5.362 | 33.0321 | 35.3641
4046 | 14565600 | 5.3621 | 33.0347 | 35.3667
4047 | 14569200 | 5.3622 | 33.0373 | 35.3692
4048 | 14572800 | 5.3624 | 33.0398 | 35.3718
4049 | 14576400 | 5.3625 | 33.0424 | 35.3744
4050 | 14580000 | 5.3626 | 33.045 | 35.377
4051 | 14583600 | 5.3627 | 33.0475 | 35.3795
4052 | 14587200 | 5.3628 | 33.0501 | 35.3821
4053 | 14590800 | 5.3629 | 33.0526 | 35.3847
4054 | 14594400 | 5.363 | 33.0552 | 35.3872
4055 | 14598000 | 5.3631 | 33.0578 | 35.3898
4056 | 14601600 | 5.3632 | 33.0603 | 35.3924
4057 | 14605200 | 5.3633 | 33.0629 | 35.3949
4058 | 14608800 | 5.3634 | 33.0654 | 35.3975
4059 | 14612400 | 5.3636 | 33.068 | 35.4001
4060 | 14616000 | 5.3637 | 33.0706 | 35.4027
4061 | 14619600 | 5.3638 | 33.0731 | 35.4052
4062 | 14623200 | 5.3639 | 33.0757 | 35.4078
4063 | 14626800 | 5.364 | 33.0782 | 35.4104
4064 | 14630400 | 5.3641 | 33.0808 | 35.4129
4065 | 14634000 | 5.3642 | 33.0833 | 35.4155
4066 | 14637600 | 5.3643 | 33.0859 | 35.4181
4067 | 14641200 | 5.3644 | 33.0885 | 35.4206
4068 | 14644800 | 5.3645 | 33.091 | 35.4232
4069 | 14648400 | 5.3646 | 33.0936 | 35.4257
4070 | 14652000 | 5.3648 | 33.0961 | 35.4283
4071 | 14655600 | 5.3649 | 33.0987 | 35.4309
4072 | 14659200 | 5.365 | 33.1012 | 35.4334
4073 | 14662800 | 5.3651 | 33.1038 | 35.436
4074 | 14666400 | 5.3652 | 33.1063 | 35.4386
4075 | 14670000 | 5.3653 | 33.1089 | 35.4411
4076 | 14673600 | 5.3654 | 33.1115 | 35.4437
4077 | 14677200 | 5.3655 | 33.114 | 35.4463
4078 | 14680800 | 5.3656 | 33.1166 | 35.4488
4079 | 14684400 | 5.3657 | 33.1191 | 35.4514
4080 | 14688000 | 5.3658 | 33.1217 | 35.4539
4081 | 14691600 | 5.3659 | 33.1242 | 35.4565
4082 | 14695200 | 5.3661 | 33.1268 | 35.4591
4083 | 14698800 | 5.3662 | 33.1293 | 35.4616
4084 | 14702400 | 5.3663 | 33.1319 | 35.4642
4085 | 14706000 | 5.3664 | 33.1344 | 35.4668
4086 | 14709600 | 5.3665 | 33.137 | 35.4693
4087 | 14713200 | 5.3666 | 33.1395 | 35.4719
4088 | 14716800 | 5.3667 | 33.1421 | 35.4744
4089 | 14720400 | 5.3668 | 33.1446 | 35.477
4090 | 14724000 | 5.3669 | 33.1472 | 35.4795
4091 | 14727600 | 5.367 | 33.1497 | 35.4821
4092 | 14731200 | 5.3671 | 33.1523 | 35.4847
4093 | 14734800 | 5.3672 | 33.1548 | 35.4872
4094 | 14738400 | 5.3673 | 33.1574 | 35.4898
4095 | 14742000 | 5.3675 | 33.1599 | 35.4923
4096 | 14745600 | 5.3676 | 33.1625 | 35.4949
4097 | 14749200 | 5.3677 | 33.165 | 35.4975
4098 | 14752800 | 5.3678 | 33.1676 | 35.5
4099 | 14756400 | 5.3679 | 33.1701 | 35.5026
4100 | 14760000 | 5.368 | 33.1727 | 35.5051
4101 | 14763600 | 5.3681 | 33.1752 | 35.5077
4102 | 14767200 | 5.3682 | 33.1778 | 35.5102
4103 | 14770800 | 5.3683 | 33.1803 | 35.5128
4104 | 14774400 | 5.3684 | 33.1829 | 35.5153
4105 | 14778000 | 5.3685 | 33.1854 | 35.5179
4106 | 14781600 | 5.3686 | 33.1879 | 35.5205
4107 | 14785200 | 5.3687 | 33.1905 | 35.523
4108 | 14788800 | 5.3688 | 33.193 | 35.5256
4109 | 14792400 | 5.369 | 33.1956 | 35.5281
4110 | 14796000 | 5.3691 | 33.1981 | 35.5307
4111 | 14799600 | 5.3692 | 33.2007 | 35.5332
4112 | 14803200 | 5.3693 | 33.2032 | 35.5358
4113 | 14806800 | 5.3694 | 33.2058 | 35.5383
4114 | 14810400 | 5.3695 | 33.2083 | 35.5409
4115 | 14814000 | 5.3696 | 33.2108 | 35.5434
4116 | 14817600 | 5.3697 | 33.2134 | 35.546
4117 | 14821200 | 5.3698 | 33.2159 | 35.5485
4118 | 14824800 | 5.3699 | 33.2185 | 35.5511
4119 | 14828400 | 5.37 | 33.221 | 35.5536
4120 | 14832000 | 5.3701 | 33.2236 | 35.5562
4121 | 14835600 | 5.3702 | 33.2261 | 35.5587
4122 | 14839200 | 5.3703 | 33.2286 | 35.5613
4123 | 14842800 | 5.3704 | 33.2312 | 35.5638
4124 | 14846400 | 5.3706 | 33.2337 | 35.5664
4125 | 14850000 | 5.3707 | 33.2363 | 35.5689
4126 | 14853600 | 5.3708 | 33.2388 | 35.5715
4127 | 14857200 | 5.3709 | 33.2413 | 35.574
4128 | 14860800 | 5.371 | 33.2439 | 35.5766
4129 | 14864400 | 5.3711 | 33.2464 | 35.5791
4130 | 14868000 | 5.3712 | 33.2489 | 35.5817
4131 | 14871600 | 5.3713 | 33.2515 | 35.5842
4132 | 14875200 | 5.3714 | 33.254 | 35.5868
4133 | 14878800 | 5.3715 | 33.2566 | 35.5893
4134 | 14882400 | 5.3716 | 33.2591 | 35.5919
4135 | 14886000 | 5.3717 | 33.2616 | 35.5944
4136 | 14889600 | 5.3718 | 33.2642 | 35.5969
4137 | 14893200 | 5.3719 | 33.2667 | 35.5995
4138 | 14896800 | 5.372 | 33.2692 | 35.602
4139 | 14900400 | 5.3721 | 33.2718 | 35.6046
4140 | 14904000 | 5.3723 | 33.2743 | 35.6071
4141 | 14907600 | 5.3724 | 33.2769 | 35.6097
4142 | 14911200 | 5.3725 | 33.2794 | 35.6122
4143 | 14914800 | 5.3726 | 33.2819 | 35.6148
4144 | 14918400 | 5.3727 | 33.2845 | 35.6173
4145 | 14922000 | 5.3728 | 33.287 | 35.6198
4146 | 14925600 | 5.3729 | 33.2895 | 35.6224
4147 | 14929200 | 5.373 | 33.2921 | 35.6249
4148 | 14932800 | 5.3731 | 33.2946 | 35.6275
4149 | 14936400 | 5.3732 | 33.2971 | 35.63
4150 | 14940000 | 5.3733 | 33.2997 | 35.6326
4151 | 14943600 | 5.3734 | 33.3022 | 35.6351
4152 | 14947200 | 5.3735 | 33.3047 | 35.6376
4153 | 14950800 | 5.3736 | 33.3073 | 35.6402
4154 | 14954400 | 5.3737 | 33.3098 | 35.6427
4155 | 14958000 | 5.3738 | 33.3123 | 35.6453
4156 | 14961600 | 5.3739 | 33.3148 | 35.6478
4157 | 14965200 | 5.374 | 33.3174 | 35.6503
4158 | 14968800 | 5.3742 | 33.3199 | 35.6529
4159 | 14972400 | 5.3743 | 33.3224 | 35.6554
4160 | 14976000 | 5.3744 | 33.325 | 35.6579
4161 | 14979600 | 5.3745 | 33.3275 | 35.6605
4162 | 14983200 | 5.3746 | 33.33 | 35.663
4163 | 14986800 | 5.3747 | 33.3326 | 35.6656
4164 | 14990400 | 5.3748 | 33.3351 | 35.6681
4165 | 14994000 | 5.3749 | 33.3376 | 35.6706
4166 | 14997600 | 5.375 | 33.3401 | 35.6732
4167 | 15001200 | 5.3751 | 33.3427 | 35.6757
4168 | 15004800 | 5.3752 | 33.3452 | 35.6782
4169 | 15008400 | 5.3753 | 33.3477 | 35.6808
4170 | 15012000 | 5.3754 | 33.3502 | 35.6833
4171 | 15015600 | 5.3755 | 33.3528 | 35.6859
4172 | 15019200 | 5.3756 | 33.3553 | 35.6884
4173 | 15022800 | 5.3757 | 33.3578 | 35.6909
4174 | 15026400 | 5.3758 | 33.3604 | 35.6935
4175 | 15030000 | 5.3759 | 33.3629 | 35.696
4176 | 15033600 | 5.376 | 33.3654 | 35.6985
4177 | 15037200 | 5.3761 | 33.3679 | 35.7011
4178 | 15040800 | 5.3762 | 33.3705 | 35.7036
4179 | 15044400 | 5.3764 | 33.373 | 35.7061
4180 | 15048000 | 5.3765 | 33.3755 | 35.7087
4181 | 15051600 | 5.3766 | 33.378 | 35.7112
4182 | 15055200 | 5.3767 | 33.3805 | 35.7137
4183 | 15058800 | 5.3768 | 33.3831 | 35.7163
4184 | 15062400 | 5.3769 | 33.3856 | 35.7188
4185 | 15066000 | 5.377 | 33.3881 | 35.7213
4186 | 15069600 | 5.3771 | 33.3906 | 35.7238
4187 | 15073200 | 5.3772 | 33.3932 | 35.7264
4188 | 15076800 | 5.3773 | 33.3957 | 35.7289
4189 | 15080400 | 5.3774 | 33.3982 | 35.7314
4190 | 15084000 | 5.3775 | 33.4007 | 35.734
4191 | 15087600 | 5.3776 | 33.4032 | 35.7365
4192 | 15091200 | 5.3777 | 33.4058 | 35.739
4193 | 15094800 | 5.3778 | 33.4083 | 35.7416
4194 | 15098400 | 5.3779 | 33.4108 | 35.7441
4195 | 15102000 | 5.378 | 33.4133 | 35.7466
4196 | 15105600 | 5.3781 | 33.4158 | 35.7491
4197 | 15109200 | 5.3782 | 33.4184 | 35.7517
4198 | 15112800 | 5.3783 | 33.4209 | 35.7542
4199 | 15116400 | 5.3784 | 33.4234 | 35.7567
4200 | 15120000 | 5.3785 | 33.4259 | 35.7593
4201 | 15123600 | 5.3786 | 33.4284 | 35.7618
4202 | 15127200 | 5.3787 | 33.431 | 35.7643
4203 | 15130800 | 5.3788 | 33.4335 | 35.7668
4204 | 15134400 | 5.379 | 33.436 | 35.7694
4205 | 15138000 | 5.3791 | 33.4385 | 35.7719
4206 | 15141600 | 5.3792 | 33.441 | 35.7744
4207 | 15145200 | 5.3793 | 33.4435 | 35.7769
4208 | 15148800 | 5.3794 | 33.4461 | 35.7795
4209 | 15152400 | 5.3795 | 33.4486 | 35.782
4210 | 15156000 | 5.3796 | 33.4511 | 35.7845
4211 | 15159600 | 5.3797 | 33.4536 | 35.787
4212 | 15163200 | 5.3798 | 33.4561 | 35.7896
4213 | 15166800 | 5.3799 | 33.4586 | 35.7921
4214 | 15170400 | 5.38 | 33.4612 | 35.7946
4215 | 15174000 | 5.3801 | 33.4637 | 35.7971
4216 | 15177600 | 5.3802 | 33.4662 | 35.7996
4217 | 15181200 | 5.3803 | 33.4687 | 35.8022
4218 | 15184800 | 5.3804 | 33.4712 | 35.8047
4219 | 15188400 | 5.3805 | 33.4737 | 35.8072
4220 | 15192000 | 5.3806 | 33.4762 | 35.8097
4221 | 15195600 | 5.3807 | 33.4787 | 35.8123
4222 | 15199200 | 5.3808 | 33.4813 | 35.8148
4223 | 15202800 | 5.3809 | 33.4838 | 35.8173
4224 | 15206400 | 5.381 | 33.4863 | 35.8198
4225 | 15210000 | 5.3811 | 33.4888 | 35.8223
4226 | 15213600 | 5.3812 | 33.4913 | 35.8249
4227 | 15217200 | 5.3813 | 33.4938 | 35.8274
4228 | 15220800 | 5.3814 | 33.4963 | 35.8299
4229 | 15224400 | 5.3815 | 33.4988 | 35.8324
4230 | 15228000 | 5.3816 | 33.5013 | 35.8349
4231 | 15231600 | 5.3817 | 33.5039 | 35.8375
4232 | 15235200 | 5.3818 | 33.5064 | 35.84
4233 | 15238800 | 5.3819 | 33.5089 | 35.8425
4234 | 15242400 | 5.382 | 33.5114 | 35.845
4235 | 15246000 | 5.3821 | 33.5139 | 35.8475
4236 | 15249600 | 5.3822 | 33.5164 | 35.85
4237 | 15253200 | 5.3823 | 33.5189 | 35.8526
4238 | 15256800 | 5.3825 | 33.5214 | 35.8551
4239 | 15260400 | 5.3826 | 33.5239 | 35.8576
4240 | 15264000 | 5.3827 | 33.5264 | 35.8601
4241 | 15267600 | 5.3828 | 33.5289 | 35.8626
4242 | 15271200 | 5.3829 | 33.5314 | 35.8651
4243 | 15274800 | 5.383 | 33.5339 | 35.8676
4244 | 15278400 | 5.3831 | 33.5365 | 35.8702
4245 | 15282000 | 5.3832 | 33.539 | 35.8727
4246 | 15285600 | 5.3833 | 33.5415 | 35.8752
4247 | 15289200 | 5.3834 | 33.544 | 35.8777
4248 | 15292800 | 5.3835 | 33.5465 | 35.8802
4249 | 15296400 | 5.3836 | 33.549 | 35.8827
4250 | 15300000 | 5.3837 | 33.5515 | 35.8852
4251 | 15303600 | 5.3838 | 33.554 | 35.8878
4252 | 15307200 | 5.3839 | 33.5565 | 35.8903
4253 | 15310800 | 5.384 | 33.559 | 35.8928
4254 | 15314400 | 5.3841 | 33.5615 | 35.8953
4255 | 15318000 | 5.3842 | 33.564 | 35.8978
4256 | 15321600 | 5.3843 | 33.5665 | 35.9003
4257 | 15325200 | 5.3844 | 33.569 | 35.9028
4258 | 15328800 | 5.3845 | 33.5715 | 35.9053
4259 | 15332400 | 5.3846 | 33.574 | 35.9078
4260 | 15336000 | 5.3847 | 33.5765 | 35.9104
4261 | 15339600 | 5.3848 | 33.579 | 35.9129
4262 | 15343200 | 5.3849 | 33.5815 | 35.9154
4263 | 15346800 | 5.385 | 33.584 | 35.9179
4264 | 15350400 | 5.3851 | 33.5865 | 35.9204
4265 | 15354000 | 5.3852 | 33.589 | 35.9229
4266 | 15357600 | 5.3853 | 33.5915 | 35.9254
4267 | 15361200 | 5.3854 | 33.594 | 35.9279
4268 | 15364800 | 5.3855 | 33.5965 | 35.9304
4269 | 15368400 | 5.3856 | 33.599 | 35.9329
4270 | 15372000 | 5.3857 | 33.6015 | 35.9354
4271 | 15375600 | 5.3858 | 33.604 | 35.938
4272 | 15379200 | 5.3859 | 33.6065 | 35.9405
4273 | 15382800 | 5.386 | 33.609 | 35.943
4274 | 15386400 | 5.3861 | 33.6115 | 35.9455
4275 | 15390000 | 5.3862 | 33.614 | 35.948
4276 | 15393600 | 5.3863 | 33.6165 | 35.9505
4277 | 15397200 | 5.3864 | 33.619 | 35.953
4278 | 15400800 | 5.3865 | 33.6215 | 35.9555
4279 | 15404400 | 5.3866 | 33.624 | 35.958
4280 | 15408000 | 5.3867 | 33.6265 | 35.9605
4281 | 15411600 | 5.3868 | 33.629 | 35.963
4282 | 15415200 | 5.3869 | 33.6315 | 35.9655
4283 | 15418800 | 5.387 | 33.634 | 35.968
4284 | 15422400 | 5.3871 | 33.6365 | 35.9705
4285 | 15426000 | 5.3872 | 33.639 | 35.973
4286 | 15429600 | 5.3873 | 33.6415 | 35.9755
4287 | 15433200 | 5.3874 | 33.644 | 35.978
4288 | 15436800 | 5.3875 | 33.6464 | 35.9805
4289 | 15440400 | 5.3876 | 33.6489 | 35.983
4290 | 15444000 | 5.3877 | 33.6514 | 35.9855
4291 | 15447600 | 5.3878 | 33.6539 | 35.988
4292 | 15451200 | 5.3879 | 33.6564 | 35.9905
4293 | 15454800 | 5.388 | 33.6589 | 35.993
4294 | 15458400 | 5.3881 | 33.6614 | 35.9955
4295 | 15462000 | 5.3882 | 33.6639 | 35.998
4296 | 15465600 | 5.3883 | 33.6664 | 36.0005
4297 | 15469200 | 5.3884 | 33.6689 | 36.003
4298 | 15472800 | 5.3885 | 33.6714 | 36.0055
4299 | 15476400 | 5.3886 | 33.6739 | 36.008
4300 | 15480000 | 5.3887 | 33.6764 | 36.0105
4301 | 15483600 | 5.3888 | 33.6788 | 36.013
4302 | 15487200 | 5.3889 | 33.6813 | 36.0155
4303 | 15490800 | 5.389 | 33.6838 | 36.018
4304 | 15494400 | 5.3891 | 33.6863 | 36.0205
4305 | 15498000 | 5.3892 | 33.6888 | 36.023
4306 | 15501600 | 5.3893 | 33.6913 | 36.0255
4307 | 15505200 | 5.3894 | 33.6938 | 36.028
4308 | 15508800 | 5.3895 | 33.6963 | 36.0305
4309 | 15512400 | 5.3896 | 33.6988 | 36.033
4310 | 15516000 | 5.3897 | 33.7012 | 36.0355
4311 | 15519600 | 5.3898 | 33.7037 | 36.038
4312 | 15523200 | 5.3899 | 33.7062 | 36.0405
4313 | 15526800 | 5.39 | 33.7087 | 36.043
4314 | 15530400 | 5.3901 | 33.7112 | 36.0455
4315 | 15534000 | 5.3902 | 33.7137 | 36.048
4316 | 15537600 | 5.3903 | 33.7162 | 36.0505
4317 | 15541200 | 5.3904 | 33.7187 | 36.053
4318 | 15544800 | 5.3905 | 33.7211 | 36.0555
4319 | 15548400 | 5.3906 | 33.7236 | 36.058
4320 | 15552000 | 5.3907 | 33.7261 | 36.0605
4321 | 15555600 | 5.3908 | 33.7286 | 36.0629
4322 | 15559200 | 5.3909 | 33.7311 | 36.0654
4323 | 15562800 | 5.391 | 33.7336 | 36.0679
4324 | 15566400 | 5.3911 | 33.736 | 36.0704
4325 | 15570000 | 5.3912 | 33.7385 | 36.0729
4326 | 15573600 | 5.3913 | 33.741 | 36.0754
4327 | 15577200 | 5.3914 | 33.7435 | 36.0779
4328 | 15580800 | 5.3915 | 33.746 | 36.0804
4329 | 15584400 | 5.3916 | 33.7485 | 36.0829
4330 | 15588000 | 5.3917 | 33.7509 | 36.0854
4331 | 15591600 | 5.3918 | 33.7534 | 36.0879
4332 | 15595200 | 5.3919 | 33.7559 | 36.0904
4333 | 15598800 | 5.392 | 33.7584 | 36.0928
4334 | 15602400 | 5.3921 | 33.7609 | 36.0953
4335 | 15606000 | 5.3922 | 33.7634 | 36.0978
4336 | 15609600 | 5.3923 | 33.7658 | 36.1003
4337 | 15613200 | 5.3924 | 33.7683 | 36.1028
4338 | 15616800 | 5.3925 | 33.7708 | 36.1053
4339 | 15620400 | 5.3926 | 33.7733 | 36.1078
4340 | 15624000 | 5.3927 | 33.7758 | 36.1103
4341 | 15627600 | 5.3928 | 33.7782 | 36.1128
4342 | 15631200 | 5.3929 | 33.7807 | 36.1152
4343 | 15634800 | 5.393 | 33.7832 | 36.1177
4344 | 15638400 | 5.3931 | 33.7857 | 36.1202
4345 | 15642000 | 5.3932 | 33.7882 | 36.1227
4346 | 15645600 | 5.3933 | 33.7906 | 36.1252
4347 | 15649200 | 5.3934 | 33.7931 | 36.1277
4348 | 15652800 | 5.3935 | 33.7956 | 36.1302
4349 | 15656400 | 5.3936 | 33.7981 | 36.1326
4350 | 15660000 | 5.3937 | 33.8005 | 36.1351
4351 | 15663600 | 5.3938 | 33.803 | 36.1376
4352 | 15667200 | 5.3939 | 33.8055 | 36.1401
4353 | 15670800 | 5.394 | 33.808 | 36.1426
4354 | 15674400 | 5.3941 | 33.8104 | 36.1451
4355 | 15678000 | 5.3942 | 33.8129 | 36.1476
4356 | 15681600 | 5.3943 | 33.8154 | 36.15
4357 | 15685200 | 5.3944 | 33.8179 | 36.1525
4358 | 15688800 | 5.3945 | 33.8203 | 36.155
4359 | 15692400 | 5.3946 | 33.8228 | 36.1575
4360 | 15696000 | 5.3947 | 33.8253 | 36.16
4361 | 15699600 | 5.3948 | 33.8278 | 36.1625
4362 | 15703200 | 5.3949 | 33.8302 | 36.1649
4363 | 15706800 | 5.395 | 33.8327 | 36.1674
4364 | 15710400 | 5.3951 | 33.8352 | 36.1699
4365 | 15714000 | 5.3952 | 33.8377 | 36.1724
4366 | 15717600 | 5.3953 | 33.8401 | 36.1749
4367 | 15721200 | 5.3954 | 33.8426 | 36.1773
4368 | 15724800 | 5.3955 | 33.8451 | 36.1798
4369 | 15728400 | 5.3956 | 33.8476 | 36.1823
4370 | 15732000 | 5.3957 | 33.85 | 36.1848
4371 | 15735600 | 5.3958 | 33.8525 | 36.1873
4372 | 15739200 | 5.3959 | 33.855 | 36.1897
4373 | 15742800 | 5.396 | 33.8574 | 36.1922
4374 | 15746400 | 5.3961 | 33.8599 | 36.1947
4375 | 15750000 | 5.3962 | 33.8624 | 36.1972
4376 | 15753600 | 5.3963 | 33.8649 | 36.1997
4377 | 15757200 | 5.3963 | 33.8673 | 36.2021
4378 | 15760800 | 5.3964 | 33.8698 | 36.2046
4379 | 15764400 | 5.3965 | 33.8723 | 36.2071
4380 | 15768000 | 5.3966 | 33.8747 | 36.2096
4381 | 15771600 | 5.3967 | 33.8772 | 36.212
4382 | 15775200 | 5.3968 | 33.8797 | 36.2145
4383 | 15778800 | 5.3969 | 33.8821 | 36.217
4384 | 15782400 | 5.397 | 33.8846 | 36.2195
4385 | 15786000 | 5.3971 | 33.8871 | 36.2219
4386 | 15789600 | 5.3972 | 33.8895 | 36.2244
4387 | 15793200 | 5.3973 | 33.892 | 36.2269
4388 | 15796800 | 5.3974 | 33.8945 | 36.2294
4389 | 15800400 | 5.3975 | 33.8969 | 36.2318
4390 | 15804000 | 5.3976 | 33.8994 | 36.2343
4391 | 15807600 | 5.3977 | 33.9019 | 36.2368
4392 | 15811200 | 5.3978 | 33.9043 | 36.2393
4393 | 15814800 | 5.3979 | 33.9068 | 36.2417
4394 | 15818400 | 5.398 | 33.9093 | 36.2442
4395 | 15822000 | 5.3981 | 33.9117 | 36.2467
4396 | 15825600 | 5.3982 | 33.9142 | 36.2492
4397 | 15829200 | 5.3983 | 33.9167 | 36.2516
4398 | 15832800 | 5.3984 | 33.9191 | 36.2541
4399 | 15836400 | 5.3985 | 33.9216 | 36.2566
4400 | 15840000 | 5.3986 | 33.9241 | 36.2591
4401 | 15843600 | 5.3987 | 33.9265 | 36.2615
4402 | 15847200 | 5.3988 | 33.929 | 36.264
4403 | 15850800 | 5.3989 | 33.9314 | 36.2665
4404 | 15854400 | 5.399 | 33.9339 | 36.2689
4405 | 15858000 | 5.3991 | 33.9364 | 36.2714
4406 | 15861600 | 5.3992 | 33.9388 | 36.2739
4407 | 15865200 | 5.3993 | 33.9413 | 36.2764
4408 | 15868800 | 5.3994 | 33.9438 | 36.2788
4409 | 15872400 | 5.3995 | 33.9462 | 36.2813
4410 | 15876000 | 5.3996 | 33.9487 | 36.2838
4411 | 15879600 | 5.3997 | 33.9511 | 36.2862
4412 | 15883200 | 5.3997 | 33.9536 | 36.2887
4413 | 15886800 | 5.3998 | 33.9561 | 36.2912
4414 | 15890400 | 5.3999 | 33.9585 | 36.2936
4415 | 15894000 | 5.4 | 33.961 | 36.2961
4416 | 15897600 | 5.4001 | 33.9634 | 36.2986
4417 | 15901200 | 5.4002 | 33.9659 | 36.301
4418 | 15904800 | 5.4003 | 33.9684 | 36.3035
4419 | 15908400 | 5.4004 | 33.9708 | 36.306
4420 | 15912000 | 5.4005 | 33.9733 | 36.3084
4421 | 15915600 | 5.4006 | 33.9757 | 36.3109
4422 | 15919200 | 5.4007 | 33.9782 | 36.3134
4423 | 15922800 | 5.4008 | 33.9807 | 36.3158
4424 | 15926400 | 5.4009 | 33.9831 | 36.3183
4425 | 15930000 | 5.401 | 33.9856 | 36.3208
4426 | 15933600 | 5.4011 | 33.988 | 36.3232
4427 | 15937200 | 5.4012 | 33.9905 | 36.3257
4428 | 15940800 | 5.4013 | 33.9929 | 36.3282
4429 | 15944400 | 5.4014 | 33.9954 | 36.3306
4430 | 15948000 | 5.4015 | 33.9978 | 36.3331
4431 | 15951600 | 5.4016 | 34.0003 | 36.3356
4432 | 15955200 | 5.4017 | 34.0028 | 36.338
4433 | 15958800 | 5.4018 | 34.0052 | 36.3405
4434 | 15962400 | 5.4019 | 34.0077 | 36.3429
4435 | 15966000 | 5.402 | 34.0101 | 36.3454
4436 | 15969600 | 5.4021 | 34.0126 | 36.3479
4437 | 15973200 | 5.4022 | 34.015 | 36.3503
4438 | 15976800 | 5.4022 | 34.0175 | 36.3528
4439 | 15980400 | 5.4023 | 34.0199 | 36.3552
4440 | 15984000 | 5.4024 | 34.0224 | 36.3577
4441 | 15987600 | 5.4025 | 34.0248 | 36.3602
4442 | 15991200 | 5.4026 | 34.0273 | 36.3626
4443 | 15994800 | 5.4027 | 34.0298 | 36.3651
4444 | 15998400 | 5.4028 | 34.0322 | 36.3676
4445 | 16002000 | 5.4029 | 34.0347 | 36.37
4446 | 16005600 | 5.403 | 34.0371 | 36.3725
4447 | 16009200 | 5.4031 | 34.0396 | 36.3749
4448 | 16012800 | 5.4032 | 34.042 | 36.3774
4449 | 16016400 | 5.4033 | 34.0445 | 36.3799
4450 | 16020000 | 5.4034 | 34.0469 | 36.3823
4451 | 16023600 | 5.4035 | 34.0494 | 36.3848
4452 | 16027200 | 5.4036 | 34.0518 | 36.3872
4453 | 16030800 | 5.4037 | 34.0543 | 36.3897
4454 | 16034400 | 5.4038 | 34.0567 | 36.3921
4455 | 16038000 | 5.4039 | 34.0592 | 36.3946
4456 | 16041600 | 5.404 | 34.0616 | 36.3971
4457 | 16045200 | 5.4041 | 34.0641 | 36.3995
4458 | 16048800 | 5.4042 | 34.0665 | 36.402
4459 | 16052400 | 5.4043 | 34.069 | 36.4044
4460 | 16056000 | 5.4043 | 34.0714 | 36.4069
4461 | 16059600 | 5.4044 | 34.0739 | 36.4093
4462 | 16063200 | 5.4045 | 34.0763 | 36.4118
4463 | 16066800 | 5.4046 | 34.0787 | 36.4142
4464 | 16070400 | 5.4047 | 34.0812 | 36.4167
4465 | 16074000 | 5.4048 | 34.0836 | 36.4192
4466 | 16077600 | 5.4049 | 34.0861 | 36.4216
4467 | 16081200 | 5.405 | 34.0885 | 36.4241
4468 | 16084800 | 5.4051 | 34.091 | 36.4265
4469 | 16088400 | 5.4052 | 34.0934 | 36.429
4470 | 16092000 | 5.4053 | 34.0959 | 36.4314
4471 | 16095600 | 5.4054 | 34.0983 | 36.4339
4472 | 16099200 | 5.4055 | 34.1008 | 36.4363
4473 | 16102800 | 5.4056 | 34.1032 | 36.4388
4474 | 16106400 | 5.4057 | 34.1057 | 36.4412
4475 | 16110000 | 5.4058 | 34.1081 | 36.4437
4476 | 16113600 | 5.4059 | 34.1105 | 36.4461
4477 | 16117200 | 5.406 | 34.113 | 36.4486
4478 | 16120800 | 5.4061 | 34.1154 | 36.451
4479 | 16124400 | 5.4061 | 34.1179 | 36.4535
4480 | 16128000 | 5.4062 | 34.1203 | 36.4559
4481 | 16131600 | 5.4063 | 34.1228 | 36.4584
4482 | 16135200 | 5.4064 | 34.1252 | 36.4608
4483 | 16138800 | 5.4065 | 34.1276 | 36.4633
4484 | 16142400 | 5.4066 | 34.1301 | 36.4657
4485 | 16146000 | 5.4067 | 34.1325 | 36.4682
4486 | 16149600 | 5.4068 | 34.135 | 36.4706
4487 | 16153200 | 5.4069 | 34.1374 | 36.4731
4488 | 16156800 | 5.407 | 34.1398 | 36.4755
4489 | 16160400 | 5.4071 | 34.1423 | 36.478
4490 | 16164000 | 5.4072 | 34.1447 | 36.4804
4491 | 16167600 | 5.4073 | 34.1472 | 36.4829
4492 | 16171200 | 5.4074 | 34.1496 | 36.4853
4493 | 16174800 | 5.4075 | 34.152 | 36.4878
4494 | 16178400 | 5.4076 | 34.1545 | 36.4902
4495 | 16182000 | 5.4077 | 34.1569 | 36.4927
4496 | 16185600 | 5.4077 | 34.1594 | 36.4951
4497 | 16189200 | 5.4078 | 34.1618 | 36.4976
4498 | 16192800 | 5.4079 | 34.1642 | 36.5
4499 | 16196400 | 5.408 | 34.1667 | 36.5025
4500 | 16200000 | 5.4081 | 34.1691 | 36.5049
4501 | 16203600 | 5.4082 | 34.1716 | 36.5074
4502 | 16207200 | 5.4083 | 34.174 | 36.5098
4503 | 16210800 | 5.4084 | 34.1764 | 36.5122
4504 | 16214400 | 5.4085 | 34.1789 | 36.5147
4505 | 16218000 | 5.4086 | 34.1813 | 36.5171
4506 | 16221600 | 5.4087 | 34.1837 | 36.5196
4507 | 16225200 | 5.4088 | 34.1862 | 36.522
4508 | 16228800 | 5.4089 | 34.1886 | 36.5245
4509 | 16232400 | 5.409 | 34.191 | 36.5269
4510 | 16236000 | 5.4091 | 34.1935 | 36.5293
4511 | 16239600 | 5.4092 | 34.1959 | 36.5318
4512 | 16243200 | 5.4092 | 34.1984 | 36.5342
4513 | 16246800 | 5.4093 | 34.2008 | 36.5367
4514 | 16250400 | 5.4094 | 34.2032 | 36.5391
4515 | 16254000 | 5.4095 | 34.2057 | 36.5416
4516 | 16257600 | 5.4096 | 34.2081 | 36.544
4517 | 16261200 | 5.4097 | 34.2105 | 36.5464
4518 | 16264800 | 5.4098 | 34.213 | 36.5489
4519 | 16268400 | 5.4099 | 34.2154 | 36.5513
4520 | 16272000 | 5.41 | 34.2178 | 36.5538
4521 | 16275600 | 5.4101 | 34.2203 | 36.5562
4522 | 16279200 | 5.4102 | 34.2227 | 36.5586
4523 | 16282800 | 5.4103 | 34.2251 | 36.5611
4524 | 16286400 | 5.4104 | 34.2275 | 36.5635
4525 | 16290000 | 5.4105 | 34.23 | 36.566
4526 | 16293600 | 5.4106 | 34.2324 | 36.5684
4527 | 16297200 | 5.4106 | 34.2348 | 36.5708
4528 | 16300800 | 5.4107 | 34.2373 | 36.5733
4529 | 16304400 | 5.4108 | 34.2397 | 36.5757
4530 | 16308000 | 5.4109 | 34.2421 | 36.5782
4531 | 16311600 | 5.411 | 34.2446 | 36.5806
4532 | 16315200 | 5.4111 | 34.247 | 36.583
4533 | 16318800 | 5.4112 | 34.2494 | 36.5855
4534 | 16322400 | 5.4113 | 34.2518 | 36.5879
4535 | 16326000 | 5.4114 | 34.2543 | 36.5903
4536 | 16329600 | 5.4115 | 34.2567 | 36.5928
4537 | 16333200 | 5.4116 | 34.2591 | 36.5952
4538 | 16336800 | 5.4117 | 34.2616 | 36.5976
4539 | 16340400 | 5.4118 | 34.264 | 36.6001
4540 | 16344000 | 5.4119 | 34.2664 | 36.6025
4541 | 16347600 | 5.4119 | 34.2688 | 36.605
4542 | 16351200 | 5.412 | 34.2713 | 36.6074
4543 | 16354800 | 5.4121 | 34.2737 | 36.6098
4544 | 16358400 | 5.4122 | 34.2761 | 36.6123
4545 | 16362000 | 5.4123 | 34.2786 | 36.6147
4546 | 16365600 | 5.4124 | 34.281 | 36.6171
4547 | 16369200 | 5.4125 | 34.2834 | 36.6196
4548 | 16372800 | 5.4126 | 34.2858 | 36.622
4549 | 16376400 | 5.4127 | 34.2883 | 36.6244
4550 | 16380000 | 5.4128 | 34.2907 | 36.6269
4551 | 16383600 | 5.4129 | 34.2931 | 36.6293
4552 | 16387200 | 5.413 | 34.2955 | 36.6317
4553 | 16390800 | 5.4131 | 34.298 | 36.6342
4554 | 16394400 | 5.4131 | 34.3004 | 36.6366
4555 | 16398000 | 5.4132 | 34.3028 | 36.639
4556 | 16401600 | 5.4133 | 34.3052 | 36.6414
4557 | 16405200 | 5.4134 | 34.3076 | 36.6439
4558 | 16408800 | 5.4135 | 34.3101 | 36.6463
4559 | 16412400 | 5.4136 | 34.3125 | 36.6487
4560 | 16416000 | 5.4137 | 34.3149 | 36.6512
4561 | 16419600 | 5.4138 | 34.3173 | 36.6536
4562 | 16423200 | 5.4139 | 34.3198 | 36.656
4563 | 16426800 | 5.414 | 34.3222 | 36.6585
4564 | 16430400 | 5.4141 | 34.3246 | 36.6609
4565 | 16434000 | 5.4142 | 34.327 | 36.6633
4566 | 16437600 | 5.4143 | 34.3294 | 36.6657
4567 | 16441200 | 5.4143 | 34.3319 | 36.6682
4568 | 16444800 | 5.4144 | 34.3343 | 36.6706
4569 | 16448400 | 5.4145 | 34.3367 | 36.673
4570 | 16452000 | 5.4146 | 34.3391 | 36.6755
4571 | 16455600 | 5.4147 | 34.3416 | 36.6779
4572 | 16459200 | 5.4148 | 34.344 | 36.6803
4573 | 16462800 | 5.4149 | 34.3464 | 36.6827
4574 | 16466400 | 5.415 | 34.3488 | 36.6852
4575 | 16470000 | 5.4151 | 34.3512 | 36.6876
4576 | 16473600 | 5.4152 | 34.3536 | 36.69
4577 | 16477200 | 5.4153 | 34.3561 | 36.6924
4578 | 16480800 | 5.4154 | 34.3585 | 36.6949
4579 | 16484400 | 5.4154 | 34.3609 | 36.6973
4580 | 16488000 | 5.4155 | 34.3633 | 36.6997
4581 | 16491600 | 5.4156 | 34.3657 | 36.7021
4582 | 16495200 | 5.4157 | 34.3682 | 36.7046
4583 | 16498800 | 5.4158 | 34.3706 | 36.707
4584 | 16502400 | 5.4159 | 34.373 | 36.7094
4585 | 16506000 | 5.416 | 34.3754 | 36.7118
4586 | 16509600 | 5.4161 | 34.3778 | 36.7143
4587 | 16513200 | 5.4162 | 34.3802 | 36.7167
4588 | 16516800 | 5.4163 | 34.3826 | 36.7191
4589 | 16520400 | 5.4164 | 34.3851 | 36.7215
4590 | 16524000 | 5.4164 | 34.3875 | 36.724
4591 | 16527600 | 5.4165 | 34.3899 | 36.7264
4592 | 16531200 | 5.4166 | 34.3923 | 36.7288
4593 | 16534800 | 5.4167 | 34.3947 | 36.7312
4594 | 16538400 | 5.4168 | 34.3971 | 36.7336
4595 | 16542000 | 5.4169 | 34.3996 | 36.7361
4596 | 16545600 | 5.417 | 34.402 | 36.7385
4597 | 16549200 | 5.4171 | 34.4044 | 36.7409
4598 | 16552800 | 5.4172 | 34.4068 | 36.7433
4599 | 16556400 | 5.4173 | 34.4092 | 36.7458
4600 | 16560000 | 5.4174 | 34.4116 | 36.7482
4601 | 16563600 | 5.4174 | 34.414 | 36.7506
4602 | 16567200 | 5.4175 | 34.4164 | 36.753
4603 | 16570800 | 5.4176 | 34.4189 | 36.7554
4604 | 16574400 | 5.4177 | 34.4213 | 36.7579
4605 | 16578000 | 5.4178 | 34.4237 | 36.7603
4606 | 16581600 | 5.4179 | 34.4261 | 36.7627
4607 | 16585200 | 5.418 | 34.4285 | 36.7651
4608 | 16588800 | 5.4181 | 34.4309 | 36.7675
4609 | 16592400 | 5.4182 | 34.4333 | 36.7699
4610 | 16596000 | 5.4183 | 34.4357 | 36.7724
4611 | 16599600 | 5.4184 | 34.4381 | 36.7748
4612 | 16603200 | 5.4184 | 34.4405 | 36.7772
4613 | 16606800 | 5.4185 | 34.443 | 36.7796
4614 | 16610400 | 5.4186 | 34.4454 | 36.782
4615 | 16614000 | 5.4187 | 34.4478 | 36.7844
4616 | 16617600 | 5.4188 | 34.4502 | 36.7869
4617 | 16621200 | 5.4189 | 34.4526 | 36.7893
4618 | 16624800 | 5.419 | 34.455 | 36.7917
4619 | 16628400 | 5.4191 | 34.4574 | 36.7941
4620 | 16632000 | 5.4192 | 34.4598 | 36.7965
4621 | 16635600 | 5.4193 | 34.4622 | 36.7989
4622 | 16639200 | 5.4194 | 34.4646 | 36.8014
4623 | 16642800 | 5.4194 | 34.467 | 36.8038
4624 | 16646400 | 5.4195 | 34.4694 | 36.8062
4625 | 16650000 | 5.4196 | 34.4719 | 36.8086
4626 | 16653600 | 5.4197 | 34.4743 | 36.811
4627 | 16657200 | 5.4198 | 34.4767 | 36.8134
4628 | 16660800 | 5.4199 | 34.4791 | 36.8158
4629 | 16664400 | 5.42 | 34.4815 | 36.8182
4630 | 16668000 | 5.4201 | 34.4839 | 36.8207
4631 | 16671600 | 5.4202 | 34.4863 | 36.8231
4632 | 16675200 | 5.4203 | 34.4887 | 36.8255
4633 | 16678800 | 5.4203 | 34.4911 | 36.8279
4634 | 16682400 | 5.4204 | 34.4935 | 36.8303
4635 | 16686000 | 5.4205 | 34.4959 | 36.8327
4636 | 16689600 | 5.4206 | 34.4983 | 36.8351
4637 | 16693200 | 5.4207 | 34.5007 | 36.8375
4638 | 16696800 | 5.4208 | 34.5031 | 36.84
4639 | 16700400 | 5.4209 | 34.5055 | 36.8424
4640 | 16704000 | 5.421 | 34.5079 | 36.8448
4641 | 16707600 | 5.4211 | 34.5103 | 36.8472
4642 | 16711200 | 5.4212 | 34.5127 | 36.8496
4643 | 16714800 | 5.4212 | 34.5151 | 36.852
4644 | 16718400 | 5.4213 | 34.5175 | 36.8544
4645 | 16722000 | 5.4214 | 34.5199 | 36.8568
4646 | 16725600 | 5.4215 | 34.5223 | 36.8592
4647 | 16729200 | 5.4216 | 34.5247 | 36.8616
4648 | 16732800 | 5.4217 | 34.5271 | 36.864
4649 | 16736400 | 5.4218 | 34.5295 | 36.8665
4650 | 16740000 | 5.4219 | 34.5319 | 36.8689
4651 | 16743600 | 5.422 | 34.5343 | 36.8713
4652 | 16747200 | 5.422 | 34.5367 | 36.8737
4653 | 16750800 | 5.4221 | 34.5391 | 36.8761
4654 | 16754400 | 5.4222 | 34.5415 | 36.8785
4655 | 16758000 | 5.4223 | 34.5439 | 36.8809
4656 | 16761600 | 5.4224 | 34.5463 | 36.8833
4657 | 16765200 | 5.4225 | 34.5487 | 36.8857
4658 | 16768800 | 5.4226 | 34.5511 | 36.8881
4659 | 16772400 | 5.4227 | 34.5535 | 36.8905
4660 | 16776000 | 5.4228 | 34.5559 | 36.8929
4661 | 16779600 | 5.4229 | 34.5583 | 36.8953
4662 | 16783200 | 5.4229 | 34.5607 | 36.8977
4663 | 16786800 | 5.423 | 34.5631 | 36.9001
4664 | 16790400 | 5.4231 | 34.5655 | 36.9025
4665 | 16794000 | 5.4232 | 34.5679 | 36.9049
4666 | 16797600 | 5.4233 | 34.5703 | 36.9074
4667 | 16801200 | 5.4234 | 34.5727 | 36.9098
4668 | 16804800 | 5.4235 | 34.5751 | 36.9122
4669 | 16808400 | 5.4236 | 34.5775 | 36.9146
4670 | 16812000 | 5.4237 | 34.5799 | 36.917
4671 | 16815600 | 5.4237 | 34.5823 | 36.9194
4672 | 16819200 | 5.4238 | 34.5847 | 36.9218
4673 | 16822800 | 5.4239 | 34.5871 | 36.9242
4674 | 16826400 | 5.424 | 34.5895 | 36.9266
4675 | 16830000 | 5.4241 | 34.5919 | 36.929
4676 | 16833600 | 5.4242 | 34.5943 | 36.9314
4677 | 16837200 | 5.4243 | 34.5966 | 36.9338
4678 | 16840800 | 5.4244 | 34.599 | 36.9362
4679 | 16844400 | 5.4245 | 34.6014 | 36.9386
4680 | 16848000 | 5.4245 | 34.6038 | 36.941
4681 | 16851600 | 5.4246 | 34.6062 | 36.9434
4682 | 16855200 | 5.4247 | 34.6086 | 36.9458
4683 | 16858800 | 5.4248 | 34.611 | 36.9482
4684 | 16862400 | 5.4249 | 34.6134 | 36.9506
4685 | 16866000 | 5.425 | 34.6158 | 36.953
4686 | 16869600 | 5.4251 | 34.6182 | 36.9554
4687 | 16873200 | 5.4252 | 34.6206 | 36.9578
4688 | 16876800 | 5.4252 | 34.623 | 36.9602
4689 | 16880400 | 5.4253 | 34.6254 | 36.9626
4690 | 16884000 | 5.4254 | 34.6277 | 36.965
4691 | 16887600 | 5.4255 | 34.6301 | 36.9674
4692 | 16891200 | 5.4256 | 34.6325 | 36.9698
4693 | 16894800 | 5.4257 | 34.6349 | 36.9722
4694 | 16898400 | 5.4258 | 34.6373 | 36.9746
4695 | 16902000 | 5.4259 | 34.6397 | 36.977
4696 | 16905600 | 5.426 | 34.6421 | 36.9794
4697 | 16909200 | 5.426 | 34.6445 | 36.9817
4698 | 16912800 | 5.4261 | 34.6469 | 36.9841
4699 | 16916400 | 5.4262 | 34.6492 | 36.9865
4700 | 16920000 | 5.4263 | 34.6516 | 36.9889
4701 | 16923600 | 5.4264 | 34.654 | 36.9913
4702 | 16927200 | 5.4265 | 34.6564 | 36.9937
4703 | 16930800 | 5.4266 | 34.6588 | 36.9961
4704 | 16934400 | 5.4267 | 34.6612 | 36.9985
4705 | 16938000 | 5.4267 | 34.6636 | 37.0009
4706 | 16941600 | 5.4268 | 34.666 | 37.0033
4707 | 16945200 | 5.4269 | 34.6683 | 37.0057
4708 | 16948800 | 5.427 | 34.6707 | 37.0081
4709 | 16952400 | 5.4271 | 34.6731 | 37.0105
4710 | 16956000 | 5.4272 | 34.6755 | 37.0129
4711 | 16959600 | 5.4273 | 34.6779 | 37.0153
4712 | 16963200 | 5.4274 | 34.6803 | 37.0177
4713 | 16966800 | 5.4275 | 34.6827 | 37.0201
4714 | 16970400 | 5.4275 | 34.685 | 37.0224
4715 | 16974000 | 5.4276 | 34.6874 | 37.0248
4716 | 16977600 | 5.4277 | 34.6898 | 37.0272
4717 | 16981200 | 5.4278 | 34.6922 | 37.0296
4718 | 16984800 | 5.4279 | 34.6946 | 37.032
4719 | 16988400 | 5.428 | 34.697 | 37.0344
4720 | 16992000 | 5.4281 | 34.6993 | 37.0368
4721 | 16995600 | 5.4282 | 34.7017 | 37.0392
4722 | 16999200 | 5.4282 | 34.7041 | 37.0416
4723 | 17002800 | 5.4283 | 34.7065 | 37.044
4724 | 17006400 | 5.4284 | 34.7089 | 37.0464
4725 | 17010000 | 5.4285 | 34.7113 | 37.0487
4726 | 17013600 | 5.4286 | 34.7136 | 37.0511
4727 | 17017200 | 5.4287 | 34.716 | 37.0535
4728 | 17020800 | 5.4288 | 34.7184 | 37.0559
4729 | 17024400 | 5.4289 | 34.7208 | 37.0583
4730 | 17028000 | 5.4289 | 34.7232 | 37.0607
4731 | 17031600 | 5.429 | 34.7255 | 37.0631
4732 | 17035200 | 5.4291 | 34.7279 | 37.0655
4733 | 17038800 | 5.4292 | 34.7303 | 37.0679
4734 | 17042400 | 5.4293 | 34.7327 | 37.0702
4735 | 17046000 | 5.4294 | 34.7351 | 37.0726
4736 | 17049600 | 5.4295 | 34.7374 | 37.075
4737 | 17053200 | 5.4295 | 34.7398 | 37.0774
4738 | 17056800 | 5.4296 | 34.7422 | 37.0798
4739 | 17060400 | 5.4297 | 34.7446 | 37.0822
4740 | 17064000 | 5.4298 | 34.747 | 37.0846
4741 | 17067600 | 5.4299 | 34.7493 | 37.0869
4742 | 17071200 | 5.43 | 34.7517 | 37.0893
4743 | 17074800 | 5.4301 | 34.7541 | 37.0917
4744 | 17078400 | 5.4302 | 34.7565 | 37.0941
4745 | 17082000 | 5.4302 | 34.7589 | 37.0965
4746 | 17085600 | 5.4303 | 34.7612 | 37.0989
4747 | 17089200 | 5.4304 | 34.7636 | 37.1013
4748 | 17092800 | 5.4305 | 34.766 | 37.1036
4749 | 17096400 | 5.4306 | 34.7684 | 37.106
4750 | 17100000 | 5.4307 | 34.7707 | 37.1084
4751 | 17103600 | 5.4308 | 34.7731 | 37.1108
4752 | 17107200 | 5.4309 | 34.7755 | 37.1132
4753 | 17110800 | 5.4309 | 34.7779 | 37.1156
4754 | 17114400 | 5.431 | 34.7802 | 37.1179
4755 | 17118000 | 5.4311 | 34.7826 | 37.1203
4756 | 17121600 | 5.4312 | 34.785 | 37.1227
4757 | 17125200 | 5.4313 | 34.7874 | 37.1251
4758 | 17128800 | 5.4314 | 34.7897 | 37.1275
4759 | 17132400 | 5.4315 | 34.7921 | 37.1298
4760 | 17136000 | 5.4315 | 34.7945 | 37.1322
4761 | 17139600 | 5.4316 | 34.7969 | 37.1346
4762 | 17143200 | 5.4317 | 34.7992 | 37.137
4763 | 17146800 | 5.4318 | 34.8016 | 37.1394
4764 | 17150400 | 5.4319 | 34.804 | 37.1417
4765 | 17154000 | 5.432 | 34.8064 | 37.1441
4766 | 17157600 | 5.4321 | 34.8087 | 37.1465
4767 | 17161200 | 5.4322 | 34.8111 | 37.1489
4768 | 17164800 | 5.4322 | 34.8135 | 37.1513
4769 | 17168400 | 5.4323 | 34.8158 | 37.1536
4770 | 17172000 | 5.4324 | 34.8182 | 37.156
4771 | 17175600 | 5.4325 | 34.8206 | 37.1584
4772 | 17179200 | 5.4326 | 34.823 | 37.1608
4773 | 17182800 | 5.4327 | 34.8253 | 37.1632
4774 | 17186400 | 5.4328 | 34.8277 | 37.1655
4775 | 17190000 | 5.4328 | 34.8301 | 37.1679
4776 | 17193600 | 5.4329 | 34.8324 | 37.1703
4777 | 17197200 | 5.433 | 34.8348 | 37.1727
4778 | 17200800 | 5.4331 | 34.8372 | 37.175
4779 | 17204400 | 5.4332 | 34.8395 | 37.1774
4780 | 17208000 | 5.4333 | 34.8419 | 37.1798
4781 | 17211600 | 5.4334 | 34.8443 | 37.1822
4782 | 17215200 | 5.4334 | 34.8467 | 37.1845
4783 | 17218800 | 5.4335 | 34.849 | 37.1869
4784 | 17222400 | 5.4336 | 34.8514 | 37.1893
4785 | 17226000 | 5.4337 | 34.8538 | 37.1917
4786 | 17229600 | 5.4338 | 34.8561 | 37.194
4787 | 17233200 | 5.4339 | 34.8585 | 37.1964
4788 | 17236800 | 5.434 | 34.8609 | 37.1988
4789 | 17240400 | 5.434 | 34.8632 | 37.2012
4790 | 17244000 | 5.4341 | 34.8656 | 37.2035
4791 | 17247600 | 5.4342 | 34.868 | 37.2059
4792 | 17251200 | 5.4343 | 34.8703 | 37.2083
4793 | 17254800 | 5.4344 | 34.8727 | 37.2107
4794 | 17258400 | 5.4345 | 34.8751 | 37.213
4795 | 17262000 | 5.4346 | 34.8774 | 37.2154
4796 | 17265600 | 5.4346 | 34.8798 | 37.2178
4797 | 17269200 | 5.4347 | 34.8822 | 37.2202
4798 | 17272800 | 5.4348 | 34.8845 | 37.2225
4799 | 17276400 | 5.4349 | 34.8869 | 37.2249
4800 | 17280000 | 5.435 | 34.8892 | 37.2273
4801 | 17283600 | 5.4351 | 34.8916 | 37.2296
4802 | 17287200 | 5.4352 | 34.894 | 37.232
4803 | 17290800 | 5.4352 | 34.8963 | 37.2344
4804 | 17294400 | 5.4353 | 34.8987 | 37.2368
4805 | 17298000 | 5.4354 | 34.9011 | 37.2391
4806 | 17301600 | 5.4355 | 34.9034 | 37.2415
4807 | 17305200 | 5.4356 | 34.9058 | 37.2439
4808 | 17308800 | 5.4357 | 34.9082 | 37.2462
4809 | 17312400 | 5.4358 | 34.9105 | 37.2486
4810 | 17316000 | 5.4358 | 34.9129 | 37.251
4811 | 17319600 | 5.4359 | 34.9152 | 37.2533
4812 | 17323200 | 5.436 | 34.9176 | 37.2557
4813 | 17326800 | 5.4361 | 34.92 | 37.2581
4814 | 17330400 | 5.4362 | 34.9223 | 37.2604
4815 | 17334000 | 5.4363 | 34.9247 | 37.2628
4816 | 17337600 | 5.4363 | 34.927 | 37.2652
4817 | 17341200 | 5.4364 | 34.9294 | 37.2675
4818 | 17344800 | 5.4365 | 34.9318 | 37.2699
4819 | 17348400 | 5.4366 | 34.9341 | 37.2723
4820 | 17352000 | 5.4367 | 34.9365 | 37.2747
4821 | 17355600 | 5.4368 | 34.9388 | 37.277
4822 | 17359200 | 5.4369 | 34.9412 | 37.2794
4823 | 17362800 | 5.4369 | 34.9436 | 37.2817
4824 | 17366400 | 5.437 | 34.9459 | 37.2841
4825 | 17370000 | 5.4371 | 34.9483 | 37.2865
4826 | 17373600 | 5.4372 | 34.9506 | 37.2888
4827 | 17377200 | 5.4373 | 34.953 | 37.2912
4828 | 17380800 | 5.4374 | 34.9554 | 37.2936
4829 | 17384400 | 5.4375 | 34.9577 | 37.2959
4830 | 17388000 | 5.4375 | 34.9601 | 37.2983
4831 | 17391600 | 5.4376 | 34.9624 | 37.3007
4832 | 17395200 | 5.4377 | 34.9648 | 37.303
4833 | 17398800 | 5.4378 | 34.9671 | 37.3054
4834 | 17402400 | 5.4379 | 34.9695 | 37.3078
4835 | 17406000 | 5.438 | 34.9719 | 37.3101
4836 | 17409600 | 5.438 | 34.9742 | 37.3125
4837 | 17413200 | 5.4381 | 34.9766 | 37.3149
4838 | 17416800 | 5.4382 | 34.9789 | 37.3172
4839 | 17420400 | 5.4383 | 34.9813 | 37.3196
4840 | 17424000 | 5.4384 | 34.9836 | 37.3219
4841 | 17427600 | 5.4385 | 34.986 | 37.3243
4842 | 17431200 | 5.4386 | 34.9883 | 37.3267
4843 | 17434800 | 5.4386 | 34.9907 | 37.329
4844 | 17438400 | 5.4387 | 34.9931 | 37.3314
4845 | 17442000 | 5.4388 | 34.9954 | 37.3337
4846 | 17445600 | 5.4389 | 34.9978 | 37.3361
4847 | 17449200 | 5.439 | 35.0001 | 37.3385
4848 | 17452800 | 5.4391 | 35.0025 | 37.3408
4849 | 17456400 | 5.4391 | 35.0048 | 37.3432
4850 | 17460000 | 5.4392 | 35.0072 | 37.3455
4851 | 17463600 | 5.4393 | 35.0095 | 37.3479
4852 | 17467200 | 5.4394 | 35.0119 | 37.3503
4853 | 17470800 | 5.4395 | 35.0142 | 37.3526
4854 | 17474400 | 5.4396 | 35.0166 | 37.355
4855 | 17478000 | 5.4396 | 35.0189 | 37.3573
4856 | 17481600 | 5.4397 | 35.0213 | 37.3597
4857 | 17485200 | 5.4398 | 35.0236 | 37.3621
4858 | 17488800 | 5.4399 | 35.026 | 37.3644
4859 | 17492400 | 5.44 | 35.0283 | 37.3668
4860 | 17496000 | 5.4401 | 35.0307 | 37.3691
4861 | 17499600 | 5.4402 | 35.033 | 37.3715
4862 | 17503200 | 5.4402 | 35.0354 | 37.3738
4863 | 17506800 | 5.4403 | 35.0377 | 37.3762
4864 | 17510400 | 5.4404 | 35.0401 | 37.3786
4865 | 17514000 | 5.4405 | 35.0424 | 37.3809
4866 | 17517600 | 5.4406 | 35.0448 | 37.3833
4867 | 17521200 | 5.4407 | 35.0471 | 37.3856
4868 | 17524800 | 5.4407 | 35.0495 | 37.388
4869 | 17528400 | 5.4408 | 35.0518 | 37.3903
4870 | 17532000 | 5.4409 | 35.0542 | 37.3927
4871 | 17535600 | 5.441 | 35.0565 | 37.3951
4872 | 17539200 | 5.4411 | 35.0589 | 37.3974
4873 | 17542800 | 5.4412 | 35.0612 | 37.3998
4874 | 17546400 | 5.4412 | 35.0636 | 37.4021
4875 | 17550000 | 5.4413 | 35.0659 | 37.4045
4876 | 17553600 | 5.4414 | 35.0683 | 37.4068
4877 | 17557200 | 5.4415 | 35.0706 | 37.4092
4878 | 17560800 | 5.4416 | 35.073 | 37.4115
4879 | 17564400 | 5.4417 | 35.0753 | 37.4139
4880 | 17568000 | 5.4417 | 35.0777 | 37.4162
4881 | 17571600 | 5.4418 | 35.08 | 37.4186
4882 | 17575200 | 5.4419 | 35.0823 | 37.4209
4883 | 17578800 | 5.442 | 35.0847 | 37.4233
4884 | 17582400 | 5.4421 | 35.087 | 37.4256
4885 | 17586000 | 5.4422 | 35.0894 | 37.428
4886 | 17589600 | 5.4422 | 35.0917 | 37.4303
4887 | 17593200 | 5.4423 | 35.0941 | 37.4327
4888 | 17596800 | 5.4424 | 35.0964 | 37.435
4889 | 17600400 | 5.4425 | 35.0988 | 37.4374
4890 | 17604000 | 5.4426 | 35.1011 | 37.4398
4891 | 17607600 | 5.4427 | 35.1034 | 37.4421
4892 | 17611200 | 5.4427 | 35.1058 | 37.4445
4893 | 17614800 | 5.4428 | 35.1081 | 37.4468
4894 | 17618400 | 5.4429 | 35.1105 | 37.4492
4895 | 17622000 | 5.443 | 35.1128 | 37.4515
4896 | 17625600 | 5.4431 | 35.1152 | 37.4539
4897 | 17629200 | 5.4432 | 35.1175 | 37.4562
4898 | 17632800 | 5.4432 | 35.1198 | 37.4585
4899 | 17636400 | 5.4433 | 35.1222 | 37.4609
4900 | 17640000 | 5.4434 | 35.1245 | 37.4632
4901 | 17643600 | 5.4435 | 35.1269 | 37.4656
4902 | 17647200 | 5.4436 | 35.1292 | 37.4679
4903 | 17650800 | 5.4437 | 35.1315 | 37.4703
4904 | 17654400 | 5.4437 | 35.1339 | 37.4726
4905 | 17658000 | 5.4438 | 35.1362 | 37.475
4906 | 17661600 | 5.4439 | 35.1386 | 37.4773
4907 | 17665200 | 5.444 | 35.1409 | 37.4797
4908 | 17668800 | 5.4441 | 35.1432 | 37.482
4909 | 17672400 | 5.4441 | 35.1456 | 37.4844
4910 | 17676000 | 5.4442 | 35.1479 | 37.4867
4911 | 17679600 | 5.4443 | 35.1503 | 37.4891
4912 | 17683200 | 5.4444 | 35.1526 | 37.4914
4913 | 17686800 | 5.4445 | 35.1549 | 37.4938
4914 | 17690400 | 5.4446 | 35.1573 | 37.4961
4915 | 17694000 | 5.4446 | 35.1596 | 37.4984
4916 | 17697600 | 5.4447 | 35.162 | 37.5008
4917 | 17701200 | 5.4448 | 35.1643 | 37.5031
4918 | 17704800 | 5.4449 | 35.1666 | 37.5055
4919 | 17708400 | 5.445 | 35.169 | 37.5078
4920 | 17712000 | 5.4451 | 35.1713 | 37.5102
4921 | 17715600 | 5.4451 | 35.1736 | 37.5125
4922 | 17719200 | 5.4452 | 35.176 | 37.5148
4923 | 17722800 | 5.4453 | 35.1783 | 37.5172
4924 | 17726400 | 5.4454 | 35.1806 | 37.5195
4925 | 17730000 | 5.4455 | 35.183 | 37.5219
4926 | 17733600 | 5.4456 | 35.1853 | 37.5242
4927 | 17737200 | 5.4456 | 35.1877 | 37.5266
4928 | 17740800 | 5.4457 | 35.19 | 37.5289
4929 | 17744400 | 5.4458 | 35.1923 | 37.5312
4930 | 17748000 | 5.4459 | 35.1947 | 37.5336
4931 | 17751600 | 5.446 | 35.197 | 37.5359
4932 | 17755200 | 5.446 | 35.1993 | 37.5383
4933 | 17758800 | 5.4461 | 35.2017 | 37.5406
4934 | 17762400 | 5.4462 | 35.204 | 37.543
4935 | 17766000 | 5.4463 | 35.2063 | 37.5453
4936 | 17769600 | 5.4464 | 35.2087 | 37.5476
4937 | 17773200 | 5.4465 | 35.211 | 37.55
4938 | 17776800 | 5.4465 | 35.2133 | 37.5523
4939 | 17780400 | 5.4466 | 35.2157 | 37.5547
4940 | 17784000 | 5.4467 | 35.218 | 37.557
4941 | 17787600 | 5.4468 | 35.2203 | 37.5593
4942 | 17791200 | 5.4469 | 35.2227 | 37.5617
4943 | 17794800 | 5.4469 | 35.225 | 37.564
4944 | 17798400 | 5.447 | 35.2273 | 37.5663
4945 | 17802000 | 5.4471 | 35.2297 | 37.5687
4946 | 17805600 | 5.4472 | 35.232 | 37.571
4947 | 17809200 | 5.4473 | 35.2343 | 37.5734
4948 | 17812800 | 5.4474 | 35.2366 | 37.5757
4949 | 17816400 | 5.4474 | 35.239 | 37.578
4950 | 17820000 | 5.4475 | 35.2413 | 37.5804
4951 | 17823600 | 5.4476 | 35.2436 | 37.5827
4952 | 17827200 | 5.4477 | 35.246 | 37.585
4953 | 17830800 | 5.4478 | 35.2483 | 37.5874
4954 | 17834400 | 5.4478 | 35.2506 | 37.5897
4955 | 17838000 | 5.4479 | 35.253 | 37.5921
4956 | 17841600 | 5.448 | 35.2553 | 37.5944
4957 | 17845200 | 5.4481 | 35.2576 | 37.5967
4958 | 17848800 | 5.4482 | 35.2599 | 37.5991
4959 | 17852400 | 5.4483 | 35.2623 | 37.6014
4960 | 17856000 | 5.4483 | 35.2646 | 37.6037
4961 | 17859600 | 5.4484 | 35.2669 | 37.6061
4962 | 17863200 | 5.4485 | 35.2692 | 37.6084
4963 | 17866800 | 5.4486 | 35.2716 | 37.6107
4964 | 17870400 | 5.4487 | 35.2739 | 37.6131
4965 | 17874000 | 5.4487 | 35.2762 | 37.6154
4966 | 17877600 | 5.4488 | 35.2786 | 37.6177
4967 | 17881200 | 5.4489 | 35.2809 | 37.6201
4968 | 17884800 | 5.449 | 35.2832 | 37.6224
4969 | 17888400 | 5.4491 | 35.2855 | 37.6247
4970 | 17892000 | 5.4492 | 35.2879 | 37.6271
4971 | 17895600 | 5.4492 | 35.2902 | 37.6294
4972 | 17899200 | 5.4493 | 35.2925 | 37.6317
4973 | 17902800 | 5.4494 | 35.2948 | 37.6341
4974 | 17906400 | 5.4495 | 35.2972 | 37.6364
4975 | 17910000 | 5.4496 | 35.2995 | 37.6387
4976 | 17913600 | 5.4496 | 35.3018 | 37.6411
4977 | 17917200 | 5.4497 | 35.3041 | 37.6434
4978 | 17920800 | 5.4498 | 35.3065 | 37.6457
4979 | 17924400 | 5.4499 | 35.3088 | 37.648
4980 | 17928000 | 5.45 | 35.3111 | 37.6504
4981 | 17931600 | 5.45 | 35.3134 | 37.6527
4982 | 17935200 | 5.4501 | 35.3158 | 37.655
4983 | 17938800 | 5.4502 | 35.3181 | 37.6574
4984 | 17942400 | 5.4503 | 35.3204 | 37.6597
4985 | 17946000 | 5.4504 | 35.3227 | 37.662
4986 | 17949600 | 5.4504 | 35.325 | 37.6644
4987 | 17953200 | 5.4505 | 35.3274 | 37.6667
4988 | 17956800 | 5.4506 | 35.3297 | 37.669
4989 | 17960400 | 5.4507 | 35.332 | 37.6713
4990 | 17964000 | 5.4508 | 35.3343 | 37.6737
4991 | 17967600 | 5.4509 | 35.3366 | 37.676
4992 | 17971200 | 5.4509 | 35.339 | 37.6783
4993 | 17974800 | 5.451 | 35.3413 | 37.6806
4994 | 17978400 | 5.4511 | 35.3436 | 37.683
4995 | 17982000 | 5.4512 | 35.3459 | 37.6853
4996 | 17985600 | 5.4513 | 35.3483 | 37.6876
4997 | 17989200 | 5.4513 | 35.3506 | 37.69
4998 | 17992800 | 5.4514 | 35.3529 | 37.6923
4999 | 17996400 | 5.4515 | 35.3552 | 37.6946
5000 | 18000000 | 5.4516 | 35.3575 | 37.6969
5001 | 18003600 | 5.4517 | 35.3598 | 37.6993
5002 | 18007200 | 5.4517 | 35.3622 | 37.7016
5003 | 18010800 | 5.4518 | 35.3645 | 37.7039
5004 | 18014400 | 5.4519 | 35.3668 | 37.7062
5005 | 18018000 | 5.452 | 35.3691 | 37.7086
5006 | 18021600 | 5.4521 | 35.3714 | 37.7109
5007 | 18025200 | 5.4521 | 35.3738 | 37.7132
5008 | 18028800 | 5.4522 | 35.3761 | 37.7155
5009 | 18032400 | 5.4523 | 35.3784 | 37.7179
5010 | 18036000 | 5.4524 | 35.3807 | 37.7202
5011 | 18039600 | 5.4525 | 35.383 | 37.7225
5012 | 18043200 | 5.4525 | 35.3853 | 37.7248
5013 | 18046800 | 5.4526 | 35.3877 | 37.7271
5014 | 18050400 | 5.4527 | 35.39 | 37.7295
5015 | 18054000 | 5.4528 | 35.3923 | 37.7318
5016 | 18057600 | 5.4529 | 35.3946 | 37.7341
5017 | 18061200 | 5.4529 | 35.3969 | 37.7364
5018 | 18064800 | 5.453 | 35.3992 | 37.7388
5019 | 18068400 | 5.4531 | 35.4015 | 37.7411
5020 | 18072000 | 5.4532 | 35.4039 | 37.7434
5021 | 18075600 | 5.4533 | 35.4062 | 37.7457
5022 | 18079200 | 5.4533 | 35.4085 | 37.748
5023 | 18082800 | 5.4534 | 35.4108 | 37.7504
5024 | 18086400 | 5.4535 | 35.4131 | 37.7527
5025 | 18090000 | 5.4536 | 35.4154 | 37.755
5026 | 18093600 | 5.4537 | 35.4177 | 37.7573
5027 | 18097200 | 5.4537 | 35.4201 | 37.7596
5028 | 18100800 | 5.4538 | 35.4224 | 37.762
5029 | 18104400 | 5.4539 | 35.4247 | 37.7643
5030 | 18108000 | 5.454 | 35.427 | 37.7666
5031 | 18111600 | 5.4541 | 35.4293 | 37.7689
5032 | 18115200 | 5.4541 | 35.4316 | 37.7712
5033 | 18118800 | 5.4542 | 35.4339 | 37.7736
5034 | 18122400 | 5.4543 | 35.4362 | 37.7759
5035 | 18126000 | 5.4544 | 35.4386 | 37.7782
5036 | 18129600 | 5.4545 | 35.4409 | 37.7805
5037 | 18133200 | 5.4545 | 35.4432 | 37.7828
5038 | 18136800 | 5.4546 | 35.4455 | 37.7851
5039 | 18140400 | 5.4547 | 35.4478 | 37.7875
5040 | 18144000 | 5.4548 | 35.4501 | 37.7898
5041 | 18147600 | 5.4549 | 35.4524 | 37.7921
5042 | 18151200 | 5.4549 | 35.4547 | 37.7944
5043 | 18154800 | 5.455 | 35.457 | 37.7967
5044 | 18158400 | 5.4551 | 35.4594 | 37.799
5045 | 18162000 | 5.4552 | 35.4617 | 37.8014
5046 | 18165600 | 5.4553 | 35.464 | 37.8037
5047 | 18169200 | 5.4553 | 35.4663 | 37.806
5048 | 18172800 | 5.4554 | 35.4686 | 37.8083
5049 | 18176400 | 5.4555 | 35.4709 | 37.8106
5050 | 18180000 | 5.4556 | 35.4732 | 37.8129
5051 | 18183600 | 5.4557 | 35.4755 | 37.8153
5052 | 18187200 | 5.4557 | 35.4778 | 37.8176
5053 | 18190800 | 5.4558 | 35.4801 | 37.8199
5054 | 18194400 | 5.4559 | 35.4824 | 37.8222
5055 | 18198000 | 5.456 | 35.4847 | 37.8245
5056 | 18201600 | 5.4561 | 35.487 | 37.8268
5057 | 18205200 | 5.4561 | 35.4894 | 37.8291
5058 | 18208800 | 5.4562 | 35.4917 | 37.8314
5059 | 18212400 | 5.4563 | 35.494 | 37.8338
5060 | 18216000 | 5.4564 | 35.4963 | 37.8361
5061 | 18219600 | 5.4564 | 35.4986 | 37.8384
5062 | 18223200 | 5.4565 | 35.5009 | 37.8407
5063 | 18226800 | 5.4566 | 35.5032 | 37.843
5064 | 18230400 | 5.4567 | 35.5055 | 37.8453
5065 | 18234000 | 5.4568 | 35.5078 | 37.8476
5066 | 18237600 | 5.4568 | 35.5101 | 37.8499
5067 | 18241200 | 5.4569 | 35.5124 | 37.8523
5068 | 18244800 | 5.457 | 35.5147 | 37.8546
5069 | 18248400 | 5.4571 | 35.517 | 37.8569
5070 | 18252000 | 5.4572 | 35.5193 | 37.8592
5071 | 18255600 | 5.4572 | 35.5216 | 37.8615
5072 | 18259200 | 5.4573 | 35.5239 | 37.8638
5073 | 18262800 | 5.4574 | 35.5262 | 37.8661
5074 | 18266400 | 5.4575 | 35.5285 | 37.8684
5075 | 18270000 | 5.4576 | 35.5308 | 37.8707
5076 | 18273600 | 5.4576 | 35.5331 | 37.873
5077 | 18277200 | 5.4577 | 35.5354 | 37.8754
5078 | 18280800 | 5.4578 | 35.5377 | 37.8777
5079 | 18284400 | 5.4579 | 35.54 | 37.88
5080 | 18288000 | 5.4579 | 35.5423 | 37.8823
5081 | 18291600 | 5.458 | 35.5446 | 37.8846
5082 | 18295200 | 5.4581 | 35.5469 | 37.8869
5083 | 18298800 | 5.4582 | 35.5492 | 37.8892
5084 | 18302400 | 5.4583 | 35.5515 | 37.8915
5085 | 18306000 | 5.4583 | 35.5539 | 37.8938
5086 | 18309600 | 5.4584 | 35.5562 | 37.8961
5087 | 18313200 | 5.4585 | 35.5585 | 37.8984
5088 | 18316800 | 5.4586 | 35.5608 | 37.9007
5089 | 18320400 | 5.4587 | 35.5631 | 37.903
5090 | 18324000 | 5.4587 | 35.5653 | 37.9053
5091 | 18327600 | 5.4588 | 35.5676 | 37.9077
5092 | 18331200 | 5.4589 | 35.5699 | 37.91
5093 | 18334800 | 5.459 | 35.5722 | 37.9123
5094 | 18338400 | 5.459 | 35.5745 | 37.9146
5095 | 18342000 | 5.4591 | 35.5768 | 37.9169
5096 | 18345600 | 5.4592 | 35.5791 | 37.9192
5097 | 18349200 | 5.4593 | 35.5814 | 37.9215
5098 | 18352800 | 5.4594 | 35.5837 | 37.9238
5099 | 18356400 | 5.4594 | 35.586 | 37.9261
5100 | 18360000 | 5.4595 | 35.5883 | 37.9284
5101 | 18363600 | 5.4596 | 35.5906 | 37.9307
5102 | 18367200 | 5.4597 | 35.5929 | 37.933
5103 | 18370800 | 5.4598 | 35.5952 | 37.9353
5104 | 18374400 | 5.4598 | 35.5975 | 37.9376
5105 | 18378000 | 5.4599 | 35.5998 | 37.9399
5106 | 18381600 | 5.46 | 35.6021 | 37.9422
5107 | 18385200 | 5.4601 | 35.6044 | 37.9445
5108 | 18388800 | 5.4601 | 35.6067 | 37.9468
5109 | 18392400 | 5.4602 | 35.609 | 37.9491
5110 | 18396000 | 5.4603 | 35.6113 | 37.9514
5111 | 18399600 | 5.4604 | 35.6136 | 37.9537
5112 | 18403200 | 5.4605 | 35.6159 | 37.956
5113 | 18406800 | 5.4605 | 35.6182 | 37.9583
5114 | 18410400 | 5.4606 | 35.6205 | 37.9606
5115 | 18414000 | 5.4607 | 35.6228 | 37.9629
5116 | 18417600 | 5.4608 | 35.6251 | 37.9652
5117 | 18421200 | 5.4608 | 35.6274 | 37.9675
5118 | 18424800 | 5.4609 | 35.6296 | 37.9698
5119 | 18428400 | 5.461 | 35.6319 | 37.9721
5120 | 18432000 | 5.4611 | 35.6342 | 37.9744
5121 | 18435600 | 5.4612 | 35.6365 | 37.9767
5122 | 18439200 | 5.4612 | 35.6388 | 37.979
5123 | 18442800 | 5.4613 | 35.6411 | 37.9813
5124 | 18446400 | 5.4614 | 35.6434 | 37.9836
5125 | 18450000 | 5.4615 | 35.6457 | 37.9859
5126 | 18453600 | 5.4615 | 35.648 | 37.9882
5127 | 18457200 | 5.4616 | 35.6503 | 37.9905
5128 | 18460800 | 5.4617 | 35.6526 | 37.9928
5129 | 18464400 | 5.4618 | 35.6549 | 37.9951
5130 | 18468000 | 5.4619 | 35.6572 | 37.9974
5131 | 18471600 | 5.4619 | 35.6594 | 37.9997
5132 | 18475200 | 5.462 | 35.6617 | 38.002
5133 | 18478800 | 5.4621 | 35.664 | 38.0043
5134 | 18482400 | 5.4622 | 35.6663 | 38.0066
5135 | 18486000 | 5.4622 | 35.6686 | 38.0089
5136 | 18489600 | 5.4623 | 35.6709 | 38.0112
5137 | 18493200 | 5.4624 | 35.6732 | 38.0135
5138 | 18496800 | 5.4625 | 35.6755 | 38.0158
5139 | 18500400 | 5.4626 | 35.6778 | 38.0181
5140 | 18504000 | 5.4626 | 35.6801 | 38.0204
5141 | 18507600 | 5.4627 | 35.6823 | 38.0227
5142 | 18511200 | 5.4628 | 35.6846 | 38.025
5143 | 18514800 | 5.4629 | 35.6869 | 38.0273
5144 | 18518400 | 5.4629 | 35.6892 | 38.0296
5145 | 18522000 | 5.463 | 35.6915 | 38.0318
5146 | 18525600 | 5.4631 | 35.6938 | 38.0341
5147 | 18529200 | 5.4632 | 35.6961 | 38.0364
5148 | 18532800 | 5.4632 | 35.6984 | 38.0387
5149 | 18536400 | 5.4633 | 35.7006 | 38.041
5150 | 18540000 | 5.4634 | 35.7029 | 38.0433
5151 | 18543600 | 5.4635 | 35.7052 | 38.0456
5152 | 18547200 | 5.4636 | 35.7075 | 38.0479
5153 | 18550800 | 5.4636 | 35.7098 | 38.0502
5154 | 18554400 | 5.4637 | 35.7121 | 38.0525
5155 | 18558000 | 5.4638 | 35.7144 | 38.0548
5156 | 18561600 | 5.4639 | 35.7166 | 38.0571
5157 | 18565200 | 5.4639 | 35.7189 | 38.0594
5158 | 18568800 | 5.464 | 35.7212 | 38.0616
5159 | 18572400 | 5.4641 | 35.7235 | 38.0639
5160 | 18576000 | 5.4642 | 35.7258 | 38.0662
5161 | 18579600 | 5.4642 | 35.7281 | 38.0685
5162 | 18583200 | 5.4643 | 35.7304 | 38.0708
5163 | 18586800 | 5.4644 | 35.7326 | 38.0731
5164 | 18590400 | 5.4645 | 35.7349 | 38.0754
5165 | 18594000 | 5.4646 | 35.7372 | 38.0777
5166 | 18597600 | 5.4646 | 35.7395 | 38.08
5167 | 18601200 | 5.4647 | 35.7418 | 38.0823
5168 | 18604800 | 5.4648 | 35.7441 | 38.0846
5169 | 18608400 | 5.4649 | 35.7463 | 38.0868
5170 | 18612000 | 5.4649 | 35.7486 | 38.0891
5171 | 18615600 | 5.465 | 35.7509 | 38.0914
5172 | 18619200 | 5.4651 | 35.7532 | 38.0937
5173 | 18622800 | 5.4652 | 35.7555 | 38.096
5174 | 18626400 | 5.4652 | 35.7577 | 38.0983
5175 | 18630000 | 5.4653 | 35.76 | 38.1006
5176 | 18633600 | 5.4654 | 35.7623 | 38.1029
5177 | 18637200 | 5.4655 | 35.7646 | 38.1051
5178 | 18640800 | 5.4656 | 35.7669 | 38.1074
5179 | 18644400 | 5.4656 | 35.7691 | 38.1097
5180 | 18648000 | 5.4657 | 35.7714 | 38.112
5181 | 18651600 | 5.4658 | 35.7737 | 38.1143
5182 | 18655200 | 5.4659 | 35.776 | 38.1166
5183 | 18658800 | 5.4659 | 35.7783 | 38.1189
5184 | 18662400 | 5.466 | 35.7805 | 38.1212
5185 | 18666000 | 5.4661 | 35.7828 | 38.1234
5186 | 18669600 | 5.4662 | 35.7851 | 38.1257
5187 | 18673200 | 5.4662 | 35.7874 | 38.128
5188 | 18676800 | 5.4663 | 35.7897 | 38.1303
5189 | 18680400 | 5.4664 | 35.7919 | 38.1326
5190 | 18684000 | 5.4665 | 35.7942 | 38.1349
5191 | 18687600 | 5.4665 | 35.7965 | 38.1371
5192 | 18691200 | 5.4666 | 35.7988 | 38.1394
5193 | 18694800 | 5.4667 | 35.8011 | 38.1417
5194 | 18698400 | 5.4668 | 35.8033 | 38.144
5195 | 18702000 | 5.4669 | 35.8056 | 38.1463
5196 | 18705600 | 5.4669 | 35.8079 | 38.1486
5197 | 18709200 | 5.467 | 35.8102 | 38.1508
5198 | 18712800 | 5.4671 | 35.8124 | 38.1531
5199 | 18716400 | 5.4672 | 35.8147 | 38.1554
5200 | 18720000 | 5.4672 | 35.817 | 38.1577
5201 | 18723600 | 5.4673 | 35.8193 | 38.16
5202 | 18727200 | 5.4674 | 35.8215 | 38.1623
5203 | 18730800 | 5.4675 | 35.8238 | 38.1645
5204 | 18734400 | 5.4675 | 35.8261 | 38.1668
5205 | 18738000 | 5.4676 | 35.8284 | 38.1691
5206 | 18741600 | 5.4677 | 35.8306 | 38.1714
5207 | 18745200 | 5.4678 | 35.8329 | 38.1737
5208 | 18748800 | 5.4678 | 35.8352 | 38.1759
5209 | 18752400 | 5.4679 | 35.8375 | 38.1782
5210 | 18756000 | 5.468 | 35.8397 | 38.1805
5211 | 18759600 | 5.4681 | 35.842 | 38.1828
5212 | 18763200 | 5.4681 | 35.8443 | 38.1851
5213 | 18766800 | 5.4682 | 35.8466 | 38.1874
5214 | 18770400 | 5.4683 | 35.8488 | 38.1896
5215 | 18774000 | 5.4684 | 35.8511 | 38.1919
5216 | 18777600 | 5.4684 | 35.8534 | 38.1942
5217 | 18781200 | 5.4685 | 35.8557 | 38.1965
5218 | 18784800 | 5.4686 | 35.8579 | 38.1987
5219 | 18788400 | 5.4687 | 35.8602 | 38.201
5220 | 18792000 | 5.4688 | 35.8625 | 38.2033
5221 | 18795600 | 5.4688 | 35.8647 | 38.2056
5222 | 18799200 | 5.4689 | 35.867 | 38.2079
5223 | 18802800 | 5.469 | 35.8693 | 38.2101
5224 | 18806400 | 5.4691 | 35.8716 | 38.2124
5225 | 18810000 | 5.4691 | 35.8738 | 38.2147
5226 | 18813600 | 5.4692 | 35.8761 | 38.217
5227 | 18817200 | 5.4693 | 35.8784 | 38.2192
5228 | 18820800 | 5.4694 | 35.8806 | 38.2215
5229 | 18824400 | 5.4694 | 35.8829 | 38.2238
5230 | 18828000 | 5.4695 | 35.8852 | 38.2261
5231 | 18831600 | 5.4696 | 35.8875 | 38.2284
5232 | 18835200 | 5.4697 | 35.8897 | 38.2306
5233 | 18838800 | 5.4697 | 35.892 | 38.2329
5234 | 18842400 | 5.4698 | 35.8943 | 38.2352
5235 | 18846000 | 5.4699 | 35.8965 | 38.2375
5236 | 18849600 | 5.47 | 35.8988 | 38.2397
5237 | 18853200 | 5.47 | 35.9011 | 38.242
5238 | 18856800 | 5.4701 | 35.9033 | 38.2443
5239 | 18860400 | 5.4702 | 35.9056 | 38.2466
5240 | 18864000 | 5.4703 | 35.9079 | 38.2488
5241 | 18867600 | 5.4703 | 35.9101 | 38.2511
5242 | 18871200 | 5.4704 | 35.9124 | 38.2534
5243 | 18874800 | 5.4705 | 35.9147 | 38.2556
5244 | 18878400 | 5.4706 | 35.9169 | 38.2579
5245 | 18882000 | 5.4706 | 35.9192 | 38.2602
5246 | 18885600 | 5.4707 | 35.9215 | 38.2625
5247 | 18889200 | 5.4708 | 35.9237 | 38.2647
5248 | 18892800 | 5.4709 | 35.926 | 38.267
5249 | 18896400 | 5.4709 | 35.9283 | 38.2693
5250 | 18900000 | 5.471 | 35.9305 | 38.2716
5251 | 18903600 | 5.4711 | 35.9328 | 38.2738
5252 | 18907200 | 5.4712 | 35.9351 | 38.2761
5253 | 18910800 | 5.4712 | 35.9373 | 38.2784
5254 | 18914400 | 5.4713 | 35.9396 | 38.2806
5255 | 18918000 | 5.4714 | 35.9419 | 38.2829
5256 | 18921600 | 5.4715 | 35.9441 | 38.2852
5257 | 18925200 | 5.4715 | 35.9464 | 38.2875
5258 | 18928800 | 5.4716 | 35.9487 | 38.2897
5259 | 18932400 | 5.4717 | 35.9509 | 38.292
5260 | 18936000 | 5.4718 | 35.9532 | 38.2943
5261 | 18939600 | 5.4718 | 35.9554 | 38.2965
5262 | 18943200 | 5.4719 | 35.9577 | 38.2988
5263 | 18946800 | 5.472 | 35.96 | 38.3011
5264 | 18950400 | 5.4721 | 35.9622 | 38.3033
5265 | 18954000 | 5.4721 | 35.9645 | 38.3056
5266 | 18957600 | 5.4722 | 35.9668 | 38.3079
5267 | 18961200 | 5.4723 | 35.969 | 38.3101
5268 | 18964800 | 5.4724 | 35.9713 | 38.3124
5269 | 18968400 | 5.4724 | 35.9736 | 38.3147
5270 | 18972000 | 5.4725 | 35.9758 | 38.317
5271 | 18975600 | 5.4726 | 35.9781 | 38.3192
5272 | 18979200 | 5.4727 | 35.9803 | 38.3215
5273 | 18982800 | 5.4727 | 35.9826 | 38.3238
5274 | 18986400 | 5.4728 | 35.9849 | 38.326
5275 | 18990000 | 5.4729 | 35.9871 | 38.3283
5276 | 18993600 | 5.473 | 35.9894 | 38.3306
5277 | 18997200 | 5.473 | 35.9916 | 38.3328
5278 | 19000800 | 5.4731 | 35.9939 | 38.3351
5279 | 19004400 | 5.4732 | 35.9962 | 38.3374
5280 | 19008000 | 5.4733 | 35.9984 | 38.3396
5281 | 19011600 | 5.4733 | 36.0007 | 38.3419
5282 | 19015200 | 5.4734 | 36.0029 | 38.3442
5283 | 19018800 | 5.4735 | 36.0052 | 38.3464
5284 | 19022400 | 5.4735 | 36.0075 | 38.3487
5285 | 19026000 | 5.4736 | 36.0097 | 38.3509
5286 | 19029600 | 5.4737 | 36.012 | 38.3532
5287 | 19033200 | 5.4738 | 36.0142 | 38.3555
5288 | 19036800 | 5.4738 | 36.0165 | 38.3577
5289 | 19040400 | 5.4739 | 36.0187 | 38.36
5290 | 19044000 | 5.474 | 36.021 | 38.3623
5291 | 19047600 | 5.4741 | 36.0233 | 38.3645
5292 | 19051200 | 5.4741 | 36.0255 | 38.3668
5293 | 19054800 | 5.4742 | 36.0278 | 38.3691
5294 | 19058400 | 5.4743 | 36.03 | 38.3713
5295 | 19062000 | 5.4744 | 36.0323 | 38.3736
5296 | 19065600 | 5.4744 | 36.0345 | 38.3758
5297 | 19069200 | 5.4745 | 36.0368 | 38.3781
5298 | 19072800 | 5.4746 | 36.0391 | 38.3804
5299 | 19076400 | 5.4747 | 36.0413 | 38.3826
5300 | 19080000 | 5.4747 | 36.0436 | 38.3849
5301 | 19083600 | 5.4748 | 36.0458 | 38.3872
5302 | 19087200 | 5.4749 | 36.0481 | 38.3894
5303 | 19090800 | 5.475 | 36.0503 | 38.3917
5304 | 19094400 | 5.475 | 36.0526 | 38.3939
5305 | 19098000 | 5.4751 | 36.0548 | 38.3962
5306 | 19101600 | 5.4752 | 36.0571 | 38.3985
5307 | 19105200 | 5.4753 | 36.0594 | 38.4007
5308 | 19108800 | 5.4753 | 36.0616 | 38.403
5309 | 19112400 | 5.4754 | 36.0639 | 38.4052
5310 | 19116000 | 5.4755 | 36.0661 | 38.4075
5311 | 19119600 | 5.4755 | 36.0684 | 38.4098
5312 | 19123200 | 5.4756 | 36.0706 | 38.412
5313 | 19126800 | 5.4757 | 36.0729 | 38.4143
5314 | 19130400 | 5.4758 | 36.0751 | 38.4165
5315 | 19134000 | 5.4758 | 36.0774 | 38.4188
5316 | 19137600 | 5.4759 | 36.0796 | 38.4211
5317 | 19141200 | 5.476 | 36.0819 | 38.4233
5318 | 19144800 | 5.4761 | 36.0841 | 38.4256
5319 | 19148400 | 5.4761 | 36.0864 | 38.4278
5320 | 19152000 | 5.4762 | 36.0886 | 38.4301
5321 | 19155600 | 5.4763 | 36.0909 | 38.4323
5322 | 19159200 | 5.4764 | 36.0931 | 38.4346
5323 | 19162800 | 5.4764 | 36.0954 | 38.4369
5324 | 19166400 | 5.4765 | 36.0976 | 38.4391
5325 | 19170000 | 5.4766 | 36.0999 | 38.4414
5326 | 19173600 | 5.4767 | 36.1021 | 38.4436
5327 | 19177200 | 5.4767 | 36.1044 | 38.4459
5328 | 19180800 | 5.4768 | 36.1066 | 38.4481
5329 | 19184400 | 5.4769 | 36.1089 | 38.4504
5330 | 19188000 | 5.4769 | 36.1111 | 38.4527
5331 | 19191600 | 5.477 | 36.1134 | 38.4549
5332 | 19195200 | 5.4771 | 36.1156 | 38.4572
5333 | 19198800 | 5.4772 | 36.1179 | 38.4594
5334 | 19202400 | 5.4772 | 36.1201 | 38.4617
5335 | 19206000 | 5.4773 | 36.1224 | 38.4639
5336 | 19209600 | 5.4774 | 36.1246 | 38.4662
5337 | 19213200 | 5.4775 | 36.1269 | 38.4684
5338 | 19216800 | 5.4775 | 36.1291 | 38.4707
5339 | 19220400 | 5.4776 | 36.1314 | 38.4729
5340 | 19224000 | 5.4777 | 36.1336 | 38.4752
5341 | 19227600 | 5.4778 | 36.1359 | 38.4775
5342 | 19231200 | 5.4778 | 36.1381 | 38.4797
5343 | 19234800 | 5.4779 | 36.1404 | 38.482
5344 | 19238400 | 5.478 | 36.1426 | 38.4842
5345 | 19242000 | 5.478 | 36.1449 | 38.4865
5346 | 19245600 | 5.4781 | 36.1471 | 38.4887
5347 | 19249200 | 5.4782 | 36.1494 | 38.491
5348 | 19252800 | 5.4783 | 36.1516 | 38.4932
5349 | 19256400 | 5.4783 | 36.1538 | 38.4955
5350 | 19260000 | 5.4784 | 36.1561 | 38.4977
5351 | 19263600 | 5.4785 | 36.1583 | 38.5
5352 | 19267200 | 5.4786 | 36.1606 | 38.5022
5353 | 19270800 | 5.4786 | 36.1628 | 38.5045
5354 | 19274400 | 5.4787 | 36.1651 | 38.5067
5355 | 19278000 | 5.4788 | 36.1673 | 38.509
5356 | 19281600 | 5.4788 | 36.1696 | 38.5112
5357 | 19285200 | 5.4789 | 36.1718 | 38.5135
5358 | 19288800 | 5.479 | 36.1741 | 38.5157
5359 | 19292400 | 5.4791 | 36.1763 | 38.518
5360 | 19296000 | 5.4791 | 36.1785 | 38.5202
5361 | 19299600 | 5.4792 | 36.1808 | 38.5225
5362 | 19303200 | 5.4793 | 36.183 | 38.5247
5363 | 19306800 | 5.4794 | 36.1853 | 38.527
5364 | 19310400 | 5.4794 | 36.1875 | 38.5292
5365 | 19314000 | 5.4795 | 36.1898 | 38.5315
5366 | 19317600 | 5.4796 | 36.192 | 38.5337
5367 | 19321200 | 5.4796 | 36.1942 | 38.536
5368 | 19324800 | 5.4797 | 36.1965 | 38.5382
5369 | 19328400 | 5.4798 | 36.1987 | 38.5405
5370 | 19332000 | 5.4799 | 36.201 | 38.5427
5371 | 19335600 | 5.4799 | 36.2032 | 38.545
5372 | 19339200 | 5.48 | 36.2054 | 38.5472
5373 | 19342800 | 5.4801 | 36.2077 | 38.5495
5374 | 19346400 | 5.4802 | 36.2099 | 38.5517
5375 | 19350000 | 5.4802 | 36.2122 | 38.554
5376 | 19353600 | 5.4803 | 36.2144 | 38.5562
5377 | 19357200 | 5.4804 | 36.2166 | 38.5584
5378 | 19360800 | 5.4804 | 36.2189 | 38.5607
5379 | 19364400 | 5.4805 | 36.2211 | 38.5629
5380 | 19368000 | 5.4806 | 36.2234 | 38.5652
5381 | 19371600 | 5.4807 | 36.2256 | 38.5674
5382 | 19375200 | 5.4807 | 36.2278 | 38.5697
5383 | 19378800 | 5.4808 | 36.2301 | 38.5719
5384 | 19382400 | 5.4809 | 36.2323 | 38.5742
5385 | 19386000 | 5.481 | 36.2346 | 38.5764
5386 | 19389600 | 5.481 | 36.2368 | 38.5787
5387 | 19393200 | 5.4811 | 36.239 | 38.5809
5388 | 19396800 | 5.4812 | 36.2413 | 38.5831
5389 | 19400400 | 5.4812 | 36.2435 | 38.5854
5390 | 19404000 | 5.4813 | 36.2458 | 38.5876
5391 | 19407600 | 5.4814 | 36.248 | 38.5899
5392 | 19411200 | 5.4815 | 36.2502 | 38.5921
5393 | 19414800 | 5.4815 | 36.2525 | 38.5944
5394 | 19418400 | 5.4816 | 36.2547 | 38.5966
5395 | 19422000 | 5.4817 | 36.2569 | 38.5988
5396 | 19425600 | 5.4817 | 36.2592 | 38.6011
5397 | 19429200 | 5.4818 | 36.2614 | 38.6033
5398 | 19432800 | 5.4819 | 36.2636 | 38.6056
5399 | 19436400 | 5.482 | 36.2659 | 38.6078
5400 | 19440000 | 5.482 | 36.2681 | 38.6101
5401 | 19443600 | 5.4821 | 36.2704 | 38.6123
5402 | 19447200 | 5.4822 | 36.2726 | 38.6145
5403 | 19450800 | 5.4823 | 36.2748 | 38.6168
5404 | 19454400 | 5.4823 | 36.2771 | 38.619
5405 | 19458000 | 5.4824 | 36.2793 | 38.6213
5406 | 19461600 | 5.4825 | 36.2815 | 38.6235
5407 | 19465200 | 5.4825 | 36.2838 | 38.6257
5408 | 19468800 | 5.4826 | 36.286 | 38.628
5409 | 19472400 | 5.4827 | 36.2882 | 38.6302
5410 | 19476000 | 5.4828 | 36.2905 | 38.6325
5411 | 19479600 | 5.4828 | 36.2927 | 38.6347
5412 | 19483200 | 5.4829 | 36.2949 | 38.6369
5413 | 19486800 | 5.483 | 36.2972 | 38.6392
5414 | 19490400 | 5.483 | 36.2994 | 38.6414
5415 | 19494000 | 5.4831 | 36.3016 | 38.6437
5416 | 19497600 | 5.4832 | 36.3039 | 38.6459
5417 | 19501200 | 5.4833 | 36.3061 | 38.6481
5418 | 19504800 | 5.4833 | 36.3083 | 38.6504
5419 | 19508400 | 5.4834 | 36.3106 | 38.6526
5420 | 19512000 | 5.4835 | 36.3128 | 38.6548
5421 | 19515600 | 5.4835 | 36.315 | 38.6571
5422 | 19519200 | 5.4836 | 36.3173 | 38.6593
5423 | 19522800 | 5.4837 | 36.3195 | 38.6616
5424 | 19526400 | 5.4838 | 36.3217 | 38.6638
5425 | 19530000 | 5.4838 | 36.3239 | 38.666
5426 | 19533600 | 5.4839 | 36.3262 | 38.6683
5427 | 19537200 | 5.484 | 36.3284 | 38.6705
5428 | 19540800 | 5.484 | 36.3306 | 38.6727
5429 | 19544400 | 5.4841 | 36.3329 | 38.675
5430 | 19548000 | 5.4842 | 36.3351 | 38.6772
5431 | 19551600 | 5.4843 | 36.3373 | 38.6794
5432 | 19555200 | 5.4843 | 36.3396 | 38.6817
5433 | 19558800 | 5.4844 | 36.3418 | 38.6839
5434 | 19562400 | 5.4845 | 36.344 | 38.6861
5435 | 19566000 | 5.4845 | 36.3462 | 38.6884
5436 | 19569600 | 5.4846 | 36.3485 | 38.6906
5437 | 19573200 | 5.4847 | 36.3507 | 38.6929
5438 | 19576800 | 5.4848 | 36.3529 | 38.6951
5439 | 19580400 | 5.4848 | 36.3552 | 38.6973
5440 | 19584000 | 5.4849 | 36.3574 | 38.6996
5441 | 19587600 | 5.485 | 36.3596 | 38.7018
5442 | 19591200 | 5.485 | 36.3618 | 38.704
5443 | 19594800 | 5.4851 | 36.3641 | 38.7063
5444 | 19598400 | 5.4852 | 36.3663 | 38.7085
5445 | 19602000 | 5.4853 | 36.3685 | 38.7107
5446 | 19605600 | 5.4853 | 36.3707 | 38.713
5447 | 19609200 | 5.4854 | 36.373 | 38.7152
5448 | 19612800 | 5.4855 | 36.3752 | 38.7174
5449 | 19616400 | 5.4855 | 36.3774 | 38.7196
5450 | 19620000 | 5.4856 | 36.3796 | 38.7219
5451 | 19623600 | 5.4857 | 36.3819 | 38.7241
5452 | 19627200 | 5.4858 | 36.3841 | 38.7263
5453 | 19630800 | 5.4858 | 36.3863 | 38.7286
5454 | 19634400 | 5.4859 | 36.3885 | 38.7308
5455 | 19638000 | 5.486 | 36.3908 | 38.733
5456 | 19641600 | 5.486 | 36.393 | 38.7353
5457 | 19645200 | 5.4861 | 36.3952 | 38.7375
5458 | 19648800 | 5.4862 | 36.3974 | 38.7397
5459 | 19652400 | 5.4863 | 36.3997 | 38.742
5460 | 19656000 | 5.4863 | 36.4019 | 38.7442
5461 | 19659600 | 5.4864 | 36.4041 | 38.7464
5462 | 19663200 | 5.4865 | 36.4063 | 38.7486
5463 | 19666800 | 5.4865 | 36.4086 | 38.7509
5464 | 19670400 | 5.4866 | 36.4108 | 38.7531
5465 | 19674000 | 5.4867 | 36.413 | 38.7553
5466 | 19677600 | 5.4867 | 36.4152 | 38.7576
5467 | 19681200 | 5.4868 | 36.4175 | 38.7598
5468 | 19684800 | 5.4869 | 36.4197 | 38.762
5469 | 19688400 | 5.487 | 36.4219 | 38.7642
5470 | 19692000 | 5.487 | 36.4241 | 38.7665
5471 | 19695600 | 5.4871 | 36.4263 | 38.7687
5472 | 19699200 | 5.4872 | 36.4286 | 38.7709
5473 | 19702800 | 5.4872 | 36.4308 | 38.7732
5474 | 19706400 | 5.4873 | 36.433 | 38.7754
5475 | 19710000 | 5.4874 | 36.4352 | 38.7776
5476 | 19713600 | 5.4875 | 36.4375 | 38.7798
5477 | 19717200 | 5.4875 | 36.4397 | 38.7821
5478 | 19720800 | 5.4876 | 36.4419 | 38.7843
5479 | 19724400 | 5.4877 | 36.4441 | 38.7865
5480 | 19728000 | 5.4877 | 36.4463 | 38.7887
5481 | 19731600 | 5.4878 | 36.4486 | 38.791
5482 | 19735200 | 5.4879 | 36.4508 | 38.7932
5483 | 19738800 | 5.4879 | 36.453 | 38.7954
5484 | 19742400 | 5.488 | 36.4552 | 38.7976
5485 | 19746000 | 5.4881 | 36.4574 | 38.7999
5486 | 19749600 | 5.4882 | 36.4596 | 38.8021
5487 | 19753200 | 5.4882 | 36.4619 | 38.8043
5488 | 19756800 | 5.4883 | 36.4641 | 38.8065
5489 | 19760400 | 5.4884 | 36.4663 | 38.8088
5490 | 19764000 | 5.4884 | 36.4685 | 38.811
5491 | 19767600 | 5.4885 | 36.4707 | 38.8132
5492 | 19771200 | 5.4886 | 36.473 | 38.8154
5493 | 19774800 | 5.4887 | 36.4752 | 38.8177
5494 | 19778400 | 5.4887 | 36.4774 | 38.8199
5495 | 19782000 | 5.4888 | 36.4796 | 38.8221
5496 | 19785600 | 5.4889 | 36.4818 | 38.8243
5497 | 19789200 | 5.4889 | 36.484 | 38.8265
5498 | 19792800 | 5.489 | 36.4863 | 38.8288
5499 | 19796400 | 5.4891 | 36.4885 | 38.831
5500 | 19800000 | 5.4891 | 36.4907 | 38.8332
5501 | 19803600 | 5.4892 | 36.4929 | 38.8354
5502 | 19807200 | 5.4893 | 36.4951 | 38.8377
5503 | 19810800 | 5.4894 | 36.4973 | 38.8399
5504 | 19814400 | 5.4894 | 36.4996 | 38.8421
5505 | 19818000 | 5.4895 | 36.5018 | 38.8443
5506 | 19821600 | 5.4896 | 36.504 | 38.8465
5507 | 19825200 | 5.4896 | 36.5062 | 38.8488
5508 | 19828800 | 5.4897 | 36.5084 | 38.851
5509 | 19832400 | 5.4898 | 36.5106 | 38.8532
5510 | 19836000 | 5.4898 | 36.5128 | 38.8554
5511 | 19839600 | 5.4899 | 36.5151 | 38.8576
5512 | 19843200 | 5.49 | 36.5173 | 38.8599
5513 | 19846800 | 5.4901 | 36.5195 | 38.8621
5514 | 19850400 | 5.4901 | 36.5217 | 38.8643
5515 | 19854000 | 5.4902 | 36.5239 | 38.8665
5516 | 19857600 | 5.4903 | 36.5261 | 38.8687
5517 | 19861200 | 5.4903 | 36.5283 | 38.871
5518 | 19864800 | 5.4904 | 36.5305 | 38.8732
5519 | 19868400 | 5.4905 | 36.5328 | 38.8754
5520 | 19872000 | 5.4905 | 36.535 | 38.8776
5521 | 19875600 | 5.4906 | 36.5372 | 38.8798
5522 | 19879200 | 5.4907 | 36.5394 | 38.882
5523 | 19882800 | 5.4908 | 36.5416 | 38.8843
5524 | 19886400 | 5.4908 | 36.5438 | 38.8865
5525 | 19890000 | 5.4909 | 36.546 | 38.8887
5526 | 19893600 | 5.491 | 36.5482 | 38.8909
5527 | 19897200 | 5.491 | 36.5505 | 38.8931
5528 | 19900800 | 5.4911 | 36.5527 | 38.8954
5529 | 19904400 | 5.4912 | 36.5549 | 38.8976
5530 | 19908000 | 5.4912 | 36.5571 | 38.8998
5531 | 19911600 | 5.4913 | 36.5593 | 38.902
5532 | 19915200 | 5.4914 | 36.5615 | 38.9042
5533 | 19918800 | 5.4914 | 36.5637 | 38.9064
5534 | 19922400 | 5.4915 | 36.5659 | 38.9086
5535 | 19926000 | 5.4916 | 36.5681 | 38.9109
5536 | 19929600 | 5.4917 | 36.5703 | 38.9131
5537 | 19933200 | 5.4917 | 36.5726 | 38.9153
5538 | 19936800 | 5.4918 | 36.5748 | 38.9175
5539 | 19940400 | 5.4919 | 36.577 | 38.9197
5540 | 19944000 | 5.4919 | 36.5792 | 38.9219
5541 | 19947600 | 5.492 | 36.5814 | 38.9241
5542 | 19951200 | 5.4921 | 36.5836 | 38.9264
5543 | 19954800 | 5.4921 | 36.5858 | 38.9286
5544 | 19958400 | 5.4922 | 36.588 | 38.9308
5545 | 19962000 | 5.4923 | 36.5902 | 38.933
5546 | 19965600 | 5.4923 | 36.5924 | 38.9352
5547 | 19969200 | 5.4924 | 36.5946 | 38.9374
5548 | 19972800 | 5.4925 | 36.5968 | 38.9396
5549 | 19976400 | 5.4926 | 36.599 | 38.9419
5550 | 19980000 | 5.4926 | 36.6013 | 38.9441
5551 | 19983600 | 5.4927 | 36.6035 | 38.9463
5552 | 19987200 | 5.4928 | 36.6057 | 38.9485
5553 | 19990800 | 5.4928 | 36.6079 | 38.9507
5554 | 19994400 | 5.4929 | 36.6101 | 38.9529
5555 | 19998000 | 5.493 | 36.6123 | 38.9551
5556 | 20001600 | 5.493 | 36.6145 | 38.9573
5557 | 20005200 | 5.4931 | 36.6167 | 38.9595
5558 | 20008800 | 5.4932 | 36.6189 | 38.9618
5559 | 20012400 | 5.4932 | 36.6211 | 38.964
5560 | 20016000 | 5.4933 | 36.6233 | 38.9662
5561 | 20019600 | 5.4934 | 36.6255 | 38.9684
5562 | 20023200 | 5.4935 | 36.6277 | 38.9706
5563 | 20026800 | 5.4935 | 36.6299 | 38.9728
5564 | 20030400 | 5.4936 | 36.6321 | 38.975
5565 | 20034000 | 5.4937 | 36.6343 | 38.9772
5566 | 20037600 | 5.4937 | 36.6365 | 38.9794
5567 | 20041200 | 5.4938 | 36.6387 | 38.9816
5568 | 20044800 | 5.4939 | 36.6409 | 38.9839
5569 | 20048400 | 5.4939 | 36.6431 | 38.9861
5570 | 20052000 | 5.494 | 36.6453 | 38.9883
5571 | 20055600 | 5.4941 | 36.6475 | 38.9905
5572 | 20059200 | 5.4941 | 36.6498 | 38.9927
5573 | 20062800 | 5.4942 | 36.652 | 38.9949
5574 | 20066400 | 5.4943 | 36.6542 | 38.9971
5575 | 20070000 | 5.4943 | 36.6564 | 38.9993
5576 | 20073600 | 5.4944 | 36.6586 | 39.0015
5577 | 20077200 | 5.4945 | 36.6608 | 39.0037
5578 | 20080800 | 5.4946 | 36.663 | 39.0059
5579 | 20084400 | 5.4946 | 36.6652 | 39.0081
5580 | 20088000 | 5.4947 | 36.6674 | 39.0103
5581 | 20091600 | 5.4948 | 36.6696 | 39.0126
5582 | 20095200 | 5.4948 | 36.6718 | 39.0148
5583 | 20098800 | 5.4949 | 36.674 | 39.017
5584 | 20102400 | 5.495 | 36.6762 | 39.0192
5585 | 20106000 | 5.495 | 36.6784 | 39.0214
5586 | 20109600 | 5.4951 | 36.6806 | 39.0236
5587 | 20113200 | 5.4952 | 36.6828 | 39.0258
5588 | 20116800 | 5.4952 | 36.685 | 39.028
5589 | 20120400 | 5.4953 | 36.6872 | 39.0302
5590 | 20124000 | 5.4954 | 36.6894 | 39.0324
5591 | 20127600 | 5.4954 | 36.6916 | 39.0346
5592 | 20131200 | 5.4955 | 36.6938 | 39.0368
5593 | 20134800 | 5.4956 | 36.696 | 39.039
5594 | 20138400 | 5.4957 | 36.6982 | 39.0412
5595 | 20142000 | 5.4957 | 36.7004 | 39.0434
5596 | 20145600 | 5.4958 | 36.7026 | 39.0456
5597 | 20149200 | 5.4959 | 36.7047 | 39.0478
5598 | 20152800 | 5.4959 | 36.7069 | 39.05
5599 | 20156400 | 5.496 | 36.7091 | 39.0522
5600 | 20160000 | 5.4961 | 36.7113 | 39.0544
5601 | 20163600 | 5.4961 | 36.7135 | 39.0566
5602 | 20167200 | 5.4962 | 36.7157 | 39.0588
5603 | 20170800 | 5.4963 | 36.7179 | 39.061
5604 | 20174400 | 5.4963 | 36.7201 | 39.0632
5605 | 20178000 | 5.4964 | 36.7223 | 39.0655
5606 | 20181600 | 5.4965 | 36.7245 | 39.0677
5607 | 20185200 | 5.4965 | 36.7267 | 39.0699
5608 | 20188800 | 5.4966 | 36.7289 | 39.0721
5609 | 20192400 | 5.4967 | 36.7311 | 39.0743
5610 | 20196000 | 5.4967 | 36.7333 | 39.0765
5611 | 20199600 | 5.4968 | 36.7355 | 39.0787
5612 | 20203200 | 5.4969 | 36.7377 | 39.0809
5613 | 20206800 | 5.4969 | 36.7399 | 39.0831
5614 | 20210400 | 5.497 | 36.7421 | 39.0853
5615 | 20214000 | 5.4971 | 36.7443 | 39.0875
5616 | 20217600 | 5.4972 | 36.7465 | 39.0897
5617 | 20221200 | 5.4972 | 36.7487 | 39.0919
5618 | 20224800 | 5.4973 | 36.7509 | 39.0941
5619 | 20228400 | 5.4974 | 36.7531 | 39.0963
5620 | 20232000 | 5.4974 | 36.7552 | 39.0985
5621 | 20235600 | 5.4975 | 36.7574 | 39.1007
5622 | 20239200 | 5.4976 | 36.7596 | 39.1029
5623 | 20242800 | 5.4976 | 36.7618 | 39.1051
5624 | 20246400 | 5.4977 | 36.764 | 39.1073
5625 | 20250000 | 5.4978 | 36.7662 | 39.1094
5626 | 20253600 | 5.4978 | 36.7684 | 39.1116
5627 | 20257200 | 5.4979 | 36.7706 | 39.1138
5628 | 20260800 | 5.498 | 36.7728 | 39.116
5629 | 20264400 | 5.498 | 36.775 | 39.1182
5630 | 20268000 | 5.4981 | 36.7772 | 39.1204
5631 | 20271600 | 5.4982 | 36.7794 | 39.1226
5632 | 20275200 | 5.4982 | 36.7816 | 39.1248
5633 | 20278800 | 5.4983 | 36.7837 | 39.127
5634 | 20282400 | 5.4984 | 36.7859 | 39.1292
5635 | 20286000 | 5.4984 | 36.7881 | 39.1314
5636 | 20289600 | 5.4985 | 36.7903 | 39.1336
5637 | 20293200 | 5.4986 | 36.7925 | 39.1358
5638 | 20296800 | 5.4986 | 36.7947 | 39.138
5639 | 20300400 | 5.4987 | 36.7969 | 39.1402
5640 | 20304000 | 5.4988 | 36.7991 | 39.1424
5641 | 20307600 | 5.4988 | 36.8013 | 39.1446
5642 | 20311200 | 5.4989 | 36.8035 | 39.1468
5643 | 20314800 | 5.499 | 36.8056 | 39.149
5644 | 20318400 | 5.4991 | 36.8078 | 39.1512
5645 | 20322000 | 5.4991 | 36.81 | 39.1534
5646 | 20325600 | 5.4992 | 36.8122 | 39.1556
5647 | 20329200 | 5.4993 | 36.8144 | 39.1578
5648 | 20332800 | 5.4993 | 36.8166 | 39.16
5649 | 20336400 | 5.4994 | 36.8188 | 39.1621
5650 | 20340000 | 5.4995 | 36.821 | 39.1643
5651 | 20343600 | 5.4995 | 36.8231 | 39.1665
5652 | 20347200 | 5.4996 | 36.8253 | 39.1687
5653 | 20350800 | 5.4997 | 36.8275 | 39.1709
5654 | 20354400 | 5.4997 | 36.8297 | 39.1731
5655 | 20358000 | 5.4998 | 36.8319 | 39.1753
5656 | 20361600 | 5.4999 | 36.8341 | 39.1775
5657 | 20365200 | 5.4999 | 36.8363 | 39.1797
5658 | 20368800 | 5.5 | 36.8385 | 39.1819
5659 | 20372400 | 5.5001 | 36.8406 | 39.1841
5660 | 20376000 | 5.5001 | 36.8428 | 39.1863
5661 | 20379600 | 5.5002 | 36.845 | 39.1885
5662 | 20383200 | 5.5003 | 36.8472 | 39.1906
5663 | 20386800 | 5.5003 | 36.8494 | 39.1928
5664 | 20390400 | 5.5004 | 36.8516 | 39.195
5665 | 20394000 | 5.5005 | 36.8538 | 39.1972
5666 | 20397600 | 5.5005 | 36.8559 | 39.1994
5667 | 20401200 | 5.5006 | 36.8581 | 39.2016
5668 | 20404800 | 5.5007 | 36.8603 | 39.2038
5669 | 20408400 | 5.5007 | 36.8625 | 39.206
5670 | 20412000 | 5.5008 | 36.8647 | 39.2082
5671 | 20415600 | 5.5009 | 36.8669 | 39.2104
5672 | 20419200 | 5.5009 | 36.869 | 39.2125
5673 | 20422800 | 5.501 | 36.8712 | 39.2147
5674 | 20426400 | 5.5011 | 36.8734 | 39.2169
5675 | 20430000 | 5.5011 | 36.8756 | 39.2191
5676 | 20433600 | 5.5012 | 36.8778 | 39.2213
5677 | 20437200 | 5.5013 | 36.88 | 39.2235
5678 | 20440800 | 5.5013 | 36.8821 | 39.2257
5679 | 20444400 | 5.5014 | 36.8843 | 39.2279
5680 | 20448000 | 5.5015 | 36.8865 | 39.2301
5681 | 20451600 | 5.5015 | 36.8887 | 39.2322
5682 | 20455200 | 5.5016 | 36.8909 | 39.2344
5683 | 20458800 | 5.5017 | 36.8931 | 39.2366
5684 | 20462400 | 5.5017 | 36.8952 | 39.2388
5685 | 20466000 | 5.5018 | 36.8974 | 39.241
5686 | 20469600 | 5.5019 | 36.8996 | 39.2432
5687 | 20473200 | 5.5019 | 36.9018 | 39.2454
5688 | 20476800 | 5.502 | 36.904 | 39.2476
5689 | 20480400 | 5.5021 | 36.9061 | 39.2497
5690 | 20484000 | 5.5021 | 36.9083 | 39.2519
5691 | 20487600 | 5.5022 | 36.9105 | 39.2541
5692 | 20491200 | 5.5023 | 36.9127 | 39.2563
5693 | 20494800 | 5.5023 | 36.9149 | 39.2585
5694 | 20498400 | 5.5024 | 36.917 | 39.2607
5695 | 20502000 | 5.5025 | 36.9192 | 39.2629
5696 | 20505600 | 5.5025 | 36.9214 | 39.265
5697 | 20509200 | 5.5026 | 36.9236 | 39.2672
5698 | 20512800 | 5.5027 | 36.9258 | 39.2694
5699 | 20516400 | 5.5027 | 36.9279 | 39.2716
5700 | 20520000 | 5.5028 | 36.9301 | 39.2738
5701 | 20523600 | 5.5029 | 36.9323 | 39.276
5702 | 20527200 | 5.5029 | 36.9345 | 39.2781
5703 | 20530800 | 5.503 | 36.9367 | 39.2803
5704 | 20534400 | 5.5031 | 36.9388 | 39.2825
5705 | 20538000 | 5.5031 | 36.941 | 39.2847
5706 | 20541600 | 5.5032 | 36.9432 | 39.2869
5707 | 20545200 | 5.5033 | 36.9454 | 39.2891
5708 | 20548800 | 5.5033 | 36.9475 | 39.2912
5709 | 20552400 | 5.5034 | 36.9497 | 39.2934
5710 | 20556000 | 5.5035 | 36.9519 | 39.2956
5711 | 20559600 | 5.5035 | 36.9541 | 39.2978
5712 | 20563200 | 5.5036 | 36.9562 | 39.3
5713 | 20566800 | 5.5037 | 36.9584 | 39.3022
5714 | 20570400 | 5.5037 | 36.9606 | 39.3043
5715 | 20574000 | 5.5038 | 36.9628 | 39.3065
5716 | 20577600 | 5.5039 | 36.9649 | 39.3087
5717 | 20581200 | 5.5039 | 36.9671 | 39.3109
5718 | 20584800 | 5.504 | 36.9693 | 39.3131
5719 | 20588400 | 5.5041 | 36.9715 | 39.3152
5720 | 20592000 | 5.5041 | 36.9737 | 39.3174
5721 | 20595600 | 5.5042 | 36.9758 | 39.3196
5722 | 20599200 | 5.5043 | 36.978 | 39.3218
5723 | 20602800 | 5.5043 | 36.9802 | 39.324
5724 | 20606400 | 5.5044 | 36.9823 | 39.3261
5725 | 20610000 | 5.5045 | 36.9845 | 39.3283
5726 | 20613600 | 5.5045 | 36.9867 | 39.3305
5727 | 20617200 | 5.5046 | 36.9889 | 39.3327
5728 | 20620800 | 5.5047 | 36.991 | 39.3349
5729 | 20624400 | 5.5047 | 36.9932 | 39.337
5730 | 20628000 | 5.5048 | 36.9954 | 39.3392
5731 | 20631600 | 5.5049 | 36.9976 | 39.3414
5732 | 20635200 | 5.5049 | 36.9997 | 39.3436
5733 | 20638800 | 5.505 | 37.0019 | 39.3458
5734 | 20642400 | 5.5051 | 37.0041 | 39.3479
5735 | 20646000 | 5.5051 | 37.0063 | 39.3501
5736 | 20649600 | 5.5052 | 37.0084 | 39.3523
5737 | 20653200 | 5.5053 | 37.0106 | 39.3545
5738 | 20656800 | 5.5053 | 37.0128 | 39.3566
5739 | 20660400 | 5.5054 | 37.0149 | 39.3588
5740 | 20664000 | 5.5055 | 37.0171 | 39.361
5741 | 20667600 | 5.5055 | 37.0193 | 39.3632
5742 | 20671200 | 5.5056 | 37.0215 | 39.3653
5743 | 20674800 | 5.5057 | 37.0236 | 39.3675
5744 | 20678400 | 5.5057 | 37.0258 | 39.3697
5745 | 20682000 | 5.5058 | 37.028 | 39.3719
5746 | 20685600 | 5.5058 | 37.0301 | 39.374
5747 | 20689200 | 5.5059 | 37.0323 | 39.3762
5748 | 20692800 | 5.506 | 37.0345 | 39.3784
5749 | 20696400 | 5.506 | 37.0366 | 39.3806
5750 | 20700000 | 5.5061 | 37.0388 | 39.3828
5751 | 20703600 | 5.5062 | 37.041 | 39.3849
5752 | 20707200 | 5.5062 | 37.0432 | 39.3871
5753 | 20710800 | 5.5063 | 37.0453 | 39.3893
5754 | 20714400 | 5.5064 | 37.0475 | 39.3914
5755 | 20718000 | 5.5064 | 37.0497 | 39.3936
5756 | 20721600 | 5.5065 | 37.0518 | 39.3958
5757 | 20725200 | 5.5066 | 37.054 | 39.398
5758 | 20728800 | 5.5066 | 37.0562 | 39.4001
5759 | 20732400 | 5.5067 | 37.0583 | 39.4023
5760 | 20736000 | 5.5068 | 37.0605 | 39.4045
5761 | 20739600 | 5.5068 | 37.0627 | 39.4067
5762 | 20743200 | 5.5069 | 37.0648 | 39.4088
5763 | 20746800 | 5.507 | 37.067 | 39.411
5764 | 20750400 | 5.507 | 37.0692 | 39.4132
5765 | 20754000 | 5.5071 | 37.0713 | 39.4154
5766 | 20757600 | 5.5072 | 37.0735 | 39.4175
5767 | 20761200 | 5.5072 | 37.0757 | 39.4197
5768 | 20764800 | 5.5073 | 37.0778 | 39.4219
5769 | 20768400 | 5.5074 | 37.08 | 39.424
5770 | 20772000 | 5.5074 | 37.0822 | 39.4262
5771 | 20775600 | 5.5075 | 37.0843 | 39.4284
5772 | 20779200 | 5.5076 | 37.0865 | 39.4306
5773 | 20782800 | 5.5076 | 37.0887 | 39.4327
5774 | 20786400 | 5.5077 | 37.0908 | 39.4349
5775 | 20790000 | 5.5078 | 37.093 | 39.4371
5776 | 20793600 | 5.5078 | 37.0952 | 39.4392
5777 | 20797200 | 5.5079 | 37.0973 | 39.4414
5778 | 20800800 | 5.5079 | 37.0995 | 39.4436
5779 | 20804400 | 5.508 | 37.1017 | 39.4457
5780 | 20808000 | 5.5081 | 37.1038 | 39.4479
5781 | 20811600 | 5.5081 | 37.106 | 39.4501
5782 | 20815200 | 5.5082 | 37.1081 | 39.4523
5783 | 20818800 | 5.5083 | 37.1103 | 39.4544
5784 | 20822400 | 5.5083 | 37.1125 | 39.4566
5785 | 20826000 | 5.5084 | 37.1146 | 39.4588
5786 | 20829600 | 5.5085 | 37.1168 | 39.4609
5787 | 20833200 | 5.5085 | 37.119 | 39.4631
5788 | 20836800 | 5.5086 | 37.1211 | 39.4653
5789 | 20840400 | 5.5087 | 37.1233 | 39.4674
5790 | 20844000 | 5.5087 | 37.1255 | 39.4696
5791 | 20847600 | 5.5088 | 37.1276 | 39.4718
5792 | 20851200 | 5.5089 | 37.1298 | 39.4739
5793 | 20854800 | 5.5089 | 37.1319 | 39.4761
5794 | 20858400 | 5.509 | 37.1341 | 39.4783
5795 | 20862000 | 5.5091 | 37.1363 | 39.4804
5796 | 20865600 | 5.5091 | 37.1384 | 39.4826
5797 | 20869200 | 5.5092 | 37.1406 | 39.4848
5798 | 20872800 | 5.5092 | 37.1427 | 39.4869
5799 | 20876400 | 5.5093 | 37.1449 | 39.4891
5800 | 20880000 | 5.5094 | 37.1471 | 39.4913
5801 | 20883600 | 5.5094 | 37.1492 | 39.4934
5802 | 20887200 | 5.5095 | 37.1514 | 39.4956
5803 | 20890800 | 5.5096 | 37.1535 | 39.4978
5804 | 20894400 | 5.5096 | 37.1557 | 39.4999
5805 | 20898000 | 5.5097 | 37.1579 | 39.5021
5806 | 20901600 | 5.5098 | 37.16 | 39.5043
5807 | 20905200 | 5.5098 | 37.1622 | 39.5064
5808 | 20908800 | 5.5099 | 37.1643 | 39.5086
5809 | 20912400 | 5.51 | 37.1665 | 39.5108
5810 | 20916000 | 5.51 | 37.1687 | 39.5129
5811 | 20919600 | 5.5101 | 37.1708 | 39.5151
5812 | 20923200 | 5.5102 | 37.173 | 39.5172
5813 | 20926800 | 5.5102 | 37.1751 | 39.5194
5814 | 20930400 | 5.5103 | 37.1773 | 39.5216
5815 | 20934000 | 5.5103 | 37.1795 | 39.5237
5816 | 20937600 | 5.5104 | 37.1816 | 39.5259
5817 | 20941200 | 5.5105 | 37.1838 | 39.5281
5818 | 20944800 | 5.5105 | 37.1859 | 39.5302
5819 | 20948400 | 5.5106 | 37.1881 | 39.5324
5820 | 20952000 | 5.5107 | 37.1902 | 39.5346
5821 | 20955600 | 5.5107 | 37.1924 | 39.5367
5822 | 20959200 | 5.5108 | 37.1946 | 39.5389
5823 | 20962800 | 5.5109 | 37.1967 | 39.541
5824 | 20966400 | 5.5109 | 37.1989 | 39.5432
5825 | 20970000 | 5.511 | 37.201 | 39.5454
5826 | 20973600 | 5.5111 | 37.2032 | 39.5475
5827 | 20977200 | 5.5111 | 37.2053 | 39.5497
5828 | 20980800 | 5.5112 | 37.2075 | 39.5518
5829 | 20984400 | 5.5113 | 37.2096 | 39.554
5830 | 20988000 | 5.5113 | 37.2118 | 39.5562
5831 | 20991600 | 5.5114 | 37.214 | 39.5583
5832 | 20995200 | 5.5114 | 37.2161 | 39.5605
5833 | 20998800 | 5.5115 | 37.2183 | 39.5626
5834 | 21002400 | 5.5116 | 37.2204 | 39.5648
5835 | 21006000 | 5.5116 | 37.2226 | 39.567
5836 | 21009600 | 5.5117 | 37.2247 | 39.5691
5837 | 21013200 | 5.5118 | 37.2269 | 39.5713
5838 | 21016800 | 5.5118 | 37.229 | 39.5734
5839 | 21020400 | 5.5119 | 37.2312 | 39.5756
5840 | 21024000 | 5.512 | 37.2333 | 39.5778
5841 | 21027600 | 5.512 | 37.2355 | 39.5799
5842 | 21031200 | 5.5121 | 37.2376 | 39.5821
5843 | 21034800 | 5.5122 | 37.2398 | 39.5842
5844 | 21038400 | 5.5122 | 37.242 | 39.5864
5845 | 21042000 | 5.5123 | 37.2441 | 39.5886
5846 | 21045600 | 5.5123 | 37.2463 | 39.5907
5847 | 21049200 | 5.5124 | 37.2484 | 39.5929
5848 | 21052800 | 5.5125 | 37.2506 | 39.595
5849 | 21056400 | 5.5125 | 37.2527 | 39.5972
5850 | 21060000 | 5.5126 | 37.2549 | 39.5993
5851 | 21063600 | 5.5127 | 37.257 | 39.6015
5852 | 21067200 | 5.5127 | 37.2592 | 39.6037
5853 | 21070800 | 5.5128 | 37.2613 | 39.6058
5854 | 21074400 | 5.5129 | 37.2635 | 39.608
5855 | 21078000 | 5.5129 | 37.2656 | 39.6101
5856 | 21081600 | 5.513 | 37.2678 | 39.6123
5857 | 21085200 | 5.5131 | 37.2699 | 39.6144
5858 | 21088800 | 5.5131 | 37.2721 | 39.6166
5859 | 21092400 | 5.5132 | 37.2742 | 39.6187
5860 | 21096000 | 5.5132 | 37.2764 | 39.6209
5861 | 21099600 | 5.5133 | 37.2785 | 39.6231
5862 | 21103200 | 5.5134 | 37.2807 | 39.6252
5863 | 21106800 | 5.5134 | 37.2828 | 39.6274
5864 | 21110400 | 5.5135 | 37.285 | 39.6295
5865 | 21114000 | 5.5136 | 37.2871 | 39.6317
5866 | 21117600 | 5.5136 | 37.2893 | 39.6338
5867 | 21121200 | 5.5137 | 37.2914 | 39.636
5868 | 21124800 | 5.5138 | 37.2936 | 39.6381
5869 | 21128400 | 5.5138 | 37.2957 | 39.6403
5870 | 21132000 | 5.5139 | 37.2979 | 39.6424
5871 | 21135600 | 5.5139 | 37.3 | 39.6446
5872 | 21139200 | 5.514 | 37.3022 | 39.6468
5873 | 21142800 | 5.5141 | 37.3043 | 39.6489
5874 | 21146400 | 5.5141 | 37.3065 | 39.6511
5875 | 21150000 | 5.5142 | 37.3086 | 39.6532
5876 | 21153600 | 5.5143 | 37.3107 | 39.6554
5877 | 21157200 | 5.5143 | 37.3129 | 39.6575
5878 | 21160800 | 5.5144 | 37.315 | 39.6597
5879 | 21164400 | 5.5145 | 37.3172 | 39.6618
5880 | 21168000 | 5.5145 | 37.3193 | 39.664
5881 | 21171600 | 5.5146 | 37.3215 | 39.6661
5882 | 21175200 | 5.5146 | 37.3236 | 39.6683
5883 | 21178800 | 5.5147 | 37.3258 | 39.6704
5884 | 21182400 | 5.5148 | 37.3279 | 39.6726
5885 | 21186000 | 5.5148 | 37.3301 | 39.6747
5886 | 21189600 | 5.5149 | 37.3322 | 39.6769
5887 | 21193200 | 5.515 | 37.3344 | 39.679
5888 | 21196800 | 5.515 | 37.3365 | 39.6812
5889 | 21200400 | 5.5151 | 37.3386 | 39.6833
5890 | 21204000 | 5.5152 | 37.3408 | 39.6855
5891 | 21207600 | 5.5152 | 37.3429 | 39.6876
5892 | 21211200 | 5.5153 | 37.3451 | 39.6898
5893 | 21214800 | 5.5153 | 37.3472 | 39.6919
5894 | 21218400 | 5.5154 | 37.3494 | 39.6941
5895 | 21222000 | 5.5155 | 37.3515 | 39.6962
5896 | 21225600 | 5.5155 | 37.3537 | 39.6984
5897 | 21229200 | 5.5156 | 37.3558 | 39.7005
5898 | 21232800 | 5.5157 | 37.3579 | 39.7027
5899 | 21236400 | 5.5157 | 37.3601 | 39.7048
5900 | 21240000 | 5.5158 | 37.3622 | 39.707
5901 | 21243600 | 5.5159 | 37.3644 | 39.7091
5902 | 21247200 | 5.5159 | 37.3665 | 39.7113
5903 | 21250800 | 5.516 | 37.3687 | 39.7134
5904 | 21254400 | 5.516 | 37.3708 | 39.7156
5905 | 21258000 | 5.5161 | 37.3729 | 39.7177
5906 | 21261600 | 5.5162 | 37.3751 | 39.7199
5907 | 21265200 | 5.5162 | 37.3772 | 39.722
5908 | 21268800 | 5.5163 | 37.3794 | 39.7241
5909 | 21272400 | 5.5164 | 37.3815 | 39.7263
5910 | 21276000 | 5.5164 | 37.3836 | 39.7284
5911 | 21279600 | 5.5165 | 37.3858 | 39.7306
5912 | 21283200 | 5.5165 | 37.3879 | 39.7327
5913 | 21286800 | 5.5166 | 37.3901 | 39.7349
5914 | 21290400 | 5.5167 | 37.3922 | 39.737
5915 | 21294000 | 5.5167 | 37.3944 | 39.7392
5916 | 21297600 | 5.5168 | 37.3965 | 39.7413
5917 | 21301200 | 5.5169 | 37.3986 | 39.7435
5918 | 21304800 | 5.5169 | 37.4008 | 39.7456
5919 | 21308400 | 5.517 | 37.4029 | 39.7478
5920 | 21312000 | 5.517 | 37.4051 | 39.7499
5921 | 21315600 | 5.5171 | 37.4072 | 39.752
5922 | 21319200 | 5.5172 | 37.4093 | 39.7542
5923 | 21322800 | 5.5172 | 37.4115 | 39.7563
5924 | 21326400 | 5.5173 | 37.4136 | 39.7585
5925 | 21330000 | 5.5174 | 37.4157 | 39.7606
5926 | 21333600 | 5.5174 | 37.4179 | 39.7628
5927 | 21337200 | 5.5175 | 37.42 | 39.7649
5928 | 21340800 | 5.5176 | 37.4222 | 39.767
5929 | 21344400 | 5.5176 | 37.4243 | 39.7692
5930 | 21348000 | 5.5177 | 37.4264 | 39.7713
5931 | 21351600 | 5.5177 | 37.4286 | 39.7735
5932 | 21355200 | 5.5178 | 37.4307 | 39.7756
5933 | 21358800 | 5.5179 | 37.4328 | 39.7778
5934 | 21362400 | 5.5179 | 37.435 | 39.7799
5935 | 21366000 | 5.518 | 37.4371 | 39.782
5936 | 21369600 | 5.5181 | 37.4393 | 39.7842
5937 | 21373200 | 5.5181 | 37.4414 | 39.7863
5938 | 21376800 | 5.5182 | 37.4435 | 39.7885
5939 | 21380400 | 5.5182 | 37.4457 | 39.7906
5940 | 21384000 | 5.5183 | 37.4478 | 39.7928
5941 | 21387600 | 5.5184 | 37.4499 | 39.7949
5942 | 21391200 | 5.5184 | 37.4521 | 39.797
5943 | 21394800 | 5.5185 | 37.4542 | 39.7992
5944 | 21398400 | 5.5186 | 37.4563 | 39.8013
5945 | 21402000 | 5.5186 | 37.4585 | 39.8035
5946 | 21405600 | 5.5187 | 37.4606 | 39.8056
5947 | 21409200 | 5.5187 | 37.4628 | 39.8077
5948 | 21412800 | 5.5188 | 37.4649 | 39.8099
5949 | 21416400 | 5.5189 | 37.467 | 39.812
5950 | 21420000 | 5.5189 | 37.4692 | 39.8142
5951 | 21423600 | 5.519 | 37.4713 | 39.8163
5952 | 21427200 | 5.5191 | 37.4734 | 39.8184
5953 | 21430800 | 5.5191 | 37.4756 | 39.8206
5954 | 21434400 | 5.5192 | 37.4777 | 39.8227
5955 | 21438000 | 5.5192 | 37.4798 | 39.8249
5956 | 21441600 | 5.5193 | 37.482 | 39.827
5957 | 21445200 | 5.5194 | 37.4841 | 39.8291
5958 | 21448800 | 5.5194 | 37.4862 | 39.8313
5959 | 21452400 | 5.5195 | 37.4884 | 39.8334
5960 | 21456000 | 5.5196 | 37.4905 | 39.8355
5961 | 21459600 | 5.5196 | 37.4926 | 39.8377
5962 | 21463200 | 5.5197 | 37.4948 | 39.8398
5963 | 21466800 | 5.5197 | 37.4969 | 39.842
5964 | 21470400 | 5.5198 | 37.499 | 39.8441
5965 | 21474000 | 5.5199 | 37.5012 | 39.8462
5966 | 21477600 | 5.5199 | 37.5033 | 39.8484
5967 | 21481200 | 5.52 | 37.5054 | 39.8505
5968 | 21484800 | 5.5201 | 37.5075 | 39.8526
5969 | 21488400 | 5.5201 | 37.5097 | 39.8548
5970 | 21492000 | 5.5202 | 37.5118 | 39.8569
5971 | 21495600 | 5.5202 | 37.5139 | 39.859
5972 | 21499200 | 5.5203 | 37.5161 | 39.8612
5973 | 21502800 | 5.5204 | 37.5182 | 39.8633
5974 | 21506400 | 5.5204 | 37.5203 | 39.8655
5975 | 21510000 | 5.5205 | 37.5225 | 39.8676
5976 | 21513600 | 5.5206 | 37.5246 | 39.8697
5977 | 21517200 | 5.5206 | 37.5267 | 39.8719
5978 | 21520800 | 5.5207 | 37.5288 | 39.874
5979 | 21524400 | 5.5207 | 37.531 | 39.8761
5980 | 21528000 | 5.5208 | 37.5331 | 39.8783
5981 | 21531600 | 5.5209 | 37.5352 | 39.8804
5982 | 21535200 | 5.5209 | 37.5374 | 39.8825
5983 | 21538800 | 5.521 | 37.5395 | 39.8847
5984 | 21542400 | 5.521 | 37.5416 | 39.8868
5985 | 21546000 | 5.5211 | 37.5437 | 39.8889
5986 | 21549600 | 5.5212 | 37.5459 | 39.8911
5987 | 21553200 | 5.5212 | 37.548 | 39.8932
5988 | 21556800 | 5.5213 | 37.5501 | 39.8953
5989 | 21560400 | 5.5214 | 37.5523 | 39.8975
5990 | 21564000 | 5.5214 | 37.5544 | 39.8996
5991 | 21567600 | 5.5215 | 37.5565 | 39.9017
5992 | 21571200 | 5.5215 | 37.5586 | 39.9039
5993 | 21574800 | 5.5216 | 37.5608 | 39.906
5994 | 21578400 | 5.5217 | 37.5629 | 39.9081
5995 | 21582000 | 5.5217 | 37.565 | 39.9103
5996 | 21585600 | 5.5218 | 37.5672 | 39.9124
5997 | 21589200 | 5.5219 | 37.5693 | 39.9145
5998 | 21592800 | 5.5219 | 37.5714 | 39.9167
5999 | 21596400 | 5.522 | 37.5735 | 39.9188
6000 | 21600000 | 5.522 | 37.5757 | 39.9209
6001 | 21603600 | 5.5221 | 37.5778 | 39.923
6002 | 21607200 | 5.5222 | 37.5799 | 39.9252
6003 | 21610800 | 5.5222 | 37.582 | 39.9273
6004 | 21614400 | 5.5223 | 37.5842 | 39.9294
6005 | 21618000 | 5.5223 | 37.5863 | 39.9316
6006 | 21621600 | 5.5224 | 37.5884 | 39.9337
6007 | 21625200 | 5.5225 | 37.5905 | 39.9358
6008 | 21628800 | 5.5225 | 37.5927 | 39.938
6009 | 21632400 | 5.5226 | 37.5948 | 39.9401
6010 | 21636000 | 5.5227 | 37.5969 | 39.9422
6011 | 21639600 | 5.5227 | 37.599 | 39.9443
6012 | 21643200 | 5.5228 | 37.6012 | 39.9465
6013 | 21646800 | 5.5228 | 37.6033 | 39.9486
6014 | 21650400 | 5.5229 | 37.6054 | 39.9507
6015 | 21654000 | 5.523 | 37.6075 | 39.9529
6016 | 21657600 | 5.523 | 37.6096 | 39.955
6017 | 21661200 | 5.5231 | 37.6118 | 39.9571
6018 | 21664800 | 5.5231 | 37.6139 | 39.9592
6019 | 21668400 | 5.5232 | 37.616 | 39.9614
6020 | 21672000 | 5.5233 | 37.6181 | 39.9635
6021 | 21675600 | 5.5233 | 37.6203 | 39.9656
6022 | 21679200 | 5.5234 | 37.6224 | 39.9677
6023 | 21682800 | 5.5235 | 37.6245 | 39.9699
6024 | 21686400 | 5.5235 | 37.6266 | 39.972
6025 | 21690000 | 5.5236 | 37.6287 | 39.9741
6026 | 21693600 | 5.5236 | 37.6309 | 39.9763
6027 | 21697200 | 5.5237 | 37.633 | 39.9784
6028 | 21700800 | 5.5238 | 37.6351 | 39.9805
6029 | 21704400 | 5.5238 | 37.6372 | 39.9826
6030 | 21708000 | 5.5239 | 37.6393 | 39.9848
6031 | 21711600 | 5.5239 | 37.6415 | 39.9869
6032 | 21715200 | 5.524 | 37.6436 | 39.989
6033 | 21718800 | 5.5241 | 37.6457 | 39.9911
6034 | 21722400 | 5.5241 | 37.6478 | 39.9933
6035 | 21726000 | 5.5242 | 37.65 | 39.9954
6036 | 21729600 | 5.5243 | 37.6521 | 39.9975
6037 | 21733200 | 5.5243 | 37.6542 | 39.9996
6038 | 21736800 | 5.5244 | 37.6563 | 40.0018
6039 | 21740400 | 5.5244 | 37.6584 | 40.0039
6040 | 21744000 | 5.5245 | 37.6605 | 40.006
6041 | 21747600 | 5.5246 | 37.6627 | 40.0081
6042 | 21751200 | 5.5246 | 37.6648 | 40.0103
6043 | 21754800 | 5.5247 | 37.6669 | 40.0124
6044 | 21758400 | 5.5247 | 37.669 | 40.0145
6045 | 21762000 | 5.5248 | 37.6711 | 40.0166
6046 | 21765600 | 5.5249 | 37.6733 | 40.0188
6047 | 21769200 | 5.5249 | 37.6754 | 40.0209
6048 | 21772800 | 5.525 | 37.6775 | 40.023
6049 | 21776400 | 5.525 | 37.6796 | 40.0251
6050 | 21780000 | 5.5251 | 37.6817 | 40.0272
6051 | 21783600 | 5.5252 | 37.6838 | 40.0294
6052 | 21787200 | 5.5252 | 37.686 | 40.0315
6053 | 21790800 | 5.5253 | 37.6881 | 40.0336
6054 | 21794400 | 5.5254 | 37.6902 | 40.0357
6055 | 21798000 | 5.5254 | 37.6923 | 40.0379
6056 | 21801600 | 5.5255 | 37.6944 | 40.04
6057 | 21805200 | 5.5255 | 37.6965 | 40.0421
6058 | 21808800 | 5.5256 | 37.6987 | 40.0442
6059 | 21812400 | 5.5257 | 37.7008 | 40.0463
6060 | 21816000 | 5.5257 | 37.7029 | 40.0485
6061 | 21819600 | 5.5258 | 37.705 | 40.0506
6062 | 21823200 | 5.5258 | 37.7071 | 40.0527
6063 | 21826800 | 5.5259 | 37.7092 | 40.0548
6064 | 21830400 | 5.526 | 37.7114 | 40.0569
6065 | 21834000 | 5.526 | 37.7135 | 40.0591
6066 | 21837600 | 5.5261 | 37.7156 | 40.0612
6067 | 21841200 | 5.5261 | 37.7177 | 40.0633
6068 | 21844800 | 5.5262 | 37.7198 | 40.0654
6069 | 21848400 | 5.5263 | 37.7219 | 40.0675
6070 | 21852000 | 5.5263 | 37.724 | 40.0697
6071 | 21855600 | 5.5264 | 37.7262 | 40.0718
6072 | 21859200 | 5.5264 | 37.7283 | 40.0739
6073 | 21862800 | 5.5265 | 37.7304 | 40.076
6074 | 21866400 | 5.5266 | 37.7325 | 40.0781
6075 | 21870000 | 5.5266 | 37.7346 | 40.0802
6076 | 21873600 | 5.5267 | 37.7367 | 40.0824
6077 | 21877200 | 5.5268 | 37.7388 | 40.0845
6078 | 21880800 | 5.5268 | 37.7409 | 40.0866
6079 | 21884400 | 5.5269 | 37.7431 | 40.0887
6080 | 21888000 | 5.5269 | 37.7452 | 40.0908
6081 | 21891600 | 5.527 | 37.7473 | 40.093
6082 | 21895200 | 5.5271 | 37.7494 | 40.0951
6083 | 21898800 | 5.5271 | 37.7515 | 40.0972
6084 | 21902400 | 5.5272 | 37.7536 | 40.0993
6085 | 21906000 | 5.5272 | 37.7557 | 40.1014
6086 | 21909600 | 5.5273 | 37.7578 | 40.1035
6087 | 21913200 | 5.5274 | 37.76 | 40.1057
6088 | 21916800 | 5.5274 | 37.7621 | 40.1078
6089 | 21920400 | 5.5275 | 37.7642 | 40.1099
6090 | 21924000 | 5.5275 | 37.7663 | 40.112
6091 | 21927600 | 5.5276 | 37.7684 | 40.1141
6092 | 21931200 | 5.5277 | 37.7705 | 40.1162
6093 | 21934800 | 5.5277 | 37.7726 | 40.1183
6094 | 21938400 | 5.5278 | 37.7747 | 40.1205
6095 | 21942000 | 5.5278 | 37.7768 | 40.1226
6096 | 21945600 | 5.5279 | 37.7789 | 40.1247
6097 | 21949200 | 5.528 | 37.7811 | 40.1268
6098 | 21952800 | 5.528 | 37.7832 | 40.1289
6099 | 21956400 | 5.5281 | 37.7853 | 40.131
6100 | 21960000 | 5.5281 | 37.7874 | 40.1331
6101 | 21963600 | 5.5282 | 37.7895 | 40.1353
6102 | 21967200 | 5.5283 | 37.7916 | 40.1374
6103 | 21970800 | 5.5283 | 37.7937 | 40.1395
6104 | 21974400 | 5.5284 | 37.7958 | 40.1416
6105 | 21978000 | 5.5284 | 37.7979 | 40.1437
6106 | 21981600 | 5.5285 | 37.8 | 40.1458
6107 | 21985200 | 5.5286 | 37.8021 | 40.1479
6108 | 21988800 | 5.5286 | 37.8042 | 40.1501
6109 | 21992400 | 5.5287 | 37.8064 | 40.1522
6110 | 21996000 | 5.5287 | 37.8085 | 40.1543
6111 | 21999600 | 5.5288 | 37.8106 | 40.1564
6112 | 22003200 | 5.5289 | 37.8127 | 40.1585
6113 | 22006800 | 5.5289 | 37.8148 | 40.1606
6114 | 22010400 | 5.529 | 37.8169 | 40.1627
6115 | 22014000 | 5.529 | 37.819 | 40.1648
6116 | 22017600 | 5.5291 | 37.8211 | 40.1669
6117 | 22021200 | 5.5292 | 37.8232 | 40.1691
6118 | 22024800 | 5.5292 | 37.8253 | 40.1712
6119 | 22028400 | 5.5293 | 37.8274 | 40.1733
6120 | 22032000 | 5.5293 | 37.8295 | 40.1754
6121 | 22035600 | 5.5294 | 37.8316 | 40.1775
6122 | 22039200 | 5.5295 | 37.8337 | 40.1796
6123 | 22042800 | 5.5295 | 37.8358 | 40.1817
6124 | 22046400 | 5.5296 | 37.8379 | 40.1838
6125 | 22050000 | 5.5296 | 37.8401 | 40.1859
6126 | 22053600 | 5.5297 | 37.8422 | 40.1881
6127 | 22057200 | 5.5298 | 37.8443 | 40.1902
6128 | 22060800 | 5.5298 | 37.8464 | 40.1923
6129 | 22064400 | 5.5299 | 37.8485 | 40.1944
6130 | 22068000 | 5.5299 | 37.8506 | 40.1965
6131 | 22071600 | 5.53 | 37.8527 | 40.1986
6132 | 22075200 | 5.5301 | 37.8548 | 40.2007
6133 | 22078800 | 5.5301 | 37.8569 | 40.2028
6134 | 22082400 | 5.5302 | 37.859 | 40.2049
6135 | 22086000 | 5.5302 | 37.8611 | 40.207
6136 | 22089600 | 5.5303 | 37.8632 | 40.2091
6137 | 22093200 | 5.5304 | 37.8653 | 40.2112
6138 | 22096800 | 5.5304 | 37.8674 | 40.2134
6139 | 22100400 | 5.5305 | 37.8695 | 40.2155
6140 | 22104000 | 5.5305 | 37.8716 | 40.2176
6141 | 22107600 | 5.5306 | 37.8737 | 40.2197
6142 | 22111200 | 5.5307 | 37.8758 | 40.2218
6143 | 22114800 | 5.5307 | 37.8779 | 40.2239
6144 | 22118400 | 5.5308 | 37.88 | 40.226
6145 | 22122000 | 5.5308 | 37.8821 | 40.2281
6146 | 22125600 | 5.5309 | 37.8842 | 40.2302
6147 | 22129200 | 5.531 | 37.8863 | 40.2323
6148 | 22132800 | 5.531 | 37.8884 | 40.2344
6149 | 22136400 | 5.5311 | 37.8905 | 40.2365
6150 | 22140000 | 5.5311 | 37.8926 | 40.2386
6151 | 22143600 | 5.5312 | 37.8947 | 40.2407
6152 | 22147200 | 5.5313 | 37.8968 | 40.2428
6153 | 22150800 | 5.5313 | 37.8989 | 40.245
6154 | 22154400 | 5.5314 | 37.901 | 40.2471
6155 | 22158000 | 5.5314 | 37.9031 | 40.2492
6156 | 22161600 | 5.5315 | 37.9052 | 40.2513
6157 | 22165200 | 5.5316 | 37.9073 | 40.2534
6158 | 22168800 | 5.5316 | 37.9094 | 40.2555
6159 | 22172400 | 5.5317 | 37.9115 | 40.2576
6160 | 22176000 | 5.5317 | 37.9136 | 40.2597
6161 | 22179600 | 5.5318 | 37.9157 | 40.2618
6162 | 22183200 | 5.5319 | 37.9178 | 40.2639
6163 | 22186800 | 5.5319 | 37.9199 | 40.266
6164 | 22190400 | 5.532 | 37.922 | 40.2681
6165 | 22194000 | 5.532 | 37.9241 | 40.2702
6166 | 22197600 | 5.5321 | 37.9262 | 40.2723
6167 | 22201200 | 5.5321 | 37.9283 | 40.2744
6168 | 22204800 | 5.5322 | 37.9304 | 40.2765
6169 | 22208400 | 5.5323 | 37.9325 | 40.2786
6170 | 22212000 | 5.5323 | 37.9346 | 40.2807
6171 | 22215600 | 5.5324 | 37.9367 | 40.2828
6172 | 22219200 | 5.5324 | 37.9388 | 40.2849
6173 | 22222800 | 5.5325 | 37.9409 | 40.287
6174 | 22226400 | 5.5326 | 37.943 | 40.2891
6175 | 22230000 | 5.5326 | 37.9451 | 40.2912
6176 | 22233600 | 5.5327 | 37.9472 | 40.2933
6177 | 22237200 | 5.5327 | 37.9493 | 40.2954
6178 | 22240800 | 5.5328 | 37.9514 | 40.2975
6179 | 22244400 | 5.5329 | 37.9535 | 40.2996
6180 | 22248000 | 5.5329 | 37.9556 | 40.3017
6181 | 22251600 | 5.533 | 37.9577 | 40.3038
6182 | 22255200 | 5.533 | 37.9598 | 40.3059
6183 | 22258800 | 5.5331 | 37.9619 | 40.308
6184 | 22262400 | 5.5332 | 37.964 | 40.3101
6185 | 22266000 | 5.5332 | 37.966 | 40.3122
6186 | 22269600 | 5.5333 | 37.9681 | 40.3143
6187 | 22273200 | 5.5333 | 37.9702 | 40.3164
6188 | 22276800 | 5.5334 | 37.9723 | 40.3185
6189 | 22280400 | 5.5335 | 37.9744 | 40.3206
6190 | 22284000 | 5.5335 | 37.9765 | 40.3227
6191 | 22287600 | 5.5336 | 37.9786 | 40.3248
6192 | 22291200 | 5.5336 | 37.9807 | 40.3269
6193 | 22294800 | 5.5337 | 37.9828 | 40.329
6194 | 22298400 | 5.5337 | 37.9849 | 40.3311
6195 | 22302000 | 5.5338 | 37.987 | 40.3332
6196 | 22305600 | 5.5339 | 37.9891 | 40.3353
6197 | 22309200 | 5.5339 | 37.9912 | 40.3374
6198 | 22312800 | 5.534 | 37.9933 | 40.3395
6199 | 22316400 | 5.534 | 37.9954 | 40.3416
6200 | 22320000 | 5.5341 | 37.9975 | 40.3437
6201 | 22323600 | 5.5342 | 37.9995 | 40.3458
6202 | 22327200 | 5.5342 | 38.0016 | 40.3479
6203 | 22330800 | 5.5343 | 38.0037 | 40.35
6204 | 22334400 | 5.5343 | 38.0058 | 40.3521
6205 | 22338000 | 5.5344 | 38.0079 | 40.3542
6206 | 22341600 | 5.5345 | 38.01 | 40.3563
6207 | 22345200 | 5.5345 | 38.0121 | 40.3584
6208 | 22348800 | 5.5346 | 38.0142 | 40.3605
6209 | 22352400 | 5.5346 | 38.0163 | 40.3626
6210 | 22356000 | 5.5347 | 38.0184 | 40.3647
6211 | 22359600 | 5.5347 | 38.0205 | 40.3668
6212 | 22363200 | 5.5348 | 38.0226 | 40.3689
6213 | 22366800 | 5.5349 | 38.0246 | 40.371
6214 | 22370400 | 5.5349 | 38.0267 | 40.3731
6215 | 22374000 | 5.535 | 38.0288 | 40.3752
6216 | 22377600 | 5.535 | 38.0309 | 40.3772
6217 | 22381200 | 5.5351 | 38.033 | 40.3793
6218 | 22384800 | 5.5352 | 38.0351 | 40.3814
6219 | 22388400 | 5.5352 | 38.0372 | 40.3835
6220 | 22392000 | 5.5353 | 38.0393 | 40.3856
6221 | 22395600 | 5.5353 | 38.0414 | 40.3877
6222 | 22399200 | 5.5354 | 38.0434 | 40.3898
6223 | 22402800 | 5.5354 | 38.0455 | 40.3919
6224 | 22406400 | 5.5355 | 38.0476 | 40.394
6225 | 22410000 | 5.5356 | 38.0497 | 40.3961
6226 | 22413600 | 5.5356 | 38.0518 | 40.3982
6227 | 22417200 | 5.5357 | 38.0539 | 40.4003
6228 | 22420800 | 5.5357 | 38.056 | 40.4024
6229 | 22424400 | 5.5358 | 38.0581 | 40.4045
6230 | 22428000 | 5.5359 | 38.0602 | 40.4066
6231 | 22431600 | 5.5359 | 38.0622 | 40.4087
6232 | 22435200 | 5.536 | 38.0643 | 40.4107
6233 | 22438800 | 5.536 | 38.0664 | 40.4128
6234 | 22442400 | 5.5361 | 38.0685 | 40.4149
6235 | 22446000 | 5.5362 | 38.0706 | 40.417
6236 | 22449600 | 5.5362 | 38.0727 | 40.4191
6237 | 22453200 | 5.5363 | 38.0748 | 40.4212
6238 | 22456800 | 5.5363 | 38.0769 | 40.4233
6239 | 22460400 | 5.5364 | 38.0789 | 40.4254
6240 | 22464000 | 5.5364 | 38.081 | 40.4275
6241 | 22467600 | 5.5365 | 38.0831 | 40.4296
6242 | 22471200 | 5.5366 | 38.0852 | 40.4317
6243 | 22474800 | 5.5366 | 38.0873 | 40.4338
6244 | 22478400 | 5.5367 | 38.0894 | 40.4358
6245 | 22482000 | 5.5367 | 38.0915 | 40.4379
6246 | 22485600 | 5.5368 | 38.0935 | 40.44
6247 | 22489200 | 5.5369 | 38.0956 | 40.4421
6248 | 22492800 | 5.5369 | 38.0977 | 40.4442
6249 | 22496400 | 5.537 | 38.0998 | 40.4463
6250 | 22500000 | 5.537 | 38.1019 | 40.4484
6251 | 22503600 | 5.5371 | 38.104 | 40.4505
6252 | 22507200 | 5.5371 | 38.106 | 40.4526
6253 | 22510800 | 5.5372 | 38.1081 | 40.4546
6254 | 22514400 | 5.5373 | 38.1102 | 40.4567
6255 | 22518000 | 5.5373 | 38.1123 | 40.4588
6256 | 22521600 | 5.5374 | 38.1144 | 40.4609
6257 | 22525200 | 5.5374 | 38.1165 | 40.463
6258 | 22528800 | 5.5375 | 38.1185 | 40.4651
6259 | 22532400 | 5.5375 | 38.1206 | 40.4672
6260 | 22536000 | 5.5376 | 38.1227 | 40.4693
6261 | 22539600 | 5.5377 | 38.1248 | 40.4714
6262 | 22543200 | 5.5377 | 38.1269 | 40.4734
6263 | 22546800 | 5.5378 | 38.129 | 40.4755
6264 | 22550400 | 5.5378 | 38.131 | 40.4776
6265 | 22554000 | 5.5379 | 38.1331 | 40.4797
6266 | 22557600 | 5.538 | 38.1352 | 40.4818
6267 | 22561200 | 5.538 | 38.1373 | 40.4839
6268 | 22564800 | 5.5381 | 38.1394 | 40.486
6269 | 22568400 | 5.5381 | 38.1415 | 40.488
6270 | 22572000 | 5.5382 | 38.1435 | 40.4901
6271 | 22575600 | 5.5382 | 38.1456 | 40.4922
6272 | 22579200 | 5.5383 | 38.1477 | 40.4943
6273 | 22582800 | 5.5384 | 38.1498 | 40.4964
6274 | 22586400 | 5.5384 | 38.1519 | 40.4985
6275 | 22590000 | 5.5385 | 38.1539 | 40.5006
6276 | 22593600 | 5.5385 | 38.156 | 40.5026
6277 | 22597200 | 5.5386 | 38.1581 | 40.5047
6278 | 22600800 | 5.5386 | 38.1602 | 40.5068
6279 | 22604400 | 5.5387 | 38.1623 | 40.5089
6280 | 22608000 | 5.5388 | 38.1643 | 40.511
6281 | 22611600 | 5.5388 | 38.1664 | 40.5131
6282 | 22615200 | 5.5389 | 38.1685 | 40.5152
6283 | 22618800 | 5.5389 | 38.1706 | 40.5172
6284 | 22622400 | 5.539 | 38.1727 | 40.5193
6285 | 22626000 | 5.5391 | 38.1747 | 40.5214
6286 | 22629600 | 5.5391 | 38.1768 | 40.5235
6287 | 22633200 | 5.5392 | 38.1789 | 40.5256
6288 | 22636800 | 5.5392 | 38.181 | 40.5277
6289 | 22640400 | 5.5393 | 38.1831 | 40.5297
6290 | 22644000 | 5.5393 | 38.1851 | 40.5318
6291 | 22647600 | 5.5394 | 38.1872 | 40.5339
6292 | 22651200 | 5.5395 | 38.1893 | 40.536
6293 | 22654800 | 5.5395 | 38.1914 | 40.5381
6294 | 22658400 | 5.5396 | 38.1934 | 40.5402
6295 | 22662000 | 5.5396 | 38.1955 | 40.5422
6296 | 22665600 | 5.5397 | 38.1976 | 40.5443
6297 | 22669200 | 5.5397 | 38.1997 | 40.5464
6298 | 22672800 | 5.5398 | 38.2017 | 40.5485
6299 | 22676400 | 5.5399 | 38.2038 | 40.5506
6300 | 22680000 | 5.5399 | 38.2059 | 40.5526
6301 | 22683600 | 5.54 | 38.208 | 40.5547
6302 | 22687200 | 5.54 | 38.2101 | 40.5568
6303 | 22690800 | 5.5401 | 38.2121 | 40.5589
6304 | 22694400 | 5.5401 | 38.2142 | 40.561
6305 | 22698000 | 5.5402 | 38.2163 | 40.563
6306 | 22701600 | 5.5403 | 38.2184 | 40.5651
6307 | 22705200 | 5.5403 | 38.2204 | 40.5672
6308 | 22708800 | 5.5404 | 38.2225 | 40.5693
6309 | 22712400 | 5.5404 | 38.2246 | 40.5714
6310 | 22716000 | 5.5405 | 38.2267 | 40.5734
6311 | 22719600 | 5.5405 | 38.2287 | 40.5755
6312 | 22723200 | 5.5406 | 38.2308 | 40.5776
6313 | 22726800 | 5.5407 | 38.2329 | 40.5797
6314 | 22730400 | 5.5407 | 38.235 | 40.5818
6315 | 22734000 | 5.5408 | 38.237 | 40.5838
6316 | 22737600 | 5.5408 | 38.2391 | 40.5859
6317 | 22741200 | 5.5409 | 38.2412 | 40.588
6318 | 22744800 | 5.541 | 38.2433 | 40.5901
6319 | 22748400 | 5.541 | 38.2453 | 40.5922
6320 | 22752000 | 5.5411 | 38.2474 | 40.5942
6321 | 22755600 | 5.5411 | 38.2495 | 40.5963
6322 | 22759200 | 5.5412 | 38.2515 | 40.5984
6323 | 22762800 | 5.5412 | 38.2536 | 40.6005
6324 | 22766400 | 5.5413 | 38.2557 | 40.6025
6325 | 22770000 | 5.5414 | 38.2578 | 40.6046
6326 | 22773600 | 5.5414 | 38.2598 | 40.6067
6327 | 22777200 | 5.5415 | 38.2619 | 40.6088
6328 | 22780800 | 5.5415 | 38.264 | 40.6109
6329 | 22784400 | 5.5416 | 38.2661 | 40.6129
6330 | 22788000 | 5.5416 | 38.2681 | 40.615
6331 | 22791600 | 5.5417 | 38.2702 | 40.6171
6332 | 22795200 | 5.5418 | 38.2723 | 40.6192
6333 | 22798800 | 5.5418 | 38.2743 | 40.6212
6334 | 22802400 | 5.5419 | 38.2764 | 40.6233
6335 | 22806000 | 5.5419 | 38.2785 | 40.6254
6336 | 22809600 | 5.542 | 38.2806 | 40.6275
6337 | 22813200 | 5.542 | 38.2826 | 40.6295
6338 | 22816800 | 5.5421 | 38.2847 | 40.6316
6339 | 22820400 | 5.5422 | 38.2868 | 40.6337
6340 | 22824000 | 5.5422 | 38.2888 | 40.6358
6341 | 22827600 | 5.5423 | 38.2909 | 40.6378
6342 | 22831200 | 5.5423 | 38.293 | 40.6399
6343 | 22834800 | 5.5424 | 38.295 | 40.642
6344 | 22838400 | 5.5424 | 38.2971 | 40.6441
6345 | 22842000 | 5.5425 | 38.2992 | 40.6461
6346 | 22845600 | 5.5425 | 38.3013 | 40.6482
6347 | 22849200 | 5.5426 | 38.3033 | 40.6503
6348 | 22852800 | 5.5427 | 38.3054 | 40.6524
6349 | 22856400 | 5.5427 | 38.3075 | 40.6544
6350 | 22860000 | 5.5428 | 38.3095 | 40.6565
6351 | 22863600 | 5.5428 | 38.3116 | 40.6586
6352 | 22867200 | 5.5429 | 38.3137 | 40.6607
6353 | 22870800 | 5.5429 | 38.3157 | 40.6627
6354 | 22874400 | 5.543 | 38.3178 | 40.6648
6355 | 22878000 | 5.5431 | 38.3199 | 40.6669
6356 | 22881600 | 5.5431 | 38.3219 | 40.6689
6357 | 22885200 | 5.5432 | 38.324 | 40.671
6358 | 22888800 | 5.5432 | 38.3261 | 40.6731
6359 | 22892400 | 5.5433 | 38.3281 | 40.6752
6360 | 22896000 | 5.5433 | 38.3302 | 40.6772
6361 | 22899600 | 5.5434 | 38.3323 | 40.6793
6362 | 22903200 | 5.5435 | 38.3343 | 40.6814
6363 | 22906800 | 5.5435 | 38.3364 | 40.6835
6364 | 22910400 | 5.5436 | 38.3385 | 40.6855
6365 | 22914000 | 5.5436 | 38.3405 | 40.6876
6366 | 22917600 | 5.5437 | 38.3426 | 40.6897
6367 | 22921200 | 5.5437 | 38.3447 | 40.6917
6368 | 22924800 | 5.5438 | 38.3467 | 40.6938
6369 | 22928400 | 5.5439 | 38.3488 | 40.6959
6370 | 22932000 | 5.5439 | 38.3509 | 40.6979
6371 | 22935600 | 5.544 | 38.3529 | 40.7
6372 | 22939200 | 5.544 | 38.355 | 40.7021
6373 | 22942800 | 5.5441 | 38.3571 | 40.7042
6374 | 22946400 | 5.5441 | 38.3591 | 40.7062
6375 | 22950000 | 5.5442 | 38.3612 | 40.7083
6376 | 22953600 | 5.5443 | 38.3633 | 40.7104
6377 | 22957200 | 5.5443 | 38.3653 | 40.7124
6378 | 22960800 | 5.5444 | 38.3674 | 40.7145
6379 | 22964400 | 5.5444 | 38.3695 | 40.7166
6380 | 22968000 | 5.5445 | 38.3715 | 40.7186
6381 | 22971600 | 5.5445 | 38.3736 | 40.7207
6382 | 22975200 | 5.5446 | 38.3756 | 40.7228
6383 | 22978800 | 5.5446 | 38.3777 | 40.7248
6384 | 22982400 | 5.5447 | 38.3798 | 40.7269
6385 | 22986000 | 5.5448 | 38.3818 | 40.729
6386 | 22989600 | 5.5448 | 38.3839 | 40.7311
6387 | 22993200 | 5.5449 | 38.386 | 40.7331
6388 | 22996800 | 5.5449 | 38.388 | 40.7352
6389 | 23000400 | 5.545 | 38.3901 | 40.7373
6390 | 23004000 | 5.545 | 38.3922 | 40.7393
6391 | 23007600 | 5.5451 | 38.3942 | 40.7414
6392 | 23011200 | 5.5452 | 38.3963 | 40.7435
6393 | 23014800 | 5.5452 | 38.3983 | 40.7455
6394 | 23018400 | 5.5453 | 38.4004 | 40.7476
6395 | 23022000 | 5.5453 | 38.4025 | 40.7497
6396 | 23025600 | 5.5454 | 38.4045 | 40.7517
6397 | 23029200 | 5.5454 | 38.4066 | 40.7538
6398 | 23032800 | 5.5455 | 38.4086 | 40.7559
6399 | 23036400 | 5.5455 | 38.4107 | 40.7579
6400 | 23040000 | 5.5456 | 38.4128 | 40.76
6401 | 23043600 | 5.5457 | 38.4148 | 40.762
6402 | 23047200 | 5.5457 | 38.4169 | 40.7641
6403 | 23050800 | 5.5458 | 38.419 | 40.7662
6404 | 23054400 | 5.5458 | 38.421 | 40.7682
6405 | 23058000 | 5.5459 | 38.4231 | 40.7703
6406 | 23061600 | 5.5459 | 38.4251 | 40.7724
6407 | 23065200 | 5.546 | 38.4272 | 40.7744
6408 | 23068800 | 5.5461 | 38.4293 | 40.7765
6409 | 23072400 | 5.5461 | 38.4313 | 40.7786
6410 | 23076000 | 5.5462 | 38.4334 | 40.7806
6411 | 23079600 | 5.5462 | 38.4354 | 40.7827
6412 | 23083200 | 5.5463 | 38.4375 | 40.7848
6413 | 23086800 | 5.5463 | 38.4395 | 40.7868
6414 | 23090400 | 5.5464 | 38.4416 | 40.7889
6415 | 23094000 | 5.5464 | 38.4437 | 40.7909
6416 | 23097600 | 5.5465 | 38.4457 | 40.793
6417 | 23101200 | 5.5466 | 38.4478 | 40.7951
6418 | 23104800 | 5.5466 | 38.4498 | 40.7971
6419 | 23108400 | 5.5467 | 38.4519 | 40.7992
6420 | 23112000 | 5.5467 | 38.454 | 40.8013
6421 | 23115600 | 5.5468 | 38.456 | 40.8033
6422 | 23119200 | 5.5468 | 38.4581 | 40.8054
6423 | 23122800 | 5.5469 | 38.4601 | 40.8075
6424 | 23126400 | 5.5469 | 38.4622 | 40.8095
6425 | 23130000 | 5.547 | 38.4642 | 40.8116
6426 | 23133600 | 5.5471 | 38.4663 | 40.8136
6427 | 23137200 | 5.5471 | 38.4684 | 40.8157
6428 | 23140800 | 5.5472 | 38.4704 | 40.8178
6429 | 23144400 | 5.5472 | 38.4725 | 40.8198
6430 | 23148000 | 5.5473 | 38.4745 | 40.8219
6431 | 23151600 | 5.5473 | 38.4766 | 40.8239
6432 | 23155200 | 5.5474 | 38.4786 | 40.826
6433 | 23158800 | 5.5475 | 38.4807 | 40.8281
6434 | 23162400 | 5.5475 | 38.4827 | 40.8301
6435 | 23166000 | 5.5476 | 38.4848 | 40.8322
6436 | 23169600 | 5.5476 | 38.4869 | 40.8342
6437 | 23173200 | 5.5477 | 38.4889 | 40.8363
6438 | 23176800 | 5.5477 | 38.491 | 40.8384
6439 | 23180400 | 5.5478 | 38.493 | 40.8404
6440 | 23184000 | 5.5478 | 38.4951 | 40.8425
6441 | 23187600 | 5.5479 | 38.4971 | 40.8445
6442 | 23191200 | 5.548 | 38.4992 | 40.8466
6443 | 23194800 | 5.548 | 38.5012 | 40.8487
6444 | 23198400 | 5.5481 | 38.5033 | 40.8507
6445 | 23202000 | 5.5481 | 38.5054 | 40.8528
6446 | 23205600 | 5.5482 | 38.5074 | 40.8548
6447 | 23209200 | 5.5482 | 38.5095 | 40.8569
6448 | 23212800 | 5.5483 | 38.5115 | 40.859
6449 | 23216400 | 5.5483 | 38.5136 | 40.861
6450 | 23220000 | 5.5484 | 38.5156 | 40.8631
6451 | 23223600 | 5.5485 | 38.5177 | 40.8651
6452 | 23227200 | 5.5485 | 38.5197 | 40.8672
6453 | 23230800 | 5.5486 | 38.5218 | 40.8692
6454 | 23234400 | 5.5486 | 38.5238 | 40.8713
6455 | 23238000 | 5.5487 | 38.5259 | 40.8734
6456 | 23241600 | 5.5487 | 38.5279 | 40.8754
6457 | 23245200 | 5.5488 | 38.53 | 40.8775
6458 | 23248800 | 5.5488 | 38.532 | 40.8795
6459 | 23252400 | 5.5489 | 38.5341 | 40.8816
6460 | 23256000 | 5.549 | 38.5361 | 40.8836
6461 | 23259600 | 5.549 | 38.5382 | 40.8857
6462 | 23263200 | 5.5491 | 38.5402 | 40.8877
6463 | 23266800 | 5.5491 | 38.5423 | 40.8898
6464 | 23270400 | 5.5492 | 38.5443 | 40.8919
6465 | 23274000 | 5.5492 | 38.5464 | 40.8939
6466 | 23277600 | 5.5493 | 38.5485 | 40.896
6467 | 23281200 | 5.5493 | 38.5505 | 40.898
6468 | 23284800 | 5.5494 | 38.5526 | 40.9001
6469 | 23288400 | 5.5495 | 38.5546 | 40.9021
6470 | 23292000 | 5.5495 | 38.5567 | 40.9042
6471 | 23295600 | 5.5496 | 38.5587 | 40.9062
6472 | 23299200 | 5.5496 | 38.5608 | 40.9083
6473 | 23302800 | 5.5497 | 38.5628 | 40.9104
6474 | 23306400 | 5.5497 | 38.5649 | 40.9124
6475 | 23310000 | 5.5498 | 38.5669 | 40.9145
6476 | 23313600 | 5.5498 | 38.569 | 40.9165
6477 | 23317200 | 5.5499 | 38.571 | 40.9186
6478 | 23320800 | 5.5499 | 38.573 | 40.9206
6479 | 23324400 | 5.55 | 38.5751 | 40.9227
6480 | 23328000 | 5.5501 | 38.5771 | 40.9247
6481 | 23331600 | 5.5501 | 38.5792 | 40.9268
6482 | 23335200 | 5.5502 | 38.5812 | 40.9288
6483 | 23338800 | 5.5502 | 38.5833 | 40.9309
6484 | 23342400 | 5.5503 | 38.5853 | 40.9329
6485 | 23346000 | 5.5503 | 38.5874 | 40.935
6486 | 23349600 | 5.5504 | 38.5894 | 40.937
6487 | 23353200 | 5.5504 | 38.5915 | 40.9391
6488 | 23356800 | 5.5505 | 38.5935 | 40.9412
6489 | 23360400 | 5.5506 | 38.5956 | 40.9432
6490 | 23364000 | 5.5506 | 38.5976 | 40.9453
6491 | 23367600 | 5.5507 | 38.5997 | 40.9473
6492 | 23371200 | 5.5507 | 38.6017 | 40.9494
6493 | 23374800 | 5.5508 | 38.6038 | 40.9514
6494 | 23378400 | 5.5508 | 38.6058 | 40.9535
6495 | 23382000 | 5.5509 | 38.6079 | 40.9555
6496 | 23385600 | 5.5509 | 38.6099 | 40.9576
6497 | 23389200 | 5.551 | 38.612 | 40.9596
6498 | 23392800 | 5.551 | 38.614 | 40.9617
6499 | 23396400 | 5.5511 | 38.616 | 40.9637
6500 | 23400000 | 5.5512 | 38.6181 | 40.9658
6501 | 23403600 | 5.5512 | 38.6201 | 40.9678
6502 | 23407200 | 5.5513 | 38.6222 | 40.9699
6503 | 23410800 | 5.5513 | 38.6242 | 40.9719
6504 | 23414400 | 5.5514 | 38.6263 | 40.974
6505 | 23418000 | 5.5514 | 38.6283 | 40.976
6506 | 23421600 | 5.5515 | 38.6304 | 40.9781
6507 | 23425200 | 5.5515 | 38.6324 | 40.9801
6508 | 23428800 | 5.5516 | 38.6344 | 40.9822
6509 | 23432400 | 5.5517 | 38.6365 | 40.9842
6510 | 23436000 | 5.5517 | 38.6385 | 40.9863
6511 | 23439600 | 5.5518 | 38.6406 | 40.9883
6512 | 23443200 | 5.5518 | 38.6426 | 40.9904
6513 | 23446800 | 5.5519 | 38.6447 | 40.9924
6514 | 23450400 | 5.5519 | 38.6467 | 40.9945
6515 | 23454000 | 5.552 | 38.6488 | 40.9965
6516 | 23457600 | 5.552 | 38.6508 | 40.9985
6517 | 23461200 | 5.5521 | 38.6528 | 41.0006
6518 | 23464800 | 5.5521 | 38.6549 | 41.0026
6519 | 23468400 | 5.5522 | 38.6569 | 41.0047
6520 | 23472000 | 5.5523 | 38.659 | 41.0067
6521 | 23475600 | 5.5523 | 38.661 | 41.0088
6522 | 23479200 | 5.5524 | 38.6631 | 41.0108
6523 | 23482800 | 5.5524 | 38.6651 | 41.0129
6524 | 23486400 | 5.5525 | 38.6671 | 41.0149
6525 | 23490000 | 5.5525 | 38.6692 | 41.017
6526 | 23493600 | 5.5526 | 38.6712 | 41.019
6527 | 23497200 | 5.5526 | 38.6733 | 41.0211
6528 | 23500800 | 5.5527 | 38.6753 | 41.0231
6529 | 23504400 | 5.5527 | 38.6773 | 41.0252
6530 | 23508000 | 5.5528 | 38.6794 | 41.0272
6531 | 23511600 | 5.5529 | 38.6814 | 41.0292
6532 | 23515200 | 5.5529 | 38.6835 | 41.0313
6533 | 23518800 | 5.553 | 38.6855 | 41.0333
6534 | 23522400 | 5.553 | 38.6876 | 41.0354
6535 | 23526000 | 5.5531 | 38.6896 | 41.0374
6536 | 23529600 | 5.5531 | 38.6916 | 41.0395
6537 | 23533200 | 5.5532 | 38.6937 | 41.0415
6538 | 23536800 | 5.5532 | 38.6957 | 41.0436
6539 | 23540400 | 5.5533 | 38.6978 | 41.0456
6540 | 23544000 | 5.5533 | 38.6998 | 41.0476
6541 | 23547600 | 5.5534 | 38.7018 | 41.0497
6542 | 23551200 | 5.5535 | 38.7039 | 41.0517
6543 | 23554800 | 5.5535 | 38.7059 | 41.0538
6544 | 23558400 | 5.5536 | 38.7079 | 41.0558
6545 | 23562000 | 5.5536 | 38.71 | 41.0579
6546 | 23565600 | 5.5537 | 38.712 | 41.0599
6547 | 23569200 | 5.5537 | 38.7141 | 41.062
6548 | 23572800 | 5.5538 | 38.7161 | 41.064
6549 | 23576400 | 5.5538 | 38.7181 | 41.066
6550 | 23580000 | 5.5539 | 38.7202 | 41.0681
6551 | 23583600 | 5.5539 | 38.7222 | 41.0701
6552 | 23587200 | 5.554 | 38.7243 | 41.0722
6553 | 23590800 | 5.5541 | 38.7263 | 41.0742
6554 | 23594400 | 5.5541 | 38.7283 | 41.0763
6555 | 23598000 | 5.5542 | 38.7304 | 41.0783
6556 | 23601600 | 5.5542 | 38.7324 | 41.0803
6557 | 23605200 | 5.5543 | 38.7344 | 41.0824
6558 | 23608800 | 5.5543 | 38.7365 | 41.0844
6559 | 23612400 | 5.5544 | 38.7385 | 41.0865
6560 | 23616000 | 5.5544 | 38.7406 | 41.0885
6561 | 23619600 | 5.5545 | 38.7426 | 41.0905
6562 | 23623200 | 5.5545 | 38.7446 | 41.0926
6563 | 23626800 | 5.5546 | 38.7467 | 41.0946
6564 | 23630400 | 5.5547 | 38.7487 | 41.0967
6565 | 23634000 | 5.5547 | 38.7507 | 41.0987
6566 | 23637600 | 5.5548 | 38.7528 | 41.1007
6567 | 23641200 | 5.5548 | 38.7548 | 41.1028
6568 | 23644800 | 5.5549 | 38.7568 | 41.1048
6569 | 23648400 | 5.5549 | 38.7589 | 41.1069
6570 | 23652000 | 5.555 | 38.7609 | 41.1089
6571 | 23655600 | 5.555 | 38.7629 | 41.1109
6572 | 23659200 | 5.5551 | 38.765 | 41.113
6573 | 23662800 | 5.5551 | 38.767 | 41.115
6574 | 23666400 | 5.5552 | 38.769 | 41.1171
6575 | 23670000 | 5.5552 | 38.7711 | 41.1191
6576 | 23673600 | 5.5553 | 38.7731 | 41.1211
6577 | 23677200 | 5.5554 | 38.7752 | 41.1232
6578 | 23680800 | 5.5554 | 38.7772 | 41.1252
6579 | 23684400 | 5.5555 | 38.7792 | 41.1273
6580 | 23688000 | 5.5555 | 38.7813 | 41.1293
6581 | 23691600 | 5.5556 | 38.7833 | 41.1313
6582 | 23695200 | 5.5556 | 38.7853 | 41.1334
6583 | 23698800 | 5.5557 | 38.7874 | 41.1354
6584 | 23702400 | 5.5557 | 38.7894 | 41.1374
6585 | 23706000 | 5.5558 | 38.7914 | 41.1395
6586 | 23709600 | 5.5558 | 38.7935 | 41.1415
6587 | 23713200 | 5.5559 | 38.7955 | 41.1436
6588 | 23716800 | 5.5559 | 38.7975 | 41.1456
6589 | 23720400 | 5.556 | 38.7995 | 41.1476
6590 | 23724000 | 5.5561 | 38.8016 | 41.1497
6591 | 23727600 | 5.5561 | 38.8036 | 41.1517
6592 | 23731200 | 5.5562 | 38.8056 | 41.1537
6593 | 23734800 | 5.5562 | 38.8077 | 41.1558
6594 | 23738400 | 5.5563 | 38.8097 | 41.1578
6595 | 23742000 | 5.5563 | 38.8117 | 41.1598
6596 | 23745600 | 5.5564 | 38.8138 | 41.1619
6597 | 23749200 | 5.5564 | 38.8158 | 41.1639
6598 | 23752800 | 5.5565 | 38.8178 | 41.166
6599 | 23756400 | 5.5565 | 38.8199 | 41.168
6600 | 23760000 | 5.5566 | 38.8219 | 41.17
6601 | 23763600 | 5.5566 | 38.8239 | 41.1721
6602 | 23767200 | 5.5567 | 38.826 | 41.1741
6603 | 23770800 | 5.5568 | 38.828 | 41.1761
6604 | 23774400 | 5.5568 | 38.83 | 41.1782
6605 | 23778000 | 5.5569 | 38.832 | 41.1802
6606 | 23781600 | 5.5569 | 38.8341 | 41.1822
6607 | 23785200 | 5.557 | 38.8361 | 41.1843
6608 | 23788800 | 5.557 | 38.8381 | 41.1863
6609 | 23792400 | 5.5571 | 38.8402 | 41.1883
6610 | 23796000 | 5.5571 | 38.8422 | 41.1904
6611 | 23799600 | 5.5572 | 38.8442 | 41.1924
6612 | 23803200 | 5.5572 | 38.8463 | 41.1944
6613 | 23806800 | 5.5573 | 38.8483 | 41.1965
6614 | 23810400 | 5.5573 | 38.8503 | 41.1985
6615 | 23814000 | 5.5574 | 38.8523 | 41.2005
6616 | 23817600 | 5.5575 | 38.8544 | 41.2026
6617 | 23821200 | 5.5575 | 38.8564 | 41.2046
6618 | 23824800 | 5.5576 | 38.8584 | 41.2066
6619 | 23828400 | 5.5576 | 38.8604 | 41.2087
6620 | 23832000 | 5.5577 | 38.8625 | 41.2107
6621 | 23835600 | 5.5577 | 38.8645 | 41.2127
6622 | 23839200 | 5.5578 | 38.8665 | 41.2148
6623 | 23842800 | 5.5578 | 38.8686 | 41.2168
6624 | 23846400 | 5.5579 | 38.8706 | 41.2188
6625 | 23850000 | 5.5579 | 38.8726 | 41.2209
6626 | 23853600 | 5.558 | 38.8746 | 41.2229
6627 | 23857200 | 5.558 | 38.8767 | 41.2249
6628 | 23860800 | 5.5581 | 38.8787 | 41.2269
6629 | 23864400 | 5.5581 | 38.8807 | 41.229
6630 | 23868000 | 5.5582 | 38.8827 | 41.231
6631 | 23871600 | 5.5583 | 38.8848 | 41.233
6632 | 23875200 | 5.5583 | 38.8868 | 41.2351
6633 | 23878800 | 5.5584 | 38.8888 | 41.2371
6634 | 23882400 | 5.5584 | 38.8908 | 41.2391
6635 | 23886000 | 5.5585 | 38.8929 | 41.2412
6636 | 23889600 | 5.5585 | 38.8949 | 41.2432
6637 | 23893200 | 5.5586 | 38.8969 | 41.2452
6638 | 23896800 | 5.5586 | 38.899 | 41.2472
6639 | 23900400 | 5.5587 | 38.901 | 41.2493
6640 | 23904000 | 5.5587 | 38.903 | 41.2513
6641 | 23907600 | 5.5588 | 38.905 | 41.2533
6642 | 23911200 | 5.5588 | 38.907 | 41.2554
6643 | 23914800 | 5.5589 | 38.9091 | 41.2574
6644 | 23918400 | 5.5589 | 38.9111 | 41.2594
6645 | 23922000 | 5.559 | 38.9131 | 41.2615
6646 | 23925600 | 5.5591 | 38.9151 | 41.2635
6647 | 23929200 | 5.5591 | 38.9172 | 41.2655
6648 | 23932800 | 5.5592 | 38.9192 | 41.2675
6649 | 23936400 | 5.5592 | 38.9212 | 41.2696
6650 | 23940000 | 5.5593 | 38.9232 | 41.2716
6651 | 23943600 | 5.5593 | 38.9253 | 41.2736
6652 | 23947200 | 5.5594 | 38.9273 | 41.2756
6653 | 23950800 | 5.5594 | 38.9293 | 41.2777
6654 | 23954400 | 5.5595 | 38.9313 | 41.2797
6655 | 23958000 | 5.5595 | 38.9334 | 41.2817
6656 | 23961600 | 5.5596 | 38.9354 | 41.2838
6657 | 23965200 | 5.5596 | 38.9374 | 41.2858
6658 | 23968800 | 5.5597 | 38.9394 | 41.2878
6659 | 23972400 | 5.5597 | 38.9414 | 41.2898
6660 | 23976000 | 5.5598 | 38.9435 | 41.2919
6661 | 23979600 | 5.5598 | 38.9455 | 41.2939
6662 | 23983200 | 5.5599 | 38.9475 | 41.2959
6663 | 23986800 | 5.56 | 38.9495 | 41.2979
6664 | 23990400 | 5.56 | 38.9516 | 41.3
6665 | 23994000 | 5.5601 | 38.9536 | 41.302
6666 | 23997600 | 5.5601 | 38.9556 | 41.304
6667 | 24001200 | 5.5602 | 38.9576 | 41.306
6668 | 24004800 | 5.5602 | 38.9596 | 41.3081
6669 | 24008400 | 5.5603 | 38.9617 | 41.3101
6670 | 24012000 | 5.5603 | 38.9637 | 41.3121
6671 | 24015600 | 5.5604 | 38.9657 | 41.3141
6672 | 24019200 | 5.5604 | 38.9677 | 41.3162
6673 | 24022800 | 5.5605 | 38.9697 | 41.3182
6674 | 24026400 | 5.5605 | 38.9718 | 41.3202
6675 | 24030000 | 5.5606 | 38.9738 | 41.3222
6676 | 24033600 | 5.5606 | 38.9758 | 41.3243
6677 | 24037200 | 5.5607 | 38.9778 | 41.3263
6678 | 24040800 | 5.5607 | 38.9798 | 41.3283
6679 | 24044400 | 5.5608 | 38.9819 | 41.3303
6680 | 24048000 | 5.5609 | 38.9839 | 41.3324
6681 | 24051600 | 5.5609 | 38.9859 | 41.3344
6682 | 24055200 | 5.561 | 38.9879 | 41.3364
6683 | 24058800 | 5.561 | 38.9899 | 41.3384
6684 | 24062400 | 5.5611 | 38.9919 | 41.3404
6685 | 24066000 | 5.5611 | 38.994 | 41.3425
6686 | 24069600 | 5.5612 | 38.996 | 41.3445
6687 | 24073200 | 5.5612 | 38.998 | 41.3465
6688 | 24076800 | 5.5613 | 39 | 41.3485
6689 | 24080400 | 5.5613 | 39.002 | 41.3506
6690 | 24084000 | 5.5614 | 39.0041 | 41.3526
6691 | 24087600 | 5.5614 | 39.0061 | 41.3546
6692 | 24091200 | 5.5615 | 39.0081 | 41.3566
6693 | 24094800 | 5.5615 | 39.0101 | 41.3586
6694 | 24098400 | 5.5616 | 39.0121 | 41.3607
6695 | 24102000 | 5.5616 | 39.0141 | 41.3627
6696 | 24105600 | 5.5617 | 39.0162 | 41.3647
6697 | 24109200 | 5.5617 | 39.0182 | 41.3667
6698 | 24112800 | 5.5618 | 39.0202 | 41.3687
6699 | 24116400 | 5.5619 | 39.0222 | 41.3708
6700 | 24120000 | 5.5619 | 39.0242 | 41.3728
6701 | 24123600 | 5.562 | 39.0262 | 41.3748
6702 | 24127200 | 5.562 | 39.0283 | 41.3768
6703 | 24130800 | 5.5621 | 39.0303 | 41.3789
6704 | 24134400 | 5.5621 | 39.0323 | 41.3809
6705 | 24138000 | 5.5622 | 39.0343 | 41.3829
6706 | 24141600 | 5.5622 | 39.0363 | 41.3849
6707 | 24145200 | 5.5623 | 39.0383 | 41.3869
6708 | 24148800 | 5.5623 | 39.0403 | 41.3889
6709 | 24152400 | 5.5624 | 39.0424 | 41.391
6710 | 24156000 | 5.5624 | 39.0444 | 41.393
6711 | 24159600 | 5.5625 | 39.0464 | 41.395
6712 | 24163200 | 5.5625 | 39.0484 | 41.397
6713 | 24166800 | 5.5626 | 39.0504 | 41.399
6714 | 24170400 | 5.5626 | 39.0524 | 41.4011
6715 | 24174000 | 5.5627 | 39.0544 | 41.4031
6716 | 24177600 | 5.5627 | 39.0565 | 41.4051
6717 | 24181200 | 5.5628 | 39.0585 | 41.4071
6718 | 24184800 | 5.5629 | 39.0605 | 41.4091
6719 | 24188400 | 5.5629 | 39.0625 | 41.4112
6720 | 24192000 | 5.563 | 39.0645 | 41.4132
6721 | 24195600 | 5.563 | 39.0665 | 41.4152
6722 | 24199200 | 5.5631 | 39.0685 | 41.4172
6723 | 24202800 | 5.5631 | 39.0705 | 41.4192
6724 | 24206400 | 5.5632 | 39.0726 | 41.4212
6725 | 24210000 | 5.5632 | 39.0746 | 41.4233
6726 | 24213600 | 5.5633 | 39.0766 | 41.4253
6727 | 24217200 | 5.5633 | 39.0786 | 41.4273
6728 | 24220800 | 5.5634 | 39.0806 | 41.4293
6729 | 24224400 | 5.5634 | 39.0826 | 41.4313
6730 | 24228000 | 5.5635 | 39.0846 | 41.4333
6731 | 24231600 | 5.5635 | 39.0866 | 41.4354
6732 | 24235200 | 5.5636 | 39.0887 | 41.4374
6733 | 24238800 | 5.5636 | 39.0907 | 41.4394
6734 | 24242400 | 5.5637 | 39.0927 | 41.4414
6735 | 24246000 | 5.5637 | 39.0947 | 41.4434
6736 | 24249600 | 5.5638 | 39.0967 | 41.4454
6737 | 24253200 | 5.5638 | 39.0987 | 41.4474
6738 | 24256800 | 5.5639 | 39.1007 | 41.4495
6739 | 24260400 | 5.5639 | 39.1027 | 41.4515
6740 | 24264000 | 5.564 | 39.1047 | 41.4535
6741 | 24267600 | 5.5641 | 39.1068 | 41.4555
6742 | 24271200 | 5.5641 | 39.1088 | 41.4575
6743 | 24274800 | 5.5642 | 39.1108 | 41.4595
6744 | 24278400 | 5.5642 | 39.1128 | 41.4615
6745 | 24282000 | 5.5643 | 39.1148 | 41.4636
6746 | 24285600 | 5.5643 | 39.1168 | 41.4656
6747 | 24289200 | 5.5644 | 39.1188 | 41.4676
6748 | 24292800 | 5.5644 | 39.1208 | 41.4696
6749 | 24296400 | 5.5645 | 39.1228 | 41.4716
6750 | 24300000 | 5.5645 | 39.1248 | 41.4736
6751 | 24303600 | 5.5646 | 39.1268 | 41.4756
6752 | 24307200 | 5.5646 | 39.1289 | 41.4777
6753 | 24310800 | 5.5647 | 39.1309 | 41.4797
6754 | 24314400 | 5.5647 | 39.1329 | 41.4817
6755 | 24318000 | 5.5648 | 39.1349 | 41.4837
6756 | 24321600 | 5.5648 | 39.1369 | 41.4857
6757 | 24325200 | 5.5649 | 39.1389 | 41.4877
6758 | 24328800 | 5.5649 | 39.1409 | 41.4897
6759 | 24332400 | 5.565 | 39.1429 | 41.4917
6760 | 24336000 | 5.565 | 39.1449 | 41.4937
6761 | 24339600 | 5.5651 | 39.1469 | 41.4958
6762 | 24343200 | 5.5651 | 39.1489 | 41.4978
6763 | 24346800 | 5.5652 | 39.1509 | 41.4998
6764 | 24350400 | 5.5652 | 39.1529 | 41.5018
6765 | 24354000 | 5.5653 | 39.155 | 41.5038
6766 | 24357600 | 5.5654 | 39.157 | 41.5058
6767 | 24361200 | 5.5654 | 39.159 | 41.5078
6768 | 24364800 | 5.5655 | 39.161 | 41.5098
6769 | 24368400 | 5.5655 | 39.163 | 41.5118
6770 | 24372000 | 5.5656 | 39.165 | 41.5139
6771 | 24375600 | 5.5656 | 39.167 | 41.5159
6772 | 24379200 | 5.5657 | 39.169 | 41.5179
6773 | 24382800 | 5.5657 | 39.171 | 41.5199
6774 | 24386400 | 5.5658 | 39.173 | 41.5219
6775 | 24390000 | 5.5658 | 39.175 | 41.5239
6776 | 24393600 | 5.5659 | 39.177 | 41.5259
6777 | 24397200 | 5.5659 | 39.179 | 41.5279
6778 | 24400800 | 5.566 | 39.181 | 41.5299
6779 | 24404400 | 5.566 | 39.183 | 41.5319
6780 | 24408000 | 5.5661 | 39.185 | 41.534
6781 | 24411600 | 5.5661 | 39.187 | 41.536
6782 | 24415200 | 5.5662 | 39.189 | 41.538
6783 | 24418800 | 5.5662 | 39.1911 | 41.54
6784 | 24422400 | 5.5663 | 39.1931 | 41.542
6785 | 24426000 | 5.5663 | 39.1951 | 41.544
6786 | 24429600 | 5.5664 | 39.1971 | 41.546
6787 | 24433200 | 5.5664 | 39.1991 | 41.548
6788 | 24436800 | 5.5665 | 39.2011 | 41.55
6789 | 24440400 | 5.5665 | 39.2031 | 41.552
6790 | 24444000 | 5.5666 | 39.2051 | 41.554
6791 | 24447600 | 5.5666 | 39.2071 | 41.556
6792 | 24451200 | 5.5667 | 39.2091 | 41.558
6793 | 24454800 | 5.5667 | 39.2111 | 41.5601
6794 | 24458400 | 5.5668 | 39.2131 | 41.5621
6795 | 24462000 | 5.5668 | 39.2151 | 41.5641
6796 | 24465600 | 5.5669 | 39.2171 | 41.5661
6797 | 24469200 | 5.567 | 39.2191 | 41.5681
6798 | 24472800 | 5.567 | 39.2211 | 41.5701
6799 | 24476400 | 5.5671 | 39.2231 | 41.5721
6800 | 24480000 | 5.5671 | 39.2251 | 41.5741
6801 | 24483600 | 5.5672 | 39.2271 | 41.5761
6802 | 24487200 | 5.5672 | 39.2291 | 41.5781
6803 | 24490800 | 5.5673 | 39.2311 | 41.5801
6804 | 24494400 | 5.5673 | 39.2331 | 41.5821
6805 | 24498000 | 5.5674 | 39.2351 | 41.5841
6806 | 24501600 | 5.5674 | 39.2371 | 41.5861
6807 | 24505200 | 5.5675 | 39.2391 | 41.5881
6808 | 24508800 | 5.5675 | 39.2411 | 41.5901
6809 | 24512400 | 5.5676 | 39.2431 | 41.5921
6810 | 24516000 | 5.5676 | 39.2451 | 41.5942
6811 | 24519600 | 5.5677 | 39.2471 | 41.5962
6812 | 24523200 | 5.5677 | 39.2491 | 41.5982
6813 | 24526800 | 5.5678 | 39.2511 | 41.6002
6814 | 24530400 | 5.5678 | 39.2531 | 41.6022
6815 | 24534000 | 5.5679 | 39.2551 | 41.6042
6816 | 24537600 | 5.5679 | 39.2571 | 41.6062
6817 | 24541200 | 5.568 | 39.2591 | 41.6082
6818 | 24544800 | 5.568 | 39.2611 | 41.6102
6819 | 24548400 | 5.5681 | 39.2631 | 41.6122
6820 | 24552000 | 5.5681 | 39.2651 | 41.6142
6821 | 24555600 | 5.5682 | 39.2671 | 41.6162
6822 | 24559200 | 5.5682 | 39.2691 | 41.6182
6823 | 24562800 | 5.5683 | 39.2711 | 41.6202
6824 | 24566400 | 5.5683 | 39.2731 | 41.6222
6825 | 24570000 | 5.5684 | 39.2751 | 41.6242
6826 | 24573600 | 5.5684 | 39.2771 | 41.6262
6827 | 24577200 | 5.5685 | 39.2791 | 41.6282
6828 | 24580800 | 5.5685 | 39.2811 | 41.6302
6829 | 24584400 | 5.5686 | 39.2831 | 41.6322
6830 | 24588000 | 5.5686 | 39.2851 | 41.6342
6831 | 24591600 | 5.5687 | 39.2871 | 41.6362
6832 | 24595200 | 5.5687 | 39.2891 | 41.6382
6833 | 24598800 | 5.5688 | 39.2911 | 41.6402
6834 | 24602400 | 5.5688 | 39.2931 | 41.6422
6835 | 24606000 | 5.5689 | 39.2951 | 41.6442
6836 | 24609600 | 5.569 | 39.2971 | 41.6462
6837 | 24613200 | 5.569 | 39.2991 | 41.6482
6838 | 24616800 | 5.5691 | 39.3011 | 41.6502
6839 | 24620400 | 5.5691 | 39.3031 | 41.6522
6840 | 24624000 | 5.5692 | 39.3051 | 41.6542
6841 | 24627600 | 5.5692 | 39.307 | 41.6562
6842 | 24631200 | 5.5693 | 39.309 | 41.6582
6843 | 24634800 | 5.5693 | 39.311 | 41.6602
6844 | 24638400 | 5.5694 | 39.313 | 41.6622
6845 | 24642000 | 5.5694 | 39.315 | 41.6642
6846 | 24645600 | 5.5695 | 39.317 | 41.6662
6847 | 24649200 | 5.5695 | 39.319 | 41.6682
6848 | 24652800 | 5.5696 | 39.321 | 41.6702
6849 | 24656400 | 5.5696 | 39.323 | 41.6722
6850 | 24660000 | 5.5697 | 39.325 | 41.6742
6851 | 24663600 | 5.5697 | 39.327 | 41.6762
6852 | 24667200 | 5.5698 | 39.329 | 41.6782
6853 | 24670800 | 5.5698 | 39.331 | 41.6802
6854 | 24674400 | 5.5699 | 39.333 | 41.6822
6855 | 24678000 | 5.5699 | 39.335 | 41.6842
6856 | 24681600 | 5.57 | 39.337 | 41.6862
6857 | 24685200 | 5.57 | 39.339 | 41.6882
6858 | 24688800 | 5.5701 | 39.341 | 41.6902
6859 | 24692400 | 5.5701 | 39.3429 | 41.6922
6860 | 24696000 | 5.5702 | 39.3449 | 41.6942
6861 | 24699600 | 5.5702 | 39.3469 | 41.6962
6862 | 24703200 | 5.5703 | 39.3489 | 41.6982
6863 | 24706800 | 5.5703 | 39.3509 | 41.7002
6864 | 24710400 | 5.5704 | 39.3529 | 41.7022
6865 | 24714000 | 5.5704 | 39.3549 | 41.7042
6866 | 24717600 | 5.5705 | 39.3569 | 41.7062
6867 | 24721200 | 5.5705 | 39.3589 | 41.7082
6868 | 24724800 | 5.5706 | 39.3609 | 41.7102
6869 | 24728400 | 5.5706 | 39.3629 | 41.7122
6870 | 24732000 | 5.5707 | 39.3649 | 41.7142
6871 | 24735600 | 5.5707 | 39.3669 | 41.7162
6872 | 24739200 | 5.5708 | 39.3689 | 41.7182
6873 | 24742800 | 5.5708 | 39.3708 | 41.7202
6874 | 24746400 | 5.5709 | 39.3728 | 41.7221
6875 | 24750000 | 5.5709 | 39.3748 | 41.7241
6876 | 24753600 | 5.571 | 39.3768 | 41.7261
6877 | 24757200 | 5.571 | 39.3788 | 41.7281
6878 | 24760800 | 5.5711 | 39.3808 | 41.7301
6879 | 24764400 | 5.5711 | 39.3828 | 41.7321
6880 | 24768000 | 5.5712 | 39.3848 | 41.7341
6881 | 24771600 | 5.5712 | 39.3868 | 41.7361
6882 | 24775200 | 5.5713 | 39.3888 | 41.7381
6883 | 24778800 | 5.5713 | 39.3907 | 41.7401
6884 | 24782400 | 5.5714 | 39.3927 | 41.7421
6885 | 24786000 | 5.5714 | 39.3947 | 41.7441
6886 | 24789600 | 5.5715 | 39.3967 | 41.7461
6887 | 24793200 | 5.5715 | 39.3987 | 41.7481
6888 | 24796800 | 5.5716 | 39.4007 | 41.7501
6889 | 24800400 | 5.5716 | 39.4027 | 41.7521
6890 | 24804000 | 5.5717 | 39.4047 | 41.7541
6891 | 24807600 | 5.5717 | 39.4067 | 41.7561
6892 | 24811200 | 5.5718 | 39.4087 | 41.758
6893 | 24814800 | 5.5718 | 39.4106 | 41.76
6894 | 24818400 | 5.5719 | 39.4126 | 41.762
6895 | 24822000 | 5.5719 | 39.4146 | 41.764
6896 | 24825600 | 5.572 | 39.4166 | 41.766
6897 | 24829200 | 5.572 | 39.4186 | 41.768
6898 | 24832800 | 5.5721 | 39.4206 | 41.77
6899 | 24836400 | 5.5721 | 39.4226 | 41.772
6900 | 24840000 | 5.5722 | 39.4246 | 41.774
6901 | 24843600 | 5.5722 | 39.4265 | 41.776
6902 | 24847200 | 5.5723 | 39.4285 | 41.778
6903 | 24850800 | 5.5723 | 39.4305 | 41.78
6904 | 24854400 | 5.5724 | 39.4325 | 41.7819
6905 | 24858000 | 5.5724 | 39.4345 | 41.7839
6906 | 24861600 | 5.5725 | 39.4365 | 41.7859
6907 | 24865200 | 5.5725 | 39.4385 | 41.7879
6908 | 24868800 | 5.5726 | 39.4405 | 41.7899
6909 | 24872400 | 5.5726 | 39.4424 | 41.7919
6910 | 24876000 | 5.5727 | 39.4444 | 41.7939
6911 | 24879600 | 5.5727 | 39.4464 | 41.7959
6912 | 24883200 | 5.5728 | 39.4484 | 41.7979
6913 | 24886800 | 5.5728 | 39.4504 | 41.7999
6914 | 24890400 | 5.5729 | 39.4524 | 41.8019
6915 | 24894000 | 5.5729 | 39.4544 | 41.8038
6916 | 24897600 | 5.573 | 39.4563 | 41.8058
6917 | 24901200 | 5.573 | 39.4583 | 41.8078
6918 | 24904800 | 5.5731 | 39.4603 | 41.8098
6919 | 24908400 | 5.5731 | 39.4623 | 41.8118
6920 | 24912000 | 5.5732 | 39.4643 | 41.8138
6921 | 24915600 | 5.5732 | 39.4663 | 41.8158
6922 | 24919200 | 5.5733 | 39.4683 | 41.8178
6923 | 24922800 | 5.5733 | 39.4702 | 41.8198
6924 | 24926400 | 5.5734 | 39.4722 | 41.8217
6925 | 24930000 | 5.5734 | 39.4742 | 41.8237
6926 | 24933600 | 5.5735 | 39.4762 | 41.8257
6927 | 24937200 | 5.5735 | 39.4782 | 41.8277
6928 | 24940800 | 5.5736 | 39.4802 | 41.8297
6929 | 24944400 | 5.5736 | 39.4821 | 41.8317
6930 | 24948000 | 5.5737 | 39.4841 | 41.8337
6931 | 24951600 | 5.5737 | 39.4861 | 41.8357
6932 | 24955200 | 5.5738 | 39.4881 | 41.8376
6933 | 24958800 | 5.5738 | 39.4901 | 41.8396
6934 | 24962400 | 5.5739 | 39.4921 | 41.8416
6935 | 24966000 | 5.5739 | 39.494 | 41.8436
6936 | 24969600 | 5.574 | 39.496 | 41.8456
6937 | 24973200 | 5.574 | 39.498 | 41.8476
6938 | 24976800 | 5.5741 | 39.5 | 41.8496
6939 | 24980400 | 5.5741 | 39.502 | 41.8516
6940 | 24984000 | 5.5742 | 39.504 | 41.8535
6941 | 24987600 | 5.5742 | 39.5059 | 41.8555
6942 | 24991200 | 5.5743 | 39.5079 | 41.8575
6943 | 24994800 | 5.5743 | 39.5099 | 41.8595
6944 | 24998400 | 5.5744 | 39.5119 | 41.8615
6945 | 25002000 | 5.5744 | 39.5139 | 41.8635
6946 | 25005600 | 5.5745 | 39.5158 | 41.8655
6947 | 25009200 | 5.5745 | 39.5178 | 41.8674
6948 | 25012800 | 5.5746 | 39.5198 | 41.8694
6949 | 25016400 | 5.5746 | 39.5218 | 41.8714
6950 | 25020000 | 5.5747 | 39.5238 | 41.8734
6951 | 25023600 | 5.5747 | 39.5257 | 41.8754
6952 | 25027200 | 5.5748 | 39.5277 | 41.8774
6953 | 25030800 | 5.5748 | 39.5297 | 41.8794
6954 | 25034400 | 5.5749 | 39.5317 | 41.8813
6955 | 25038000 | 5.5749 | 39.5337 | 41.8833
6956 | 25041600 | 5.575 | 39.5356 | 41.8853
6957 | 25045200 | 5.575 | 39.5376 | 41.8873
6958 | 25048800 | 5.5751 | 39.5396 | 41.8893
6959 | 25052400 | 5.5751 | 39.5416 | 41.8913
6960 | 25056000 | 5.5752 | 39.5436 | 41.8932
6961 | 25059600 | 5.5752 | 39.5455 | 41.8952
6962 | 25063200 | 5.5753 | 39.5475 | 41.8972
6963 | 25066800 | 5.5753 | 39.5495 | 41.8992
6964 | 25070400 | 5.5754 | 39.5515 | 41.9012
6965 | 25074000 | 5.5754 | 39.5535 | 41.9032
6966 | 25077600 | 5.5755 | 39.5554 | 41.9051
6967 | 25081200 | 5.5755 | 39.5574 | 41.9071
6968 | 25084800 | 5.5756 | 39.5594 | 41.9091
6969 | 25088400 | 5.5756 | 39.5614 | 41.9111
6970 | 25092000 | 5.5757 | 39.5634 | 41.9131
6971 | 25095600 | 5.5757 | 39.5653 | 41.915
6972 | 25099200 | 5.5758 | 39.5673 | 41.917
6973 | 25102800 | 5.5758 | 39.5693 | 41.919
6974 | 25106400 | 5.5759 | 39.5713 | 41.921
6975 | 25110000 | 5.5759 | 39.5732 | 41.923
6976 | 25113600 | 5.576 | 39.5752 | 41.925
6977 | 25117200 | 5.576 | 39.5772 | 41.9269
6978 | 25120800 | 5.5761 | 39.5792 | 41.9289
6979 | 25124400 | 5.5761 | 39.5811 | 41.9309
6980 | 25128000 | 5.5762 | 39.5831 | 41.9329
6981 | 25131600 | 5.5762 | 39.5851 | 41.9349
6982 | 25135200 | 5.5763 | 39.5871 | 41.9368
6983 | 25138800 | 5.5763 | 39.5891 | 41.9388
6984 | 25142400 | 5.5764 | 39.591 | 41.9408
6985 | 25146000 | 5.5764 | 39.593 | 41.9428
6986 | 25149600 | 5.5765 | 39.595 | 41.9448
6987 | 25153200 | 5.5765 | 39.597 | 41.9467
6988 | 25156800 | 5.5766 | 39.5989 | 41.9487
6989 | 25160400 | 5.5766 | 39.6009 | 41.9507
6990 | 25164000 | 5.5767 | 39.6029 | 41.9527
6991 | 25167600 | 5.5767 | 39.6049 | 41.9547
6992 | 25171200 | 5.5768 | 39.6068 | 41.9566
6993 | 25174800 | 5.5768 | 39.6088 | 41.9586
6994 | 25178400 | 5.5769 | 39.6108 | 41.9606
6995 | 25182000 | 5.5769 | 39.6128 | 41.9626
6996 | 25185600 | 5.577 | 39.6147 | 41.9646
6997 | 25189200 | 5.577 | 39.6167 | 41.9665
6998 | 25192800 | 5.5771 | 39.6187 | 41.9685
6999 | 25196400 | 5.5771 | 39.6207 | 41.9705
7000 | 25200000 | 5.5772 | 39.6226 | 41.9725
7001 | 25203600 | 5.5772 | 39.6246 | 41.9744
7002 | 25207200 | 5.5773 | 39.6266 | 41.9764
7003 | 25210800 | 5.5773 | 39.6286 | 41.9784
7004 | 25214400 | 5.5774 | 39.6305 | 41.9804
7005 | 25218000 | 5.5774 | 39.6325 | 41.9824
7006 | 25221600 | 5.5775 | 39.6345 | 41.9843
7007 | 25225200 | 5.5775 | 39.6364 | 41.9863
7008 | 25228800 | 5.5776 | 39.6384 | 41.9883
7009 | 25232400 | 5.5776 | 39.6404 | 41.9903
7010 | 25236000 | 5.5777 | 39.6424 | 41.9922
7011 | 25239600 | 5.5777 | 39.6443 | 41.9942
7012 | 25243200 | 5.5778 | 39.6463 | 41.9962
7013 | 25246800 | 5.5778 | 39.6483 | 41.9982
7014 | 25250400 | 5.5779 | 39.6503 | 42.0001
7015 | 25254000 | 5.5779 | 39.6522 | 42.0021
7016 | 25257600 | 5.578 | 39.6542 | 42.0041
7017 | 25261200 | 5.578 | 39.6562 | 42.0061
7018 | 25264800 | 5.5781 | 39.6581 | 42.008
7019 | 25268400 | 5.5781 | 39.6601 | 42.01
7020 | 25272000 | 5.5782 | 39.6621 | 42.012
7021 | 25275600 | 5.5782 | 39.6641 | 42.014
7022 | 25279200 | 5.5783 | 39.666 | 42.016
7023 | 25282800 | 5.5783 | 39.668 | 42.0179
7024 | 25286400 | 5.5784 | 39.67 | 42.0199
7025 | 25290000 | 5.5784 | 39.6719 | 42.0219
7026 | 25293600 | 5.5785 | 39.6739 | 42.0238
7027 | 25297200 | 5.5785 | 39.6759 | 42.0258
7028 | 25300800 | 5.5786 | 39.6778 | 42.0278
7029 | 25304400 | 5.5786 | 39.6798 | 42.0298
7030 | 25308000 | 5.5786 | 39.6818 | 42.0317
7031 | 25311600 | 5.5787 | 39.6838 | 42.0337
7032 | 25315200 | 5.5787 | 39.6857 | 42.0357
7033 | 25318800 | 5.5788 | 39.6877 | 42.0377
7034 | 25322400 | 5.5788 | 39.6897 | 42.0396
7035 | 25326000 | 5.5789 | 39.6916 | 42.0416
7036 | 25329600 | 5.5789 | 39.6936 | 42.0436
7037 | 25333200 | 5.579 | 39.6956 | 42.0456
7038 | 25336800 | 5.579 | 39.6975 | 42.0475
7039 | 25340400 | 5.5791 | 39.6995 | 42.0495
7040 | 25344000 | 5.5791 | 39.7015 | 42.0515
7041 | 25347600 | 5.5792 | 39.7034 | 42.0535
7042 | 25351200 | 5.5792 | 39.7054 | 42.0554
7043 | 25354800 | 5.5793 | 39.7074 | 42.0574
7044 | 25358400 | 5.5793 | 39.7093 | 42.0594
7045 | 25362000 | 5.5794 | 39.7113 | 42.0613
7046 | 25365600 | 5.5794 | 39.7133 | 42.0633
7047 | 25369200 | 5.5795 | 39.7153 | 42.0653
7048 | 25372800 | 5.5795 | 39.7172 | 42.0673
7049 | 25376400 | 5.5796 | 39.7192 | 42.0692
7050 | 25380000 | 5.5796 | 39.7212 | 42.0712
7051 | 25383600 | 5.5797 | 39.7231 | 42.0732
7052 | 25387200 | 5.5797 | 39.7251 | 42.0751
7053 | 25390800 | 5.5798 | 39.7271 | 42.0771
7054 | 25394400 | 5.5798 | 39.729 | 42.0791
7055 | 25398000 | 5.5799 | 39.731 | 42.0811
7056 | 25401600 | 5.5799 | 39.733 | 42.083
7057 | 25405200 | 5.58 | 39.7349 | 42.085
7058 | 25408800 | 5.58 | 39.7369 | 42.087
7059 | 25412400 | 5.5801 | 39.7389 | 42.0889
7060 | 25416000 | 5.5801 | 39.7408 | 42.0909
7061 | 25419600 | 5.5802 | 39.7428 | 42.0929
7062 | 25423200 | 5.5802 | 39.7448 | 42.0948
7063 | 25426800 | 5.5803 | 39.7467 | 42.0968
7064 | 25430400 | 5.5803 | 39.7487 | 42.0988
7065 | 25434000 | 5.5804 | 39.7506 | 42.1007
7066 | 25437600 | 5.5804 | 39.7526 | 42.1027
7067 | 25441200 | 5.5805 | 39.7546 | 42.1047
7068 | 25444800 | 5.5805 | 39.7565 | 42.1067
7069 | 25448400 | 5.5806 | 39.7585 | 42.1086
7070 | 25452000 | 5.5806 | 39.7605 | 42.1106
7071 | 25455600 | 5.5806 | 39.7624 | 42.1126
7072 | 25459200 | 5.5807 | 39.7644 | 42.1145
7073 | 25462800 | 5.5807 | 39.7664 | 42.1165
7074 | 25466400 | 5.5808 | 39.7683 | 42.1185
7075 | 25470000 | 5.5808 | 39.7703 | 42.1204
7076 | 25473600 | 5.5809 | 39.7723 | 42.1224
7077 | 25477200 | 5.5809 | 39.7742 | 42.1244
7078 | 25480800 | 5.581 | 39.7762 | 42.1263
7079 | 25484400 | 5.581 | 39.7781 | 42.1283
7080 | 25488000 | 5.5811 | 39.7801 | 42.1303
7081 | 25491600 | 5.5811 | 39.7821 | 42.1322
7082 | 25495200 | 5.5812 | 39.784 | 42.1342
7083 | 25498800 | 5.5812 | 39.786 | 42.1362
7084 | 25502400 | 5.5813 | 39.788 | 42.1381
7085 | 25506000 | 5.5813 | 39.7899 | 42.1401
7086 | 25509600 | 5.5814 | 39.7919 | 42.1421
7087 | 25513200 | 5.5814 | 39.7938 | 42.144
7088 | 25516800 | 5.5815 | 39.7958 | 42.146
7089 | 25520400 | 5.5815 | 39.7978 | 42.148
7090 | 25524000 | 5.5816 | 39.7997 | 42.1499
7091 | 25527600 | 5.5816 | 39.8017 | 42.1519
7092 | 25531200 | 5.5817 | 39.8037 | 42.1539
7093 | 25534800 | 5.5817 | 39.8056 | 42.1558
7094 | 25538400 | 5.5818 | 39.8076 | 42.1578
7095 | 25542000 | 5.5818 | 39.8095 | 42.1598
7096 | 25545600 | 5.5819 | 39.8115 | 42.1617
7097 | 25549200 | 5.5819 | 39.8135 | 42.1637
7098 | 25552800 | 5.582 | 39.8154 | 42.1657
7099 | 25556400 | 5.582 | 39.8174 | 42.1676
7100 | 25560000 | 5.5821 | 39.8193 | 42.1696
7101 | 25563600 | 5.5821 | 39.8213 | 42.1716
7102 | 25567200 | 5.5822 | 39.8233 | 42.1735
7103 | 25570800 | 5.5822 | 39.8252 | 42.1755
7104 | 25574400 | 5.5822 | 39.8272 | 42.1774
7105 | 25578000 | 5.5823 | 39.8291 | 42.1794
7106 | 25581600 | 5.5823 | 39.8311 | 42.1814
7107 | 25585200 | 5.5824 | 39.8331 | 42.1833
7108 | 25588800 | 5.5824 | 39.835 | 42.1853
7109 | 25592400 | 5.5825 | 39.837 | 42.1873
7110 | 25596000 | 5.5825 | 39.8389 | 42.1892
7111 | 25599600 | 5.5826 | 39.8409 | 42.1912
7112 | 25603200 | 5.5826 | 39.8429 | 42.1931
7113 | 25606800 | 5.5827 | 39.8448 | 42.1951
7114 | 25610400 | 5.5827 | 39.8468 | 42.1971
7115 | 25614000 | 5.5828 | 39.8487 | 42.199
7116 | 25617600 | 5.5828 | 39.8507 | 42.201
7117 | 25621200 | 5.5829 | 39.8527 | 42.203
7118 | 25624800 | 5.5829 | 39.8546 | 42.2049
7119 | 25628400 | 5.583 | 39.8566 | 42.2069
7120 | 25632000 | 5.583 | 39.8585 | 42.2088
7121 | 25635600 | 5.5831 | 39.8605 | 42.2108
7122 | 25639200 | 5.5831 | 39.8624 | 42.2128
7123 | 25642800 | 5.5832 | 39.8644 | 42.2147
7124 | 25646400 | 5.5832 | 39.8664 | 42.2167
7125 | 25650000 | 5.5833 | 39.8683 | 42.2187
7126 | 25653600 | 5.5833 | 39.8703 | 42.2206
7127 | 25657200 | 5.5834 | 39.8722 | 42.2226
7128 | 25660800 | 5.5834 | 39.8742 | 42.2245
7129 | 25664400 | 5.5834 | 39.8761 | 42.2265
7130 | 25668000 | 5.5835 | 39.8781 | 42.2285
7131 | 25671600 | 5.5835 | 39.8801 | 42.2304
7132 | 25675200 | 5.5836 | 39.882 | 42.2324
7133 | 25678800 | 5.5836 | 39.884 | 42.2343
7134 | 25682400 | 5.5837 | 39.8859 | 42.2363
7135 | 25686000 | 5.5837 | 39.8879 | 42.2383
7136 | 25689600 | 5.5838 | 39.8898 | 42.2402
7137 | 25693200 | 5.5838 | 39.8918 | 42.2422
7138 | 25696800 | 5.5839 | 39.8937 | 42.2441
7139 | 25700400 | 5.5839 | 39.8957 | 42.2461
7140 | 25704000 | 5.584 | 39.8977 | 42.2481
7141 | 25707600 | 5.584 | 39.8996 | 42.25
7142 | 25711200 | 5.5841 | 39.9016 | 42.252
7143 | 25714800 | 5.5841 | 39.9035 | 42.2539
7144 | 25718400 | 5.5842 | 39.9055 | 42.2559
7145 | 25722000 | 5.5842 | 39.9074 | 42.2578
7146 | 25725600 | 5.5843 | 39.9094 | 42.2598
7147 | 25729200 | 5.5843 | 39.9113 | 42.2618
7148 | 25732800 | 5.5844 | 39.9133 | 42.2637
7149 | 25736400 | 5.5844 | 39.9152 | 42.2657
7150 | 25740000 | 5.5845 | 39.9172 | 42.2676
7151 | 25743600 | 5.5845 | 39.9192 | 42.2696
7152 | 25747200 | 5.5846 | 39.9211 | 42.2716
7153 | 25750800 | 5.5846 | 39.9231 | 42.2735
7154 | 25754400 | 5.5846 | 39.925 | 42.2755
7155 | 25758000 | 5.5847 | 39.927 | 42.2774
7156 | 25761600 | 5.5847 | 39.9289 | 42.2794
7157 | 25765200 | 5.5848 | 39.9309 | 42.2813
7158 | 25768800 | 5.5848 | 39.9328 | 42.2833
7159 | 25772400 | 5.5849 | 39.9348 | 42.2853
7160 | 25776000 | 5.5849 | 39.9367 | 42.2872
7161 | 25779600 | 5.585 | 39.9387 | 42.2892
7162 | 25783200 | 5.585 | 39.9406 | 42.2911
7163 | 25786800 | 5.5851 | 39.9426 | 42.2931
7164 | 25790400 | 5.5851 | 39.9445 | 42.295
7165 | 25794000 | 5.5852 | 39.9465 | 42.297
7166 | 25797600 | 5.5852 | 39.9484 | 42.2989
7167 | 25801200 | 5.5853 | 39.9504 | 42.3009
7168 | 25804800 | 5.5853 | 39.9523 | 42.3029
7169 | 25808400 | 5.5854 | 39.9543 | 42.3048
7170 | 25812000 | 5.5854 | 39.9562 | 42.3068
7171 | 25815600 | 5.5855 | 39.9582 | 42.3087
7172 | 25819200 | 5.5855 | 39.9601 | 42.3107
7173 | 25822800 | 5.5856 | 39.9621 | 42.3126
7174 | 25826400 | 5.5856 | 39.9641 | 42.3146
7175 | 25830000 | 5.5856 | 39.966 | 42.3165
7176 | 25833600 | 5.5857 | 39.968 | 42.3185
7177 | 25837200 | 5.5857 | 39.9699 | 42.3205
7178 | 25840800 | 5.5858 | 39.9719 | 42.3224
7179 | 25844400 | 5.5858 | 39.9738 | 42.3244
7180 | 25848000 | 5.5859 | 39.9758 | 42.3263
7181 | 25851600 | 5.5859 | 39.9777 | 42.3283
7182 | 25855200 | 5.586 | 39.9797 | 42.3302
7183 | 25858800 | 5.586 | 39.9816 | 42.3322
7184 | 25862400 | 5.5861 | 39.9836 | 42.3341
7185 | 25866000 | 5.5861 | 39.9855 | 42.3361
7186 | 25869600 | 5.5862 | 39.9874 | 42.338
7187 | 25873200 | 5.5862 | 39.9894 | 42.34
7188 | 25876800 | 5.5863 | 39.9913 | 42.3419
7189 | 25880400 | 5.5863 | 39.9933 | 42.3439
7190 | 25884000 | 5.5864 | 39.9952 | 42.3458
7191 | 25887600 | 5.5864 | 39.9972 | 42.3478
7192 | 25891200 | 5.5865 | 39.9991 | 42.3497
7193 | 25894800 | 5.5865 | 40.0011 | 42.3517
7194 | 25898400 | 5.5865 | 40.003 | 42.3537
7195 | 25902000 | 5.5866 | 40.005 | 42.3556
7196 | 25905600 | 5.5866 | 40.0069 | 42.3576
7197 | 25909200 | 5.5867 | 40.0089 | 42.3595
7198 | 25912800 | 5.5867 | 40.0108 | 42.3615
7199 | 25916400 | 5.5868 | 40.0128 | 42.3634
7200 | 25920000 | 5.5868 | 40.0147 | 42.3654
7201 | 25923600 | 5.5869 | 40.0167 | 42.3673
7202 | 25927200 | 5.5869 | 40.0186 | 42.3693
7203 | 25930800 | 5.587 | 40.0206 | 42.3712
7204 | 25934400 | 5.587 | 40.0225 | 42.3732
7205 | 25938000 | 5.5871 | 40.0245 | 42.3751
7206 | 25941600 | 5.5871 | 40.0264 | 42.3771
7207 | 25945200 | 5.5872 | 40.0284 | 42.379
7208 | 25948800 | 5.5872 | 40.0303 | 42.381
7209 | 25952400 | 5.5873 | 40.0322 | 42.3829
7210 | 25956000 | 5.5873 | 40.0342 | 42.3849
7211 | 25959600 | 5.5874 | 40.0361 | 42.3868
7212 | 25963200 | 5.5874 | 40.0381 | 42.3888
7213 | 25966800 | 5.5874 | 40.04 | 42.3907
7214 | 25970400 | 5.5875 | 40.042 | 42.3927
7215 | 25974000 | 5.5875 | 40.0439 | 42.3946
7216 | 25977600 | 5.5876 | 40.0459 | 42.3966
7217 | 25981200 | 5.5876 | 40.0478 | 42.3985
7218 | 25984800 | 5.5877 | 40.0498 | 42.4005
7219 | 25988400 | 5.5877 | 40.0517 | 42.4024
7220 | 25992000 | 5.5878 | 40.0536 | 42.4044
7221 | 25995600 | 5.5878 | 40.0556 | 42.4063
7222 | 25999200 | 5.5879 | 40.0575 | 42.4083
7223 | 26002800 | 5.5879 | 40.0595 | 42.4102
7224 | 26006400 | 5.588 | 40.0614 | 42.4122
7225 | 26010000 | 5.588 | 40.0634 | 42.4141
7226 | 26013600 | 5.5881 | 40.0653 | 42.416
7227 | 26017200 | 5.5881 | 40.0673 | 42.418
7228 | 26020800 | 5.5882 | 40.0692 | 42.4199
7229 | 26024400 | 5.5882 | 40.0711 | 42.4219
7230 | 26028000 | 5.5882 | 40.0731 | 42.4238
7231 | 26031600 | 5.5883 | 40.075 | 42.4258
7232 | 26035200 | 5.5883 | 40.077 | 42.4277
7233 | 26038800 | 5.5884 | 40.0789 | 42.4297
7234 | 26042400 | 5.5884 | 40.0809 | 42.4316
7235 | 26046000 | 5.5885 | 40.0828 | 42.4336
7236 | 26049600 | 5.5885 | 40.0847 | 42.4355
7237 | 26053200 | 5.5886 | 40.0867 | 42.4375
7238 | 26056800 | 5.5886 | 40.0886 | 42.4394
7239 | 26060400 | 5.5887 | 40.0906 | 42.4414
7240 | 26064000 | 5.5887 | 40.0925 | 42.4433
7241 | 26067600 | 5.5888 | 40.0944 | 42.4453
7242 | 26071200 | 5.5888 | 40.0964 | 42.4472
7243 | 26074800 | 5.5889 | 40.0983 | 42.4491
7244 | 26078400 | 5.5889 | 40.1003 | 42.4511
7245 | 26082000 | 5.589 | 40.1022 | 42.453
7246 | 26085600 | 5.589 | 40.1042 | 42.455
7247 | 26089200 | 5.589 | 40.1061 | 42.4569
7248 | 26092800 | 5.5891 | 40.108 | 42.4589
7249 | 26096400 | 5.5891 | 40.11 | 42.4608
7250 | 26100000 | 5.5892 | 40.1119 | 42.4628
7251 | 26103600 | 5.5892 | 40.1139 | 42.4647
7252 | 26107200 | 5.5893 | 40.1158 | 42.4666
7253 | 26110800 | 5.5893 | 40.1177 | 42.4686
7254 | 26114400 | 5.5894 | 40.1197 | 42.4705
7255 | 26118000 | 5.5894 | 40.1216 | 42.4725
7256 | 26121600 | 5.5895 | 40.1236 | 42.4744
7257 | 26125200 | 5.5895 | 40.1255 | 42.4764
7258 | 26128800 | 5.5896 | 40.1274 | 42.4783
7259 | 26132400 | 5.5896 | 40.1294 | 42.4803
7260 | 26136000 | 5.5897 | 40.1313 | 42.4822
7261 | 26139600 | 5.5897 | 40.1333 | 42.4841
7262 | 26143200 | 5.5897 | 40.1352 | 42.4861
7263 | 26146800 | 5.5898 | 40.1371 | 42.488
7264 | 26150400 | 5.5898 | 40.1391 | 42.49
7265 | 26154000 | 5.5899 | 40.141 | 42.4919
7266 | 26157600 | 5.5899 | 40.143 | 42.4939
7267 | 26161200 | 5.59 | 40.1449 | 42.4958
7268 | 26164800 | 5.59 | 40.1468 | 42.4977
7269 | 26168400 | 5.5901 | 40.1488 | 42.4997
7270 | 26172000 | 5.5901 | 40.1507 | 42.5016
7271 | 26175600 | 5.5902 | 40.1526 | 42.5036
7272 | 26179200 | 5.5902 | 40.1546 | 42.5055
7273 | 26182800 | 5.5903 | 40.1565 | 42.5074
7274 | 26186400 | 5.5903 | 40.1585 | 42.5094
7275 | 26190000 | 5.5904 | 40.1604 | 42.5113
7276 | 26193600 | 5.5904 | 40.1623 | 42.5133
7277 | 26197200 | 5.5904 | 40.1643 | 42.5152
7278 | 26200800 | 5.5905 | 40.1662 | 42.5172
7279 | 26204400 | 5.5905 | 40.1681 | 42.5191
7280 | 26208000 | 5.5906 | 40.1701 | 42.521
7281 | 26211600 | 5.5906 | 40.172 | 42.523
7282 | 26215200 | 5.5907 | 40.174 | 42.5249
7283 | 26218800 | 5.5907 | 40.1759 | 42.5269
7284 | 26222400 | 5.5908 | 40.1778 | 42.5288
7285 | 26226000 | 5.5908 | 40.1798 | 42.5307
7286 | 26229600 | 5.5909 | 40.1817 | 42.5327
7287 | 26233200 | 5.5909 | 40.1836 | 42.5346
7288 | 26236800 | 5.591 | 40.1856 | 42.5366
7289 | 26240400 | 5.591 | 40.1875 | 42.5385
7290 | 26244000 | 5.5911 | 40.1894 | 42.5404
7291 | 26247600 | 5.5911 | 40.1914 | 42.5424
7292 | 26251200 | 5.5911 | 40.1933 | 42.5443
7293 | 26254800 | 5.5912 | 40.1953 | 42.5463
7294 | 26258400 | 5.5912 | 40.1972 | 42.5482
7295 | 26262000 | 5.5913 | 40.1991 | 42.5501
7296 | 26265600 | 5.5913 | 40.2011 | 42.5521
7297 | 26269200 | 5.5914 | 40.203 | 42.554
7298 | 26272800 | 5.5914 | 40.2049 | 42.556
7299 | 26276400 | 5.5915 | 40.2069 | 42.5579
7300 | 26280000 | 5.5915 | 40.2088 | 42.5598
7301 | 26283600 | 5.5916 | 40.2107 | 42.5618
7302 | 26287200 | 5.5916 | 40.2127 | 42.5637
7303 | 26290800 | 5.5917 | 40.2146 | 42.5656
7304 | 26294400 | 5.5917 | 40.2165 | 42.5676
7305 | 26298000 | 5.5917 | 40.2185 | 42.5695
7306 | 26301600 | 5.5918 | 40.2204 | 42.5715
7307 | 26305200 | 5.5918 | 40.2223 | 42.5734
7308 | 26308800 | 5.5919 | 40.2243 | 42.5753
7309 | 26312400 | 5.5919 | 40.2262 | 42.5773
7310 | 26316000 | 5.592 | 40.2281 | 42.5792
7311 | 26319600 | 5.592 | 40.2301 | 42.5811
7312 | 26323200 | 5.5921 | 40.232 | 42.5831
7313 | 26326800 | 5.5921 | 40.2339 | 42.585
7314 | 26330400 | 5.5922 | 40.2359 | 42.5869
7315 | 26334000 | 5.5922 | 40.2378 | 42.5889
7316 | 26337600 | 5.5923 | 40.2397 | 42.5908
7317 | 26341200 | 5.5923 | 40.2417 | 42.5928
7318 | 26344800 | 5.5923 | 40.2436 | 42.5947
7319 | 26348400 | 5.5924 | 40.2455 | 42.5966
7320 | 26352000 | 5.5924 | 40.2475 | 42.5986
7321 | 26355600 | 5.5925 | 40.2494 | 42.6005
7322 | 26359200 | 5.5925 | 40.2513 | 42.6024
7323 | 26362800 | 5.5926 | 40.2533 | 42.6044
7324 | 26366400 | 5.5926 | 40.2552 | 42.6063
7325 | 26370000 | 5.5927 | 40.2571 | 42.6082
7326 | 26373600 | 5.5927 | 40.259 | 42.6102
7327 | 26377200 | 5.5928 | 40.261 | 42.6121
7328 | 26380800 | 5.5928 | 40.2629 | 42.614
7329 | 26384400 | 5.5929 | 40.2648 | 42.616
7330 | 26388000 | 5.5929 | 40.2668 | 42.6179
7331 | 26391600 | 5.5929 | 40.2687 | 42.6198
7332 | 26395200 | 5.593 | 40.2706 | 42.6218
7333 | 26398800 | 5.593 | 40.2726 | 42.6237
7334 | 26402400 | 5.5931 | 40.2745 | 42.6257
7335 | 26406000 | 5.5931 | 40.2764 | 42.6276
7336 | 26409600 | 5.5932 | 40.2783 | 42.6295
7337 | 26413200 | 5.5932 | 40.2803 | 42.6315
7338 | 26416800 | 5.5933 | 40.2822 | 42.6334
7339 | 26420400 | 5.5933 | 40.2841 | 42.6353
7340 | 26424000 | 5.5934 | 40.2861 | 42.6373
7341 | 26427600 | 5.5934 | 40.288 | 42.6392
7342 | 26431200 | 5.5935 | 40.2899 | 42.6411
7343 | 26434800 | 5.5935 | 40.2919 | 42.643
7344 | 26438400 | 5.5935 | 40.2938 | 42.645
7345 | 26442000 | 5.5936 | 40.2957 | 42.6469
7346 | 26445600 | 5.5936 | 40.2976 | 42.6488
7347 | 26449200 | 5.5937 | 40.2996 | 42.6508
7348 | 26452800 | 5.5937 | 40.3015 | 42.6527
7349 | 26456400 | 5.5938 | 40.3034 | 42.6546
7350 | 26460000 | 5.5938 | 40.3054 | 42.6566
7351 | 26463600 | 5.5939 | 40.3073 | 42.6585
7352 | 26467200 | 5.5939 | 40.3092 | 42.6604
7353 | 26470800 | 5.594 | 40.3111 | 42.6624
7354 | 26474400 | 5.594 | 40.3131 | 42.6643
7355 | 26478000 | 5.594 | 40.315 | 42.6662
7356 | 26481600 | 5.5941 | 40.3169 | 42.6682
7357 | 26485200 | 5.5941 | 40.3188 | 42.6701
7358 | 26488800 | 5.5942 | 40.3208 | 42.672
7359 | 26492400 | 5.5942 | 40.3227 | 42.674
7360 | 26496000 | 5.5943 | 40.3246 | 42.6759
7361 | 26499600 | 5.5943 | 40.3266 | 42.6778
7362 | 26503200 | 5.5944 | 40.3285 | 42.6797
7363 | 26506800 | 5.5944 | 40.3304 | 42.6817
7364 | 26510400 | 5.5945 | 40.3323 | 42.6836
7365 | 26514000 | 5.5945 | 40.3343 | 42.6855
7366 | 26517600 | 5.5946 | 40.3362 | 42.6875
7367 | 26521200 | 5.5946 | 40.3381 | 42.6894
7368 | 26524800 | 5.5946 | 40.34 | 42.6913
7369 | 26528400 | 5.5947 | 40.342 | 42.6933
7370 | 26532000 | 5.5947 | 40.3439 | 42.6952
7371 | 26535600 | 5.5948 | 40.3458 | 42.6971
7372 | 26539200 | 5.5948 | 40.3477 | 42.699
7373 | 26542800 | 5.5949 | 40.3497 | 42.701
7374 | 26546400 | 5.5949 | 40.3516 | 42.7029
7375 | 26550000 | 5.595 | 40.3535 | 42.7048
7376 | 26553600 | 5.595 | 40.3554 | 42.7068
7377 | 26557200 | 5.5951 | 40.3574 | 42.7087
7378 | 26560800 | 5.5951 | 40.3593 | 42.7106
7379 | 26564400 | 5.5951 | 40.3612 | 42.7125
7380 | 26568000 | 5.5952 | 40.3631 | 42.7145
7381 | 26571600 | 5.5952 | 40.3651 | 42.7164
7382 | 26575200 | 5.5953 | 40.367 | 42.7183
7383 | 26578800 | 5.5953 | 40.3689 | 42.7203
7384 | 26582400 | 5.5954 | 40.3708 | 42.7222
7385 | 26586000 | 5.5954 | 40.3728 | 42.7241
7386 | 26589600 | 5.5955 | 40.3747 | 42.726
7387 | 26593200 | 5.5955 | 40.3766 | 42.728
7388 | 26596800 | 5.5956 | 40.3785 | 42.7299
7389 | 26600400 | 5.5956 | 40.3804 | 42.7318
7390 | 26604000 | 5.5956 | 40.3824 | 42.7337
7391 | 26607600 | 5.5957 | 40.3843 | 42.7357
7392 | 26611200 | 5.5957 | 40.3862 | 42.7376
7393 | 26614800 | 5.5958 | 40.3881 | 42.7395
7394 | 26618400 | 5.5958 | 40.3901 | 42.7414
7395 | 26622000 | 5.5959 | 40.392 | 42.7434
7396 | 26625600 | 5.5959 | 40.3939 | 42.7453
7397 | 26629200 | 5.596 | 40.3958 | 42.7472
7398 | 26632800 | 5.596 | 40.3977 | 42.7492
7399 | 26636400 | 5.5961 | 40.3997 | 42.7511
7400 | 26640000 | 5.5961 | 40.4016 | 42.753
7401 | 26643600 | 5.5961 | 40.4035 | 42.7549
7402 | 26647200 | 5.5962 | 40.4054 | 42.7569
7403 | 26650800 | 5.5962 | 40.4074 | 42.7588
7404 | 26654400 | 5.5963 | 40.4093 | 42.7607
7405 | 26658000 | 5.5963 | 40.4112 | 42.7626
7406 | 26661600 | 5.5964 | 40.4131 | 42.7646
7407 | 26665200 | 5.5964 | 40.415 | 42.7665
7408 | 26668800 | 5.5965 | 40.417 | 42.7684
7409 | 26672400 | 5.5965 | 40.4189 | 42.7703
7410 | 26676000 | 5.5966 | 40.4208 | 42.7723
7411 | 26679600 | 5.5966 | 40.4227 | 42.7742
7412 | 26683200 | 5.5966 | 40.4246 | 42.7761
7413 | 26686800 | 5.5967 | 40.4266 | 42.778
7414 | 26690400 | 5.5967 | 40.4285 | 42.7799
7415 | 26694000 | 5.5968 | 40.4304 | 42.7819
7416 | 26697600 | 5.5968 | 40.4323 | 42.7838
7417 | 26701200 | 5.5969 | 40.4342 | 42.7857
7418 | 26704800 | 5.5969 | 40.4362 | 42.7876
7419 | 26708400 | 5.597 | 40.4381 | 42.7896
7420 | 26712000 | 5.597 | 40.44 | 42.7915
7421 | 26715600 | 5.5971 | 40.4419 | 42.7934
7422 | 26719200 | 5.5971 | 40.4438 | 42.7953
7423 | 26722800 | 5.5971 | 40.4458 | 42.7973
7424 | 26726400 | 5.5972 | 40.4477 | 42.7992
7425 | 26730000 | 5.5972 | 40.4496 | 42.8011
7426 | 26733600 | 5.5973 | 40.4515 | 42.803
7427 | 26737200 | 5.5973 | 40.4534 | 42.8049
7428 | 26740800 | 5.5974 | 40.4553 | 42.8069
7429 | 26744400 | 5.5974 | 40.4573 | 42.8088
7430 | 26748000 | 5.5975 | 40.4592 | 42.8107
7431 | 26751600 | 5.5975 | 40.4611 | 42.8126
7432 | 26755200 | 5.5976 | 40.463 | 42.8146
7433 | 26758800 | 5.5976 | 40.4649 | 42.8165
7434 | 26762400 | 5.5976 | 40.4669 | 42.8184
7435 | 26766000 | 5.5977 | 40.4688 | 42.8203
7436 | 26769600 | 5.5977 | 40.4707 | 42.8222
7437 | 26773200 | 5.5978 | 40.4726 | 42.8242
7438 | 26776800 | 5.5978 | 40.4745 | 42.8261
7439 | 26780400 | 5.5979 | 40.4764 | 42.828
7440 | 26784000 | 5.5979 | 40.4784 | 42.8299
7441 | 26787600 | 5.598 | 40.4803 | 42.8318
7442 | 26791200 | 5.598 | 40.4822 | 42.8338
7443 | 26794800 | 5.598 | 40.4841 | 42.8357
7444 | 26798400 | 5.5981 | 40.486 | 42.8376
7445 | 26802000 | 5.5981 | 40.4879 | 42.8395
7446 | 26805600 | 5.5982 | 40.4899 | 42.8414
7447 | 26809200 | 5.5982 | 40.4918 | 42.8434
7448 | 26812800 | 5.5983 | 40.4937 | 42.8453
7449 | 26816400 | 5.5983 | 40.4956 | 42.8472
7450 | 26820000 | 5.5984 | 40.4975 | 42.8491
7451 | 26823600 | 5.5984 | 40.4994 | 42.851
7452 | 26827200 | 5.5985 | 40.5013 | 42.853
7453 | 26830800 | 5.5985 | 40.5033 | 42.8549
7454 | 26834400 | 5.5985 | 40.5052 | 42.8568
7455 | 26838000 | 5.5986 | 40.5071 | 42.8587
7456 | 26841600 | 5.5986 | 40.509 | 42.8606
7457 | 26845200 | 5.5987 | 40.5109 | 42.8625
7458 | 26848800 | 5.5987 | 40.5128 | 42.8645
7459 | 26852400 | 5.5988 | 40.5148 | 42.8664
7460 | 26856000 | 5.5988 | 40.5167 | 42.8683
7461 | 26859600 | 5.5989 | 40.5186 | 42.8702
7462 | 26863200 | 5.5989 | 40.5205 | 42.8721
7463 | 26866800 | 5.5989 | 40.5224 | 42.8741
7464 | 26870400 | 5.599 | 40.5243 | 42.876
7465 | 26874000 | 5.599 | 40.5262 | 42.8779
7466 | 26877600 | 5.5991 | 40.5281 | 42.8798
7467 | 26881200 | 5.5991 | 40.5301 | 42.8817
7468 | 26884800 | 5.5992 | 40.532 | 42.8836
7469 | 26888400 | 5.5992 | 40.5339 | 42.8856
7470 | 26892000 | 5.5993 | 40.5358 | 42.8875
7471 | 26895600 | 5.5993 | 40.5377 | 42.8894
7472 | 26899200 | 5.5994 | 40.5396 | 42.8913
7473 | 26902800 | 5.5994 | 40.5415 | 42.8932
7474 | 26906400 | 5.5994 | 40.5435 | 42.8951
7475 | 26910000 | 5.5995 | 40.5454 | 42.8971
7476 | 26913600 | 5.5995 | 40.5473 | 42.899
7477 | 26917200 | 5.5996 | 40.5492 | 42.9009
7478 | 26920800 | 5.5996 | 40.5511 | 42.9028
7479 | 26924400 | 5.5997 | 40.553 | 42.9047
7480 | 26928000 | 5.5997 | 40.5549 | 42.9066
7481 | 26931600 | 5.5998 | 40.5568 | 42.9086
7482 | 26935200 | 5.5998 | 40.5587 | 42.9105
7483 | 26938800 | 5.5998 | 40.5607 | 42.9124
7484 | 26942400 | 5.5999 | 40.5626 | 42.9143
7485 | 26946000 | 5.5999 | 40.5645 | 42.9162
7486 | 26949600 | 5.6 | 40.5664 | 42.9181
7487 | 26953200 | 5.6 | 40.5683 | 42.92
7488 | 26956800 | 5.6001 | 40.5702 | 42.922
7489 | 26960400 | 5.6001 | 40.5721 | 42.9239
7490 | 26964000 | 5.6002 | 40.574 | 42.9258
7491 | 26967600 | 5.6002 | 40.5759 | 42.9277
7492 | 26971200 | 5.6002 | 40.5779 | 42.9296
7493 | 26974800 | 5.6003 | 40.5798 | 42.9315
7494 | 26978400 | 5.6003 | 40.5817 | 42.9334
7495 | 26982000 | 5.6004 | 40.5836 | 42.9354
7496 | 26985600 | 5.6004 | 40.5855 | 42.9373
7497 | 26989200 | 5.6005 | 40.5874 | 42.9392
7498 | 26992800 | 5.6005 | 40.5893 | 42.9411
7499 | 26996400 | 5.6006 | 40.5912 | 42.943
7500 | 27000000 | 5.6006 | 40.5931 | 42.9449
7501 | 27003600 | 5.6006 | 40.595 | 42.9468
7502 | 27007200 | 5.6007 | 40.597 | 42.9487
7503 | 27010800 | 5.6007 | 40.5989 | 42.9507
7504 | 27014400 | 5.6008 | 40.6008 | 42.9526
7505 | 27018000 | 5.6008 | 40.6027 | 42.9545
7506 | 27021600 | 5.6009 | 40.6046 | 42.9564
7507 | 27025200 | 5.6009 | 40.6065 | 42.9583
7508 | 27028800 | 5.601 | 40.6084 | 42.9602
7509 | 27032400 | 5.601 | 40.6103 | 42.9621
7510 | 27036000 | 5.601 | 40.6122 | 42.964
7511 | 27039600 | 5.6011 | 40.6141 | 42.966
7512 | 27043200 | 5.6011 | 40.616 | 42.9679
7513 | 27046800 | 5.6012 | 40.6179 | 42.9698
7514 | 27050400 | 5.6012 | 40.6199 | 42.9717
7515 | 27054000 | 5.6013 | 40.6218 | 42.9736
7516 | 27057600 | 5.6013 | 40.6237 | 42.9755
7517 | 27061200 | 5.6014 | 40.6256 | 42.9774
7518 | 27064800 | 5.6014 | 40.6275 | 42.9793
7519 | 27068400 | 5.6014 | 40.6294 | 42.9812
7520 | 27072000 | 5.6015 | 40.6313 | 42.9832
7521 | 27075600 | 5.6015 | 40.6332 | 42.9851
7522 | 27079200 | 5.6016 | 40.6351 | 42.987
7523 | 27082800 | 5.6016 | 40.637 | 42.9889
7524 | 27086400 | 5.6017 | 40.6389 | 42.9908
7525 | 27090000 | 5.6017 | 40.6408 | 42.9927
7526 | 27093600 | 5.6018 | 40.6427 | 42.9946
7527 | 27097200 | 5.6018 | 40.6446 | 42.9965
7528 | 27100800 | 5.6018 | 40.6465 | 42.9984
7529 | 27104400 | 5.6019 | 40.6484 | 43.0003
7530 | 27108000 | 5.6019 | 40.6504 | 43.0022
7531 | 27111600 | 5.602 | 40.6523 | 43.0042
7532 | 27115200 | 5.602 | 40.6542 | 43.0061
7533 | 27118800 | 5.6021 | 40.6561 | 43.008
7534 | 27122400 | 5.6021 | 40.658 | 43.0099
7535 | 27126000 | 5.6022 | 40.6599 | 43.0118
7536 | 27129600 | 5.6022 | 40.6618 | 43.0137
7537 | 27133200 | 5.6022 | 40.6637 | 43.0156
7538 | 27136800 | 5.6023 | 40.6656 | 43.0175
7539 | 27140400 | 5.6023 | 40.6675 | 43.0194
7540 | 27144000 | 5.6024 | 40.6694 | 43.0213
7541 | 27147600 | 5.6024 | 40.6713 | 43.0232
7542 | 27151200 | 5.6025 | 40.6732 | 43.0252
7543 | 27154800 | 5.6025 | 40.6751 | 43.0271
7544 | 27158400 | 5.6026 | 40.677 | 43.029
7545 | 27162000 | 5.6026 | 40.6789 | 43.0309
7546 | 27165600 | 5.6026 | 40.6808 | 43.0328
7547 | 27169200 | 5.6027 | 40.6827 | 43.0347
7548 | 27172800 | 5.6027 | 40.6846 | 43.0366
7549 | 27176400 | 5.6028 | 40.6865 | 43.0385
7550 | 27180000 | 5.6028 | 40.6884 | 43.0404
7551 | 27183600 | 5.6029 | 40.6903 | 43.0423
7552 | 27187200 | 5.6029 | 40.6922 | 43.0442
7553 | 27190800 | 5.603 | 40.6941 | 43.0461
7554 | 27194400 | 5.603 | 40.6961 | 43.048
7555 | 27198000 | 5.603 | 40.698 | 43.0499
7556 | 27201600 | 5.6031 | 40.6999 | 43.0518
7557 | 27205200 | 5.6031 | 40.7018 | 43.0538
7558 | 27208800 | 5.6032 | 40.7037 | 43.0557
7559 | 27212400 | 5.6032 | 40.7056 | 43.0576
7560 | 27216000 | 5.6033 | 40.7075 | 43.0595
7561 | 27219600 | 5.6033 | 40.7094 | 43.0614
7562 | 27223200 | 5.6033 | 40.7113 | 43.0633
7563 | 27226800 | 5.6034 | 40.7132 | 43.0652
7564 | 27230400 | 5.6034 | 40.7151 | 43.0671
7565 | 27234000 | 5.6035 | 40.717 | 43.069
7566 | 27237600 | 5.6035 | 40.7189 | 43.0709
7567 | 27241200 | 5.6036 | 40.7208 | 43.0728
7568 | 27244800 | 5.6036 | 40.7227 | 43.0747
7569 | 27248400 | 5.6037 | 40.7246 | 43.0766
7570 | 27252000 | 5.6037 | 40.7265 | 43.0785
7571 | 27255600 | 5.6037 | 40.7284 | 43.0804
7572 | 27259200 | 5.6038 | 40.7303 | 43.0823
7573 | 27262800 | 5.6038 | 40.7322 | 43.0842
7574 | 27266400 | 5.6039 | 40.7341 | 43.0861
7575 | 27270000 | 5.6039 | 40.736 | 43.088
7576 | 27273600 | 5.604 | 40.7379 | 43.0899
7577 | 27277200 | 5.604 | 40.7398 | 43.0918
7578 | 27280800 | 5.604 | 40.7417 | 43.0938
7579 | 27284400 | 5.6041 | 40.7436 | 43.0957
7580 | 27288000 | 5.6041 | 40.7455 | 43.0976
7581 | 27291600 | 5.6042 | 40.7474 | 43.0995
7582 | 27295200 | 5.6042 | 40.7493 | 43.1014
7583 | 27298800 | 5.6043 | 40.7512 | 43.1033
7584 | 27302400 | 5.6043 | 40.7531 | 43.1052
7585 | 27306000 | 5.6044 | 40.755 | 43.1071
7586 | 27309600 | 5.6044 | 40.7569 | 43.109
7587 | 27313200 | 5.6044 | 40.7588 | 43.1109
7588 | 27316800 | 5.6045 | 40.7607 | 43.1128
7589 | 27320400 | 5.6045 | 40.7626 | 43.1147
7590 | 27324000 | 5.6046 | 40.7645 | 43.1166
7591 | 27327600 | 5.6046 | 40.7664 | 43.1185
7592 | 27331200 | 5.6047 | 40.7683 | 43.1204
7593 | 27334800 | 5.6047 | 40.7702 | 43.1223
7594 | 27338400 | 5.6048 | 40.7721 | 43.1242
7595 | 27342000 | 5.6048 | 40.774 | 43.1261
7596 | 27345600 | 5.6048 | 40.7759 | 43.128
7597 | 27349200 | 5.6049 | 40.7778 | 43.1299
7598 | 27352800 | 5.6049 | 40.7796 | 43.1318
7599 | 27356400 | 5.605 | 40.7815 | 43.1337
7600 | 27360000 | 5.605 | 40.7834 | 43.1356
7601 | 27363600 | 5.6051 | 40.7853 | 43.1375
7602 | 27367200 | 5.6051 | 40.7872 | 43.1394
7603 | 27370800 | 5.6051 | 40.7891 | 43.1413
7604 | 27374400 | 5.6052 | 40.791 | 43.1432
7605 | 27378000 | 5.6052 | 40.7929 | 43.1451
7606 | 27381600 | 5.6053 | 40.7948 | 43.147
7607 | 27385200 | 5.6053 | 40.7967 | 43.1489
7608 | 27388800 | 5.6054 | 40.7986 | 43.1508
7609 | 27392400 | 5.6054 | 40.8005 | 43.1527
7610 | 27396000 | 5.6054 | 40.8024 | 43.1546
7611 | 27399600 | 5.6055 | 40.8043 | 43.1565
7612 | 27403200 | 5.6055 | 40.8062 | 43.1584
7613 | 27406800 | 5.6056 | 40.8081 | 43.1603
7614 | 27410400 | 5.6056 | 40.81 | 43.1622
7615 | 27414000 | 5.6057 | 40.8119 | 43.1641
7616 | 27417600 | 5.6057 | 40.8138 | 43.166
7617 | 27421200 | 5.6058 | 40.8157 | 43.1679
7618 | 27424800 | 5.6058 | 40.8176 | 43.1698
7619 | 27428400 | 5.6058 | 40.8195 | 43.1717
7620 | 27432000 | 5.6059 | 40.8214 | 43.1736
7621 | 27435600 | 5.6059 | 40.8233 | 43.1755
7622 | 27439200 | 5.606 | 40.8251 | 43.1774
7623 | 27442800 | 5.606 | 40.827 | 43.1793
7624 | 27446400 | 5.6061 | 40.8289 | 43.1812
7625 | 27450000 | 5.6061 | 40.8308 | 43.1831
7626 | 27453600 | 5.6061 | 40.8327 | 43.185
7627 | 27457200 | 5.6062 | 40.8346 | 43.1869
7628 | 27460800 | 5.6062 | 40.8365 | 43.1888
7629 | 27464400 | 5.6063 | 40.8384 | 43.1907
7630 | 27468000 | 5.6063 | 40.8403 | 43.1926
7631 | 27471600 | 5.6064 | 40.8422 | 43.1945
7632 | 27475200 | 5.6064 | 40.8441 | 43.1964
7633 | 27478800 | 5.6065 | 40.846 | 43.1983
7634 | 27482400 | 5.6065 | 40.8479 | 43.2001
7635 | 27486000 | 5.6065 | 40.8498 | 43.202
7636 | 27489600 | 5.6066 | 40.8517 | 43.2039
7637 | 27493200 | 5.6066 | 40.8536 | 43.2058
7638 | 27496800 | 5.6067 | 40.8554 | 43.2077
7639 | 27500400 | 5.6067 | 40.8573 | 43.2096
7640 | 27504000 | 5.6068 | 40.8592 | 43.2115
7641 | 27507600 | 5.6068 | 40.8611 | 43.2134
7642 | 27511200 | 5.6068 | 40.863 | 43.2153
7643 | 27514800 | 5.6069 | 40.8649 | 43.2172
7644 | 27518400 | 5.6069 | 40.8668 | 43.2191
7645 | 27522000 | 5.607 | 40.8687 | 43.221
7646 | 27525600 | 5.607 | 40.8706 | 43.2229
7647 | 27529200 | 5.6071 | 40.8725 | 43.2248
7648 | 27532800 | 5.6071 | 40.8744 | 43.2267
7649 | 27536400 | 5.6071 | 40.8763 | 43.2286
7650 | 27540000 | 5.6072 | 40.8781 | 43.2305
7651 | 27543600 | 5.6072 | 40.88 | 43.2324
7652 | 27547200 | 5.6073 | 40.8819 | 43.2343
7653 | 27550800 | 5.6073 | 40.8838 | 43.2362
7654 | 27554400 | 5.6074 | 40.8857 | 43.2381
7655 | 27558000 | 5.6074 | 40.8876 | 43.2399
7656 | 27561600 | 5.6074 | 40.8895 | 43.2418
7657 | 27565200 | 5.6075 | 40.8914 | 43.2437
7658 | 27568800 | 5.6075 | 40.8933 | 43.2456
7659 | 27572400 | 5.6076 | 40.8952 | 43.2475
7660 | 27576000 | 5.6076 | 40.897 | 43.2494
7661 | 27579600 | 5.6077 | 40.8989 | 43.2513
7662 | 27583200 | 5.6077 | 40.9008 | 43.2532
7663 | 27586800 | 5.6077 | 40.9027 | 43.2551
7664 | 27590400 | 5.6078 | 40.9046 | 43.257
7665 | 27594000 | 5.6078 | 40.9065 | 43.2589
7666 | 27597600 | 5.6079 | 40.9084 | 43.2608
7667 | 27601200 | 5.6079 | 40.9103 | 43.2627
7668 | 27604800 | 5.608 | 40.9122 | 43.2646
7669 | 27608400 | 5.608 | 40.9141 | 43.2665
7670 | 27612000 | 5.6081 | 40.9159 | 43.2683
7671 | 27615600 | 5.6081 | 40.9178 | 43.2702
7672 | 27619200 | 5.6081 | 40.9197 | 43.2721
7673 | 27622800 | 5.6082 | 40.9216 | 43.274
7674 | 27626400 | 5.6082 | 40.9235 | 43.2759
7675 | 27630000 | 5.6083 | 40.9254 | 43.2778
7676 | 27633600 | 5.6083 | 40.9273 | 43.2797
7677 | 27637200 | 5.6084 | 40.9292 | 43.2816
7678 | 27640800 | 5.6084 | 40.931 | 43.2835
7679 | 27644400 | 5.6084 | 40.9329 | 43.2854
7680 | 27648000 | 5.6085 | 40.9348 | 43.2873
7681 | 27651600 | 5.6085 | 40.9367 | 43.2892
7682 | 27655200 | 5.6086 | 40.9386 | 43.291
7683 | 27658800 | 5.6086 | 40.9405 | 43.2929
7684 | 27662400 | 5.6087 | 40.9424 | 43.2948
7685 | 27666000 | 5.6087 | 40.9443 | 43.2967
7686 | 27669600 | 5.6087 | 40.9461 | 43.2986
7687 | 27673200 | 5.6088 | 40.948 | 43.3005
7688 | 27676800 | 5.6088 | 40.9499 | 43.3024
7689 | 27680400 | 5.6089 | 40.9518 | 43.3043
7690 | 27684000 | 5.6089 | 40.9537 | 43.3062
7691 | 27687600 | 5.609 | 40.9556 | 43.3081
7692 | 27691200 | 5.609 | 40.9575 | 43.3099
7693 | 27694800 | 5.609 | 40.9593 | 43.3118
7694 | 27698400 | 5.6091 | 40.9612 | 43.3137
7695 | 27702000 | 5.6091 | 40.9631 | 43.3156
7696 | 27705600 | 5.6092 | 40.965 | 43.3175
7697 | 27709200 | 5.6092 | 40.9669 | 43.3194
7698 | 27712800 | 5.6093 | 40.9688 | 43.3213
7699 | 27716400 | 5.6093 | 40.9707 | 43.3232
7700 | 27720000 | 5.6093 | 40.9725 | 43.3251
7701 | 27723600 | 5.6094 | 40.9744 | 43.3269
7702 | 27727200 | 5.6094 | 40.9763 | 43.3288
7703 | 27730800 | 5.6095 | 40.9782 | 43.3307
7704 | 27734400 | 5.6095 | 40.9801 | 43.3326
7705 | 27738000 | 5.6096 | 40.982 | 43.3345
7706 | 27741600 | 5.6096 | 40.9839 | 43.3364
7707 | 27745200 | 5.6096 | 40.9857 | 43.3383
7708 | 27748800 | 5.6097 | 40.9876 | 43.3402
7709 | 27752400 | 5.6097 | 40.9895 | 43.3421
7710 | 27756000 | 5.6098 | 40.9914 | 43.3439
7711 | 27759600 | 5.6098 | 40.9933 | 43.3458
7712 | 27763200 | 5.6099 | 40.9952 | 43.3477
7713 | 27766800 | 5.6099 | 40.997 | 43.3496
7714 | 27770400 | 5.6099 | 40.9989 | 43.3515
7715 | 27774000 | 5.61 | 41.0008 | 43.3534
7716 | 27777600 | 5.61 | 41.0027 | 43.3553
7717 | 27781200 | 5.6101 | 41.0046 | 43.3571
7718 | 27784800 | 5.6101 | 41.0065 | 43.359
7719 | 27788400 | 5.6102 | 41.0083 | 43.3609
7720 | 27792000 | 5.6102 | 41.0102 | 43.3628
7721 | 27795600 | 5.6102 | 41.0121 | 43.3647
7722 | 27799200 | 5.6103 | 41.014 | 43.3666
7723 | 27802800 | 5.6103 | 41.0159 | 43.3685
7724 | 27806400 | 5.6104 | 41.0178 | 43.3704
7725 | 27810000 | 5.6104 | 41.0196 | 43.3722
7726 | 27813600 | 5.6105 | 41.0215 | 43.3741
7727 | 27817200 | 5.6105 | 41.0234 | 43.376
7728 | 27820800 | 5.6105 | 41.0253 | 43.3779
7729 | 27824400 | 5.6106 | 41.0272 | 43.3798
7730 | 27828000 | 5.6106 | 41.029 | 43.3817
7731 | 27831600 | 5.6107 | 41.0309 | 43.3835
7732 | 27835200 | 5.6107 | 41.0328 | 43.3854
7733 | 27838800 | 5.6108 | 41.0347 | 43.3873
7734 | 27842400 | 5.6108 | 41.0366 | 43.3892
7735 | 27846000 | 5.6108 | 41.0385 | 43.3911
7736 | 27849600 | 5.6109 | 41.0403 | 43.393
7737 | 27853200 | 5.6109 | 41.0422 | 43.3949
7738 | 27856800 | 5.611 | 41.0441 | 43.3967
7739 | 27860400 | 5.611 | 41.046 | 43.3986
7740 | 27864000 | 5.611 | 41.0479 | 43.4005
7741 | 27867600 | 5.6111 | 41.0497 | 43.4024
7742 | 27871200 | 5.6111 | 41.0516 | 43.4043
7743 | 27874800 | 5.6112 | 41.0535 | 43.4062
7744 | 27878400 | 5.6112 | 41.0554 | 43.408
7745 | 27882000 | 5.6113 | 41.0573 | 43.4099
7746 | 27885600 | 5.6113 | 41.0591 | 43.4118
7747 | 27889200 | 5.6113 | 41.061 | 43.4137
7748 | 27892800 | 5.6114 | 41.0629 | 43.4156
7749 | 27896400 | 5.6114 | 41.0648 | 43.4175
7750 | 27900000 | 5.6115 | 41.0667 | 43.4193
7751 | 27903600 | 5.6115 | 41.0685 | 43.4212
7752 | 27907200 | 5.6116 | 41.0704 | 43.4231
7753 | 27910800 | 5.6116 | 41.0723 | 43.425
7754 | 27914400 | 5.6116 | 41.0742 | 43.4269
7755 | 27918000 | 5.6117 | 41.076 | 43.4288
7756 | 27921600 | 5.6117 | 41.0779 | 43.4306
7757 | 27925200 | 5.6118 | 41.0798 | 43.4325
7758 | 27928800 | 5.6118 | 41.0817 | 43.4344
7759 | 27932400 | 5.6119 | 41.0836 | 43.4363
7760 | 27936000 | 5.6119 | 41.0854 | 43.4382
7761 | 27939600 | 5.6119 | 41.0873 | 43.44
7762 | 27943200 | 5.612 | 41.0892 | 43.4419
7763 | 27946800 | 5.612 | 41.0911 | 43.4438
7764 | 27950400 | 5.6121 | 41.093 | 43.4457
7765 | 27954000 | 5.6121 | 41.0948 | 43.4476
7766 | 27957600 | 5.6122 | 41.0967 | 43.4494
7767 | 27961200 | 5.6122 | 41.0986 | 43.4513
7768 | 27964800 | 5.6122 | 41.1005 | 43.4532
7769 | 27968400 | 5.6123 | 41.1023 | 43.4551
7770 | 27972000 | 5.6123 | 41.1042 | 43.457
7771 | 27975600 | 5.6124 | 41.1061 | 43.4589
7772 | 27979200 | 5.6124 | 41.108 | 43.4607
7773 | 27982800 | 5.6124 | 41.1098 | 43.4626
7774 | 27986400 | 5.6125 | 41.1117 | 43.4645
7775 | 27990000 | 5.6125 | 41.1136 | 43.4664
7776 | 27993600 | 5.6126 | 41.1155 | 43.4683
7777 | 27997200 | 5.6126 | 41.1173 | 43.4701
7778 | 28000800 | 5.6127 | 41.1192 | 43.472
7779 | 28004400 | 5.6127 | 41.1211 | 43.4739
7780 | 28008000 | 5.6127 | 41.123 | 43.4758
7781 | 28011600 | 5.6128 | 41.1249 | 43.4776
7782 | 28015200 | 5.6128 | 41.1267 | 43.4795
7783 | 28018800 | 5.6129 | 41.1286 | 43.4814
7784 | 28022400 | 5.6129 | 41.1305 | 43.4833
7785 | 28026000 | 5.613 | 41.1324 | 43.4852
7786 | 28029600 | 5.613 | 41.1342 | 43.487
7787 | 28033200 | 5.613 | 41.1361 | 43.4889
7788 | 28036800 | 5.6131 | 41.138 | 43.4908
7789 | 28040400 | 5.6131 | 41.1399 | 43.4927
7790 | 28044000 | 5.6132 | 41.1417 | 43.4946
7791 | 28047600 | 5.6132 | 41.1436 | 43.4964
7792 | 28051200 | 5.6132 | 41.1455 | 43.4983
7793 | 28054800 | 5.6133 | 41.1474 | 43.5002
7794 | 28058400 | 5.6133 | 41.1492 | 43.5021
7795 | 28062000 | 5.6134 | 41.1511 | 43.5039
7796 | 28065600 | 5.6134 | 41.153 | 43.5058
7797 | 28069200 | 5.6135 | 41.1548 | 43.5077
7798 | 28072800 | 5.6135 | 41.1567 | 43.5096
7799 | 28076400 | 5.6135 | 41.1586 | 43.5115
7800 | 28080000 | 5.6136 | 41.1605 | 43.5133
7801 | 28083600 | 5.6136 | 41.1623 | 43.5152
7802 | 28087200 | 5.6137 | 41.1642 | 43.5171
7803 | 28090800 | 5.6137 | 41.1661 | 43.519
7804 | 28094400 | 5.6138 | 41.168 | 43.5208
7805 | 28098000 | 5.6138 | 41.1698 | 43.5227
7806 | 28101600 | 5.6138 | 41.1717 | 43.5246
7807 | 28105200 | 5.6139 | 41.1736 | 43.5265
7808 | 28108800 | 5.6139 | 41.1754 | 43.5283
7809 | 28112400 | 5.614 | 41.1773 | 43.5302
7810 | 28116000 | 5.614 | 41.1792 | 43.5321
7811 | 28119600 | 5.614 | 41.1811 | 43.534
7812 | 28123200 | 5.6141 | 41.1829 | 43.5358
7813 | 28126800 | 5.6141 | 41.1848 | 43.5377
7814 | 28130400 | 5.6142 | 41.1867 | 43.5396
7815 | 28134000 | 5.6142 | 41.1886 | 43.5415
7816 | 28137600 | 5.6143 | 41.1904 | 43.5433
7817 | 28141200 | 5.6143 | 41.1923 | 43.5452
7818 | 28144800 | 5.6143 | 41.1942 | 43.5471
7819 | 28148400 | 5.6144 | 41.196 | 43.549
7820 | 28152000 | 5.6144 | 41.1979 | 43.5508
7821 | 28155600 | 5.6145 | 41.1998 | 43.5527
7822 | 28159200 | 5.6145 | 41.2017 | 43.5546
7823 | 28162800 | 5.6146 | 41.2035 | 43.5565
7824 | 28166400 | 5.6146 | 41.2054 | 43.5583
7825 | 28170000 | 5.6146 | 41.2073 | 43.5602
7826 | 28173600 | 5.6147 | 41.2091 | 43.5621
7827 | 28177200 | 5.6147 | 41.211 | 43.564
7828 | 28180800 | 5.6148 | 41.2129 | 43.5658
7829 | 28184400 | 5.6148 | 41.2147 | 43.5677
7830 | 28188000 | 5.6148 | 41.2166 | 43.5696
7831 | 28191600 | 5.6149 | 41.2185 | 43.5715
7832 | 28195200 | 5.6149 | 41.2204 | 43.5733
7833 | 28198800 | 5.615 | 41.2222 | 43.5752
7834 | 28202400 | 5.615 | 41.2241 | 43.5771
7835 | 28206000 | 5.6151 | 41.226 | 43.5789
7836 | 28209600 | 5.6151 | 41.2278 | 43.5808
7837 | 28213200 | 5.6151 | 41.2297 | 43.5827
7838 | 28216800 | 5.6152 | 41.2316 | 43.5846
7839 | 28220400 | 5.6152 | 41.2334 | 43.5864
7840 | 28224000 | 5.6153 | 41.2353 | 43.5883
7841 | 28227600 | 5.6153 | 41.2372 | 43.5902
7842 | 28231200 | 5.6153 | 41.239 | 43.5921
7843 | 28234800 | 5.6154 | 41.2409 | 43.5939
7844 | 28238400 | 5.6154 | 41.2428 | 43.5958
7845 | 28242000 | 5.6155 | 41.2446 | 43.5977
7846 | 28245600 | 5.6155 | 41.2465 | 43.5995
7847 | 28249200 | 5.6156 | 41.2484 | 43.6014
7848 | 28252800 | 5.6156 | 41.2503 | 43.6033
7849 | 28256400 | 5.6156 | 41.2521 | 43.6052
7850 | 28260000 | 5.6157 | 41.254 | 43.607
7851 | 28263600 | 5.6157 | 41.2559 | 43.6089
7852 | 28267200 | 5.6158 | 41.2577 | 43.6108
7853 | 28270800 | 5.6158 | 41.2596 | 43.6126
7854 | 28274400 | 5.6158 | 41.2615 | 43.6145
7855 | 28278000 | 5.6159 | 41.2633 | 43.6164
7856 | 28281600 | 5.6159 | 41.2652 | 43.6182
7857 | 28285200 | 5.616 | 41.2671 | 43.6201
7858 | 28288800 | 5.616 | 41.2689 | 43.622
7859 | 28292400 | 5.6161 | 41.2708 | 43.6239
7860 | 28296000 | 5.6161 | 41.2727 | 43.6257
7861 | 28299600 | 5.6161 | 41.2745 | 43.6276
7862 | 28303200 | 5.6162 | 41.2764 | 43.6295
7863 | 28306800 | 5.6162 | 41.2783 | 43.6313
7864 | 28310400 | 5.6163 | 41.2801 | 43.6332
7865 | 28314000 | 5.6163 | 41.282 | 43.6351
7866 | 28317600 | 5.6163 | 41.2839 | 43.6369
7867 | 28321200 | 5.6164 | 41.2857 | 43.6388
7868 | 28324800 | 5.6164 | 41.2876 | 43.6407
7869 | 28328400 | 5.6165 | 41.2895 | 43.6426
7870 | 28332000 | 5.6165 | 41.2913 | 43.6444
7871 | 28335600 | 5.6166 | 41.2932 | 43.6463
7872 | 28339200 | 5.6166 | 41.295 | 43.6482
7873 | 28342800 | 5.6166 | 41.2969 | 43.65
7874 | 28346400 | 5.6167 | 41.2988 | 43.6519
7875 | 28350000 | 5.6167 | 41.3006 | 43.6538
7876 | 28353600 | 5.6168 | 41.3025 | 43.6556
7877 | 28357200 | 5.6168 | 41.3044 | 43.6575
7878 | 28360800 | 5.6168 | 41.3062 | 43.6594
7879 | 28364400 | 5.6169 | 41.3081 | 43.6612
7880 | 28368000 | 5.6169 | 41.31 | 43.6631
7881 | 28371600 | 5.617 | 41.3118 | 43.665
7882 | 28375200 | 5.617 | 41.3137 | 43.6668
7883 | 28378800 | 5.617 | 41.3156 | 43.6687
7884 | 28382400 | 5.6171 | 41.3174 | 43.6706
7885 | 28386000 | 5.6171 | 41.3193 | 43.6724
7886 | 28389600 | 5.6172 | 41.3211 | 43.6743
7887 | 28393200 | 5.6172 | 41.323 | 43.6762
7888 | 28396800 | 5.6173 | 41.3249 | 43.678
7889 | 28400400 | 5.6173 | 41.3267 | 43.6799
7890 | 28404000 | 5.6173 | 41.3286 | 43.6818
7891 | 28407600 | 5.6174 | 41.3305 | 43.6836
7892 | 28411200 | 5.6174 | 41.3323 | 43.6855
7893 | 28414800 | 5.6175 | 41.3342 | 43.6874
7894 | 28418400 | 5.6175 | 41.3361 | 43.6892
7895 | 28422000 | 5.6175 | 41.3379 | 43.6911
7896 | 28425600 | 5.6176 | 41.3398 | 43.693
7897 | 28429200 | 5.6176 | 41.3416 | 43.6948
7898 | 28432800 | 5.6177 | 41.3435 | 43.6967
7899 | 28436400 | 5.6177 | 41.3454 | 43.6986
7900 | 28440000 | 5.6178 | 41.3472 | 43.7004
7901 | 28443600 | 5.6178 | 41.3491 | 43.7023
7902 | 28447200 | 5.6178 | 41.3509 | 43.7042
7903 | 28450800 | 5.6179 | 41.3528 | 43.706
7904 | 28454400 | 5.6179 | 41.3547 | 43.7079
7905 | 28458000 | 5.618 | 41.3565 | 43.7098
7906 | 28461600 | 5.618 | 41.3584 | 43.7116
7907 | 28465200 | 5.618 | 41.3603 | 43.7135
7908 | 28468800 | 5.6181 | 41.3621 | 43.7154
7909 | 28472400 | 5.6181 | 41.364 | 43.7172
7910 | 28476000 | 5.6182 | 41.3658 | 43.7191
7911 | 28479600 | 5.6182 | 41.3677 | 43.7209
7912 | 28483200 | 5.6182 | 41.3696 | 43.7228
7913 | 28486800 | 5.6183 | 41.3714 | 43.7247
7914 | 28490400 | 5.6183 | 41.3733 | 43.7265
7915 | 28494000 | 5.6184 | 41.3751 | 43.7284
7916 | 28497600 | 5.6184 | 41.377 | 43.7303
7917 | 28501200 | 5.6185 | 41.3789 | 43.7321
7918 | 28504800 | 5.6185 | 41.3807 | 43.734
7919 | 28508400 | 5.6185 | 41.3826 | 43.7359
7920 | 28512000 | 5.6186 | 41.3844 | 43.7377
7921 | 28515600 | 5.6186 | 41.3863 | 43.7396
7922 | 28519200 | 5.6187 | 41.3882 | 43.7414
7923 | 28522800 | 5.6187 | 41.39 | 43.7433
7924 | 28526400 | 5.6187 | 41.3919 | 43.7452
7925 | 28530000 | 5.6188 | 41.3937 | 43.747
7926 | 28533600 | 5.6188 | 41.3956 | 43.7489
7927 | 28537200 | 5.6189 | 41.3975 | 43.7508
7928 | 28540800 | 5.6189 | 41.3993 | 43.7526
7929 | 28544400 | 5.6189 | 41.4012 | 43.7545
7930 | 28548000 | 5.619 | 41.403 | 43.7563
7931 | 28551600 | 5.619 | 41.4049 | 43.7582
7932 | 28555200 | 5.6191 | 41.4067 | 43.7601
7933 | 28558800 | 5.6191 | 41.4086 | 43.7619
7934 | 28562400 | 5.6192 | 41.4105 | 43.7638
7935 | 28566000 | 5.6192 | 41.4123 | 43.7656
7936 | 28569600 | 5.6192 | 41.4142 | 43.7675
7937 | 28573200 | 5.6193 | 41.416 | 43.7694
7938 | 28576800 | 5.6193 | 41.4179 | 43.7712
7939 | 28580400 | 5.6194 | 41.4197 | 43.7731
7940 | 28584000 | 5.6194 | 41.4216 | 43.775
7941 | 28587600 | 5.6194 | 41.4235 | 43.7768
7942 | 28591200 | 5.6195 | 41.4253 | 43.7787
7943 | 28594800 | 5.6195 | 41.4272 | 43.7805
7944 | 28598400 | 5.6196 | 41.429 | 43.7824
7945 | 28602000 | 5.6196 | 41.4309 | 43.7843
7946 | 28605600 | 5.6196 | 41.4327 | 43.7861
7947 | 28609200 | 5.6197 | 41.4346 | 43.788
7948 | 28612800 | 5.6197 | 41.4365 | 43.7898
7949 | 28616400 | 5.6198 | 41.4383 | 43.7917
7950 | 28620000 | 5.6198 | 41.4402 | 43.7936
7951 | 28623600 | 5.6198 | 41.442 | 43.7954
7952 | 28627200 | 5.6199 | 41.4439 | 43.7973
7953 | 28630800 | 5.6199 | 41.4457 | 43.7991
7954 | 28634400 | 5.62 | 41.4476 | 43.801
7955 | 28638000 | 5.62 | 41.4495 | 43.8028
7956 | 28641600 | 5.6201 | 41.4513 | 43.8047
7957 | 28645200 | 5.6201 | 41.4532 | 43.8066
7958 | 28648800 | 5.6201 | 41.455 | 43.8084
7959 | 28652400 | 5.6202 | 41.4569 | 43.8103
7960 | 28656000 | 5.6202 | 41.4587 | 43.8121
7961 | 28659600 | 5.6203 | 41.4606 | 43.814
7962 | 28663200 | 5.6203 | 41.4624 | 43.8159
7963 | 28666800 | 5.6203 | 41.4643 | 43.8177
7964 | 28670400 | 5.6204 | 41.4661 | 43.8196
7965 | 28674000 | 5.6204 | 41.468 | 43.8214
7966 | 28677600 | 5.6205 | 41.4699 | 43.8233
7967 | 28681200 | 5.6205 | 41.4717 | 43.8251
7968 | 28684800 | 5.6205 | 41.4736 | 43.827
7969 | 28688400 | 5.6206 | 41.4754 | 43.8289
7970 | 28692000 | 5.6206 | 41.4773 | 43.8307
7971 | 28695600 | 5.6207 | 41.4791 | 43.8326
7972 | 28699200 | 5.6207 | 41.481 | 43.8344
7973 | 28702800 | 5.6207 | 41.4828 | 43.8363
7974 | 28706400 | 5.6208 | 41.4847 | 43.8381
7975 | 28710000 | 5.6208 | 41.4865 | 43.84
7976 | 28713600 | 5.6209 | 41.4884 | 43.8419
7977 | 28717200 | 5.6209 | 41.4902 | 43.8437
7978 | 28720800 | 5.6209 | 41.4921 | 43.8456
7979 | 28724400 | 5.621 | 41.494 | 43.8474
7980 | 28728000 | 5.621 | 41.4958 | 43.8493
7981 | 28731600 | 5.6211 | 41.4977 | 43.8511
7982 | 28735200 | 5.6211 | 41.4995 | 43.853
7983 | 28738800 | 5.6212 | 41.5014 | 43.8549
7984 | 28742400 | 5.6212 | 41.5032 | 43.8567
7985 | 28746000 | 5.6212 | 41.5051 | 43.8586
7986 | 28749600 | 5.6213 | 41.5069 | 43.8604
7987 | 28753200 | 5.6213 | 41.5088 | 43.8623
7988 | 28756800 | 5.6214 | 41.5106 | 43.8641
7989 | 28760400 | 5.6214 | 41.5125 | 43.866
7990 | 28764000 | 5.6214 | 41.5143 | 43.8678
7991 | 28767600 | 5.6215 | 41.5162 | 43.8697
7992 | 28771200 | 5.6215 | 41.518 | 43.8716
7993 | 28774800 | 5.6216 | 41.5199 | 43.8734
7994 | 28778400 | 5.6216 | 41.5217 | 43.8753
7995 | 28782000 | 5.6216 | 41.5236 | 43.8771
7996 | 28785600 | 5.6217 | 41.5254 | 43.879
7997 | 28789200 | 5.6217 | 41.5273 | 43.8808
7998 | 28792800 | 5.6218 | 41.5291 | 43.8827
7999 | 28796400 | 5.6218 | 41.531 | 43.8845
8000 | 28800000 | 5.6218 | 41.5328 | 43.8864
8001 | 28803600 | 5.6219 | 41.5347 | 43.8882
8002 | 28807200 | 5.6219 | 41.5365 | 43.8901
8003 | 28810800 | 5.622 | 41.5384 | 43.8919
8004 | 28814400 | 5.622 | 41.5402 | 43.8938
8005 | 28818000 | 5.622 | 41.5421 | 43.8957
8006 | 28821600 | 5.6221 | 41.5439 | 43.8975
8007 | 28825200 | 5.6221 | 41.5458 | 43.8994
8008 | 28828800 | 5.6222 | 41.5476 | 43.9012
8009 | 28832400 | 5.6222 | 41.5495 | 43.9031
8010 | 28836000 | 5.6222 | 41.5513 | 43.9049
8011 | 28839600 | 5.6223 | 41.5532 | 43.9068
8012 | 28843200 | 5.6223 | 41.555 | 43.9086
8013 | 28846800 | 5.6224 | 41.5569 | 43.9105
8014 | 28850400 | 5.6224 | 41.5587 | 43.9123
8015 | 28854000 | 5.6224 | 41.5606 | 43.9142
8016 | 28857600 | 5.6225 | 41.5624 | 43.916
8017 | 28861200 | 5.6225 | 41.5643 | 43.9179
8018 | 28864800 | 5.6226 | 41.5661 | 43.9197
8019 | 28868400 | 5.6226 | 41.568 | 43.9216
8020 | 28872000 | 5.6226 | 41.5698 | 43.9234
8021 | 28875600 | 5.6227 | 41.5717 | 43.9253
8022 | 28879200 | 5.6227 | 41.5735 | 43.9271
8023 | 28882800 | 5.6228 | 41.5754 | 43.929
8024 | 28886400 | 5.6228 | 41.5772 | 43.9308
8025 | 28890000 | 5.6229 | 41.5791 | 43.9327
8026 | 28893600 | 5.6229 | 41.5809 | 43.9346
8027 | 28897200 | 5.6229 | 41.5828 | 43.9364
8028 | 28900800 | 5.623 | 41.5846 | 43.9383
8029 | 28904400 | 5.623 | 41.5865 | 43.9401
8030 | 28908000 | 5.6231 | 41.5883 | 43.942
8031 | 28911600 | 5.6231 | 41.5902 | 43.9438
8032 | 28915200 | 5.6231 | 41.592 | 43.9457
8033 | 28918800 | 5.6232 | 41.5938 | 43.9475
8034 | 28922400 | 5.6232 | 41.5957 | 43.9494
8035 | 28926000 | 5.6233 | 41.5975 | 43.9512
8036 | 28929600 | 5.6233 | 41.5994 | 43.9531
8037 | 28933200 | 5.6233 | 41.6012 | 43.9549
8038 | 28936800 | 5.6234 | 41.6031 | 43.9568
8039 | 28940400 | 5.6234 | 41.6049 | 43.9586
8040 | 28944000 | 5.6235 | 41.6068 | 43.9605
8041 | 28947600 | 5.6235 | 41.6086 | 43.9623
8042 | 28951200 | 5.6235 | 41.6105 | 43.9642
8043 | 28954800 | 5.6236 | 41.6123 | 43.966
8044 | 28958400 | 5.6236 | 41.6142 | 43.9678
8045 | 28962000 | 5.6237 | 41.616 | 43.9697
8046 | 28965600 | 5.6237 | 41.6178 | 43.9715
8047 | 28969200 | 5.6237 | 41.6197 | 43.9734
8048 | 28972800 | 5.6238 | 41.6215 | 43.9752
8049 | 28976400 | 5.6238 | 41.6234 | 43.9771
8050 | 28980000 | 5.6239 | 41.6252 | 43.9789
8051 | 28983600 | 5.6239 | 41.6271 | 43.9808
8052 | 28987200 | 5.6239 | 41.6289 | 43.9826
8053 | 28990800 | 5.624 | 41.6308 | 43.9845
8054 | 28994400 | 5.624 | 41.6326 | 43.9863
8055 | 28998000 | 5.6241 | 41.6344 | 43.9882
8056 | 29001600 | 5.6241 | 41.6363 | 43.99
8057 | 29005200 | 5.6241 | 41.6381 | 43.9919
8058 | 29008800 | 5.6242 | 41.64 | 43.9937
8059 | 29012400 | 5.6242 | 41.6418 | 43.9956
8060 | 29016000 | 5.6243 | 41.6437 | 43.9974
8061 | 29019600 | 5.6243 | 41.6455 | 43.9993
8062 | 29023200 | 5.6243 | 41.6474 | 44.0011
8063 | 29026800 | 5.6244 | 41.6492 | 44.003
8064 | 29030400 | 5.6244 | 41.651 | 44.0048
8065 | 29034000 | 5.6245 | 41.6529 | 44.0067
8066 | 29037600 | 5.6245 | 41.6547 | 44.0085
8067 | 29041200 | 5.6245 | 41.6566 | 44.0103
8068 | 29044800 | 5.6246 | 41.6584 | 44.0122
8069 | 29048400 | 5.6246 | 41.6603 | 44.014
8070 | 29052000 | 5.6247 | 41.6621 | 44.0159
8071 | 29055600 | 5.6247 | 41.6639 | 44.0177
8072 | 29059200 | 5.6247 | 41.6658 | 44.0196
8073 | 29062800 | 5.6248 | 41.6676 | 44.0214
8074 | 29066400 | 5.6248 | 41.6695 | 44.0233
8075 | 29070000 | 5.6249 | 41.6713 | 44.0251
8076 | 29073600 | 5.6249 | 41.6732 | 44.027
8077 | 29077200 | 5.6249 | 41.675 | 44.0288
8078 | 29080800 | 5.625 | 41.6768 | 44.0306
8079 | 29084400 | 5.625 | 41.6787 | 44.0325
8080 | 29088000 | 5.6251 | 41.6805 | 44.0343
8081 | 29091600 | 5.6251 | 41.6824 | 44.0362
8082 | 29095200 | 5.6251 | 41.6842 | 44.038
8083 | 29098800 | 5.6252 | 41.686 | 44.0399
8084 | 29102400 | 5.6252 | 41.6879 | 44.0417
8085 | 29106000 | 5.6253 | 41.6897 | 44.0436
8086 | 29109600 | 5.6253 | 41.6916 | 44.0454
8087 | 29113200 | 5.6253 | 41.6934 | 44.0473
8088 | 29116800 | 5.6254 | 41.6953 | 44.0491
8089 | 29120400 | 5.6254 | 41.6971 | 44.0509
8090 | 29124000 | 5.6255 | 41.6989 | 44.0528
8091 | 29127600 | 5.6255 | 41.7008 | 44.0546
8092 | 29131200 | 5.6255 | 41.7026 | 44.0565
8093 | 29134800 | 5.6256 | 41.7045 | 44.0583
8094 | 29138400 | 5.6256 | 41.7063 | 44.0602
8095 | 29142000 | 5.6257 | 41.7081 | 44.062
8096 | 29145600 | 5.6257 | 41.71 | 44.0638
8097 | 29149200 | 5.6257 | 41.7118 | 44.0657
8098 | 29152800 | 5.6258 | 41.7137 | 44.0675
8099 | 29156400 | 5.6258 | 41.7155 | 44.0694
8100 | 29160000 | 5.6259 | 41.7173 | 44.0712
8101 | 29163600 | 5.6259 | 41.7192 | 44.0731
8102 | 29167200 | 5.6259 | 41.721 | 44.0749
8103 | 29170800 | 5.626 | 41.7229 | 44.0767
8104 | 29174400 | 5.626 | 41.7247 | 44.0786
8105 | 29178000 | 5.6261 | 41.7265 | 44.0804
8106 | 29181600 | 5.6261 | 41.7284 | 44.0823
8107 | 29185200 | 5.6261 | 41.7302 | 44.0841
8108 | 29188800 | 5.6262 | 41.732 | 44.086
8109 | 29192400 | 5.6262 | 41.7339 | 44.0878
8110 | 29196000 | 5.6263 | 41.7357 | 44.0896
8111 | 29199600 | 5.6263 | 41.7376 | 44.0915
8112 | 29203200 | 5.6263 | 41.7394 | 44.0933
8113 | 29206800 | 5.6264 | 41.7412 | 44.0952
8114 | 29210400 | 5.6264 | 41.7431 | 44.097
8115 | 29214000 | 5.6265 | 41.7449 | 44.0988
8116 | 29217600 | 5.6265 | 41.7468 | 44.1007
8117 | 29221200 | 5.6265 | 41.7486 | 44.1025
8118 | 29224800 | 5.6266 | 41.7504 | 44.1044
8119 | 29228400 | 5.6266 | 41.7523 | 44.1062
8120 | 29232000 | 5.6266 | 41.7541 | 44.108
8121 | 29235600 | 5.6267 | 41.7559 | 44.1099
8122 | 29239200 | 5.6267 | 41.7578 | 44.1117
8123 | 29242800 | 5.6268 | 41.7596 | 44.1136
8124 | 29246400 | 5.6268 | 41.7614 | 44.1154
8125 | 29250000 | 5.6268 | 41.7633 | 44.1172
8126 | 29253600 | 5.6269 | 41.7651 | 44.1191
8127 | 29257200 | 5.6269 | 41.767 | 44.1209
8128 | 29260800 | 5.627 | 41.7688 | 44.1228
8129 | 29264400 | 5.627 | 41.7706 | 44.1246
8130 | 29268000 | 5.627 | 41.7725 | 44.1264
8131 | 29271600 | 5.6271 | 41.7743 | 44.1283
8132 | 29275200 | 5.6271 | 41.7761 | 44.1301
8133 | 29278800 | 5.6272 | 41.778 | 44.132
8134 | 29282400 | 5.6272 | 41.7798 | 44.1338
8135 | 29286000 | 5.6272 | 41.7816 | 44.1356
8136 | 29289600 | 5.6273 | 41.7835 | 44.1375
8137 | 29293200 | 5.6273 | 41.7853 | 44.1393
8138 | 29296800 | 5.6274 | 41.7872 | 44.1412
8139 | 29300400 | 5.6274 | 41.789 | 44.143
8140 | 29304000 | 5.6274 | 41.7908 | 44.1448
8141 | 29307600 | 5.6275 | 41.7927 | 44.1467
8142 | 29311200 | 5.6275 | 41.7945 | 44.1485
8143 | 29314800 | 5.6276 | 41.7963 | 44.1504
8144 | 29318400 | 5.6276 | 41.7982 | 44.1522
8145 | 29322000 | 5.6276 | 41.8 | 44.154
8146 | 29325600 | 5.6277 | 41.8018 | 44.1559
8147 | 29329200 | 5.6277 | 41.8037 | 44.1577
8148 | 29332800 | 5.6278 | 41.8055 | 44.1595
8149 | 29336400 | 5.6278 | 41.8073 | 44.1614
8150 | 29340000 | 5.6278 | 41.8092 | 44.1632
8151 | 29343600 | 5.6279 | 41.811 | 44.1651
8152 | 29347200 | 5.6279 | 41.8128 | 44.1669
8153 | 29350800 | 5.628 | 41.8147 | 44.1687
8154 | 29354400 | 5.628 | 41.8165 | 44.1706
8155 | 29358000 | 5.628 | 41.8183 | 44.1724
8156 | 29361600 | 5.6281 | 41.8202 | 44.1742
8157 | 29365200 | 5.6281 | 41.822 | 44.1761
8158 | 29368800 | 5.6282 | 41.8238 | 44.1779
8159 | 29372400 | 5.6282 | 41.8257 | 44.1797
8160 | 29376000 | 5.6282 | 41.8275 | 44.1816
8161 | 29379600 | 5.6283 | 41.8293 | 44.1834
8162 | 29383200 | 5.6283 | 41.8312 | 44.1853
8163 | 29386800 | 5.6283 | 41.833 | 44.1871
8164 | 29390400 | 5.6284 | 41.8348 | 44.1889
8165 | 29394000 | 5.6284 | 41.8367 | 44.1908
8166 | 29397600 | 5.6285 | 41.8385 | 44.1926
8167 | 29401200 | 5.6285 | 41.8403 | 44.1944
8168 | 29404800 | 5.6285 | 41.8422 | 44.1963
8169 | 29408400 | 5.6286 | 41.844 | 44.1981
8170 | 29412000 | 5.6286 | 41.8458 | 44.1999
8171 | 29415600 | 5.6287 | 41.8477 | 44.2018
8172 | 29419200 | 5.6287 | 41.8495 | 44.2036
8173 | 29422800 | 5.6287 | 41.8513 | 44.2054
8174 | 29426400 | 5.6288 | 41.8532 | 44.2073
8175 | 29430000 | 5.6288 | 41.855 | 44.2091
8176 | 29433600 | 5.6289 | 41.8568 | 44.2109
8177 | 29437200 | 5.6289 | 41.8586 | 44.2128
8178 | 29440800 | 5.6289 | 41.8605 | 44.2146
8179 | 29444400 | 5.629 | 41.8623 | 44.2164
8180 | 29448000 | 5.629 | 41.8641 | 44.2183
8181 | 29451600 | 5.6291 | 41.866 | 44.2201
8182 | 29455200 | 5.6291 | 41.8678 | 44.2219
8183 | 29458800 | 5.6291 | 41.8696 | 44.2238
8184 | 29462400 | 5.6292 | 41.8715 | 44.2256
8185 | 29466000 | 5.6292 | 41.8733 | 44.2275
8186 | 29469600 | 5.6293 | 41.8751 | 44.2293
8187 | 29473200 | 5.6293 | 41.8769 | 44.2311
8188 | 29476800 | 5.6293 | 41.8788 | 44.2329
8189 | 29480400 | 5.6294 | 41.8806 | 44.2348
8190 | 29484000 | 5.6294 | 41.8824 | 44.2366
8191 | 29487600 | 5.6294 | 41.8843 | 44.2384
8192 | 29491200 | 5.6295 | 41.8861 | 44.2403
8193 | 29494800 | 5.6295 | 41.8879 | 44.2421
8194 | 29498400 | 5.6296 | 41.8898 | 44.2439
8195 | 29502000 | 5.6296 | 41.8916 | 44.2458
8196 | 29505600 | 5.6296 | 41.8934 | 44.2476
8197 | 29509200 | 5.6297 | 41.8952 | 44.2494
8198 | 29512800 | 5.6297 | 41.8971 | 44.2513
8199 | 29516400 | 5.6298 | 41.8989 | 44.2531
8200 | 29520000 | 5.6298 | 41.9007 | 44.2549
8201 | 29523600 | 5.6298 | 41.9026 | 44.2568
8202 | 29527200 | 5.6299 | 41.9044 | 44.2586
8203 | 29530800 | 5.6299 | 41.9062 | 44.2604
8204 | 29534400 | 5.63 | 41.908 | 44.2623
8205 | 29538000 | 5.63 | 41.9099 | 44.2641
8206 | 29541600 | 5.63 | 41.9117 | 44.2659
8207 | 29545200 | 5.6301 | 41.9135 | 44.2678
8208 | 29548800 | 5.6301 | 41.9154 | 44.2696
8209 | 29552400 | 5.6301 | 41.9172 | 44.2714
8210 | 29556000 | 5.6302 | 41.919 | 44.2733
8211 | 29559600 | 5.6302 | 41.9208 | 44.2751
8212 | 29563200 | 5.6303 | 41.9227 | 44.2769
8213 | 29566800 | 5.6303 | 41.9245 | 44.2787
8214 | 29570400 | 5.6303 | 41.9263 | 44.2806
8215 | 29574000 | 5.6304 | 41.9281 | 44.2824
8216 | 29577600 | 5.6304 | 41.93 | 44.2842
8217 | 29581200 | 5.6305 | 41.9318 | 44.2861
8218 | 29584800 | 5.6305 | 41.9336 | 44.2879
8219 | 29588400 | 5.6305 | 41.9355 | 44.2897
8220 | 29592000 | 5.6306 | 41.9373 | 44.2916
8221 | 29595600 | 5.6306 | 41.9391 | 44.2934
8222 | 29599200 | 5.6307 | 41.9409 | 44.2952
8223 | 29602800 | 5.6307 | 41.9428 | 44.297
8224 | 29606400 | 5.6307 | 41.9446 | 44.2989
8225 | 29610000 | 5.6308 | 41.9464 | 44.3007
8226 | 29613600 | 5.6308 | 41.9482 | 44.3025
8227 | 29617200 | 5.6309 | 41.9501 | 44.3044
8228 | 29620800 | 5.6309 | 41.9519 | 44.3062
8229 | 29624400 | 5.6309 | 41.9537 | 44.308
8230 | 29628000 | 5.631 | 41.9555 | 44.3098
8231 | 29631600 | 5.631 | 41.9574 | 44.3117
8232 | 29635200 | 5.631 | 41.9592 | 44.3135
8233 | 29638800 | 5.6311 | 41.961 | 44.3153
8234 | 29642400 | 5.6311 | 41.9628 | 44.3172
8235 | 29646000 | 5.6312 | 41.9647 | 44.319
8236 | 29649600 | 5.6312 | 41.9665 | 44.3208
8237 | 29653200 | 5.6312 | 41.9683 | 44.3226
8238 | 29656800 | 5.6313 | 41.9701 | 44.3245
8239 | 29660400 | 5.6313 | 41.972 | 44.3263
8240 | 29664000 | 5.6314 | 41.9738 | 44.3281
8241 | 29667600 | 5.6314 | 41.9756 | 44.3299
8242 | 29671200 | 5.6314 | 41.9774 | 44.3318
8243 | 29674800 | 5.6315 | 41.9793 | 44.3336
8244 | 29678400 | 5.6315 | 41.9811 | 44.3354
8245 | 29682000 | 5.6315 | 41.9829 | 44.3373
8246 | 29685600 | 5.6316 | 41.9847 | 44.3391
8247 | 29689200 | 5.6316 | 41.9866 | 44.3409
8248 | 29692800 | 5.6317 | 41.9884 | 44.3427
8249 | 29696400 | 5.6317 | 41.9902 | 44.3446
8250 | 29700000 | 5.6317 | 41.992 | 44.3464
8251 | 29703600 | 5.6318 | 41.9938 | 44.3482
8252 | 29707200 | 5.6318 | 41.9957 | 44.35
8253 | 29710800 | 5.6319 | 41.9975 | 44.3519
8254 | 29714400 | 5.6319 | 41.9993 | 44.3537
8255 | 29718000 | 5.6319 | 42.0011 | 44.3555
8256 | 29721600 | 5.632 | 42.003 | 44.3573
8257 | 29725200 | 5.632 | 42.0048 | 44.3592
8258 | 29728800 | 5.6321 | 42.0066 | 44.361
8259 | 29732400 | 5.6321 | 42.0084 | 44.3628
8260 | 29736000 | 5.6321 | 42.0102 | 44.3646
8261 | 29739600 | 5.6322 | 42.0121 | 44.3665
8262 | 29743200 | 5.6322 | 42.0139 | 44.3683
8263 | 29746800 | 5.6322 | 42.0157 | 44.3701
8264 | 29750400 | 5.6323 | 42.0175 | 44.3719
8265 | 29754000 | 5.6323 | 42.0194 | 44.3738
8266 | 29757600 | 5.6324 | 42.0212 | 44.3756
8267 | 29761200 | 5.6324 | 42.023 | 44.3774
8268 | 29764800 | 5.6324 | 42.0248 | 44.3792
8269 | 29768400 | 5.6325 | 42.0266 | 44.3811
8270 | 29772000 | 5.6325 | 42.0285 | 44.3829
8271 | 29775600 | 5.6326 | 42.0303 | 44.3847
8272 | 29779200 | 5.6326 | 42.0321 | 44.3865
8273 | 29782800 | 5.6326 | 42.0339 | 44.3884
8274 | 29786400 | 5.6327 | 42.0357 | 44.3902
8275 | 29790000 | 5.6327 | 42.0376 | 44.392
8276 | 29793600 | 5.6327 | 42.0394 | 44.3938
8277 | 29797200 | 5.6328 | 42.0412 | 44.3957
8278 | 29800800 | 5.6328 | 42.043 | 44.3975
8279 | 29804400 | 5.6329 | 42.0448 | 44.3993
8280 | 29808000 | 5.6329 | 42.0467 | 44.4011
8281 | 29811600 | 5.6329 | 42.0485 | 44.403
8282 | 29815200 | 5.633 | 42.0503 | 44.4048
8283 | 29818800 | 5.633 | 42.0521 | 44.4066
8284 | 29822400 | 5.6331 | 42.0539 | 44.4084
8285 | 29826000 | 5.6331 | 42.0558 | 44.4102
8286 | 29829600 | 5.6331 | 42.0576 | 44.4121
8287 | 29833200 | 5.6332 | 42.0594 | 44.4139
8288 | 29836800 | 5.6332 | 42.0612 | 44.4157
8289 | 29840400 | 5.6332 | 42.063 | 44.4175
8290 | 29844000 | 5.6333 | 42.0649 | 44.4194
8291 | 29847600 | 5.6333 | 42.0667 | 44.4212
8292 | 29851200 | 5.6334 | 42.0685 | 44.423
8293 | 29854800 | 5.6334 | 42.0703 | 44.4248
8294 | 29858400 | 5.6334 | 42.0721 | 44.4266
8295 | 29862000 | 5.6335 | 42.074 | 44.4285
8296 | 29865600 | 5.6335 | 42.0758 | 44.4303
8297 | 29869200 | 5.6336 | 42.0776 | 44.4321
8298 | 29872800 | 5.6336 | 42.0794 | 44.4339
8299 | 29876400 | 5.6336 | 42.0812 | 44.4358
8300 | 29880000 | 5.6337 | 42.083 | 44.4376
8301 | 29883600 | 5.6337 | 42.0849 | 44.4394
8302 | 29887200 | 5.6337 | 42.0867 | 44.4412
8303 | 29890800 | 5.6338 | 42.0885 | 44.443
8304 | 29894400 | 5.6338 | 42.0903 | 44.4449
8305 | 29898000 | 5.6339 | 42.0921 | 44.4467
8306 | 29901600 | 5.6339 | 42.0939 | 44.4485
8307 | 29905200 | 5.6339 | 42.0958 | 44.4503
8308 | 29908800 | 5.634 | 42.0976 | 44.4521
8309 | 29912400 | 5.634 | 42.0994 | 44.454
8310 | 29916000 | 5.6341 | 42.1012 | 44.4558
8311 | 29919600 | 5.6341 | 42.103 | 44.4576
8312 | 29923200 | 5.6341 | 42.1048 | 44.4594
8313 | 29926800 | 5.6342 | 42.1067 | 44.4612
8314 | 29930400 | 5.6342 | 42.1085 | 44.4631
8315 | 29934000 | 5.6342 | 42.1103 | 44.4649
8316 | 29937600 | 5.6343 | 42.1121 | 44.4667
8317 | 29941200 | 5.6343 | 42.1139 | 44.4685
8318 | 29944800 | 5.6344 | 42.1157 | 44.4703
8319 | 29948400 | 5.6344 | 42.1176 | 44.4722
8320 | 29952000 | 5.6344 | 42.1194 | 44.474
8321 | 29955600 | 5.6345 | 42.1212 | 44.4758
8322 | 29959200 | 5.6345 | 42.123 | 44.4776
8323 | 29962800 | 5.6346 | 42.1248 | 44.4794
8324 | 29966400 | 5.6346 | 42.1266 | 44.4812
8325 | 29970000 | 5.6346 | 42.1285 | 44.4831
8326 | 29973600 | 5.6347 | 42.1303 | 44.4849
8327 | 29977200 | 5.6347 | 42.1321 | 44.4867
8328 | 29980800 | 5.6347 | 42.1339 | 44.4885
8329 | 29984400 | 5.6348 | 42.1357 | 44.4903
8330 | 29988000 | 5.6348 | 42.1375 | 44.4922
8331 | 29991600 | 5.6349 | 42.1393 | 44.494
8332 | 29995200 | 5.6349 | 42.1412 | 44.4958
8333 | 29998800 | 5.6349 | 42.143 | 44.4976
8334 | 30002400 | 5.635 | 42.1448 | 44.4994
8335 | 30006000 | 5.635 | 42.1466 | 44.5012
8336 | 30009600 | 5.635 | 42.1484 | 44.5031
8337 | 30013200 | 5.6351 | 42.1502 | 44.5049
8338 | 30016800 | 5.6351 | 42.152 | 44.5067
8339 | 30020400 | 5.6352 | 42.1539 | 44.5085
8340 | 30024000 | 5.6352 | 42.1557 | 44.5103
8341 | 30027600 | 5.6352 | 42.1575 | 44.5121
8342 | 30031200 | 5.6353 | 42.1593 | 44.514
8343 | 30034800 | 5.6353 | 42.1611 | 44.5158
8344 | 30038400 | 5.6354 | 42.1629 | 44.5176
8345 | 30042000 | 5.6354 | 42.1647 | 44.5194
8346 | 30045600 | 5.6354 | 42.1665 | 44.5212
8347 | 30049200 | 5.6355 | 42.1684 | 44.523
8348 | 30052800 | 5.6355 | 42.1702 | 44.5249
8349 | 30056400 | 5.6355 | 42.172 | 44.5267
8350 | 30060000 | 5.6356 | 42.1738 | 44.5285
8351 | 30063600 | 5.6356 | 42.1756 | 44.5303
8352 | 30067200 | 5.6357 | 42.1774 | 44.5321
8353 | 30070800 | 5.6357 | 42.1792 | 44.5339
8354 | 30074400 | 5.6357 | 42.1811 | 44.5358
8355 | 30078000 | 5.6358 | 42.1829 | 44.5376
8356 | 30081600 | 5.6358 | 42.1847 | 44.5394
8357 | 30085200 | 5.6358 | 42.1865 | 44.5412
8358 | 30088800 | 5.6359 | 42.1883 | 44.543
8359 | 30092400 | 5.6359 | 42.1901 | 44.5448
8360 | 30096000 | 5.636 | 42.1919 | 44.5466
8361 | 30099600 | 5.636 | 42.1937 | 44.5485
8362 | 30103200 | 5.636 | 42.1955 | 44.5503
8363 | 30106800 | 5.6361 | 42.1974 | 44.5521
8364 | 30110400 | 5.6361 | 42.1992 | 44.5539
8365 | 30114000 | 5.6362 | 42.201 | 44.5557
8366 | 30117600 | 5.6362 | 42.2028 | 44.5575
8367 | 30121200 | 5.6362 | 42.2046 | 44.5593
8368 | 30124800 | 5.6363 | 42.2064 | 44.5612
8369 | 30128400 | 5.6363 | 42.2082 | 44.563
8370 | 30132000 | 5.6363 | 42.21 | 44.5648
8371 | 30135600 | 5.6364 | 42.2118 | 44.5666
8372 | 30139200 | 5.6364 | 42.2137 | 44.5684
8373 | 30142800 | 5.6365 | 42.2155 | 44.5702
8374 | 30146400 | 5.6365 | 42.2173 | 44.572
8375 | 30150000 | 5.6365 | 42.2191 | 44.5738
8376 | 30153600 | 5.6366 | 42.2209 | 44.5757
8377 | 30157200 | 5.6366 | 42.2227 | 44.5775
8378 | 30160800 | 5.6366 | 42.2245 | 44.5793
8379 | 30164400 | 5.6367 | 42.2263 | 44.5811
8380 | 30168000 | 5.6367 | 42.2281 | 44.5829
8381 | 30171600 | 5.6368 | 42.2299 | 44.5847
8382 | 30175200 | 5.6368 | 42.2317 | 44.5865
8383 | 30178800 | 5.6368 | 42.2336 | 44.5884
8384 | 30182400 | 5.6369 | 42.2354 | 44.5902
8385 | 30186000 | 5.6369 | 42.2372 | 44.592
8386 | 30189600 | 5.6369 | 42.239 | 44.5938
8387 | 30193200 | 5.637 | 42.2408 | 44.5956
8388 | 30196800 | 5.637 | 42.2426 | 44.5974
8389 | 30200400 | 5.6371 | 42.2444 | 44.5992
8390 | 30204000 | 5.6371 | 42.2462 | 44.601
8391 | 30207600 | 5.6371 | 42.248 | 44.6028
8392 | 30211200 | 5.6372 | 42.2498 | 44.6047
8393 | 30214800 | 5.6372 | 42.2516 | 44.6065
8394 | 30218400 | 5.6372 | 42.2534 | 44.6083
8395 | 30222000 | 5.6373 | 42.2553 | 44.6101
8396 | 30225600 | 5.6373 | 42.2571 | 44.6119
8397 | 30229200 | 5.6374 | 42.2589 | 44.6137
8398 | 30232800 | 5.6374 | 42.2607 | 44.6155
8399 | 30236400 | 5.6374 | 42.2625 | 44.6173
8400 | 30240000 | 5.6375 | 42.2643 | 44.6191
8401 | 30243600 | 5.6375 | 42.2661 | 44.621
8402 | 30247200 | 5.6376 | 42.2679 | 44.6228
8403 | 30250800 | 5.6376 | 42.2697 | 44.6246
8404 | 30254400 | 5.6376 | 42.2715 | 44.6264
8405 | 30258000 | 5.6377 | 42.2733 | 44.6282
8406 | 30261600 | 5.6377 | 42.2751 | 44.63
8407 | 30265200 | 5.6377 | 42.2769 | 44.6318
8408 | 30268800 | 5.6378 | 42.2788 | 44.6336
8409 | 30272400 | 5.6378 | 42.2806 | 44.6354
8410 | 30276000 | 5.6379 | 42.2824 | 44.6372
8411 | 30279600 | 5.6379 | 42.2842 | 44.6391
8412 | 30283200 | 5.6379 | 42.286 | 44.6409
8413 | 30286800 | 5.638 | 42.2878 | 44.6427
8414 | 30290400 | 5.638 | 42.2896 | 44.6445
8415 | 30294000 | 5.638 | 42.2914 | 44.6463
8416 | 30297600 | 5.6381 | 42.2932 | 44.6481
8417 | 30301200 | 5.6381 | 42.295 | 44.6499
8418 | 30304800 | 5.6382 | 42.2968 | 44.6517
8419 | 30308400 | 5.6382 | 42.2986 | 44.6535
8420 | 30312000 | 5.6382 | 42.3004 | 44.6553
8421 | 30315600 | 5.6383 | 42.3022 | 44.6571
8422 | 30319200 | 5.6383 | 42.304 | 44.6589
8423 | 30322800 | 5.6383 | 42.3058 | 44.6608
8424 | 30326400 | 5.6384 | 42.3076 | 44.6626
8425 | 30330000 | 5.6384 | 42.3094 | 44.6644
8426 | 30333600 | 5.6385 | 42.3112 | 44.6662
8427 | 30337200 | 5.6385 | 42.3131 | 44.668
8428 | 30340800 | 5.6385 | 42.3149 | 44.6698
8429 | 30344400 | 5.6386 | 42.3167 | 44.6716
8430 | 30348000 | 5.6386 | 42.3185 | 44.6734
8431 | 30351600 | 5.6386 | 42.3203 | 44.6752
8432 | 30355200 | 5.6387 | 42.3221 | 44.677
8433 | 30358800 | 5.6387 | 42.3239 | 44.6788
8434 | 30362400 | 5.6388 | 42.3257 | 44.6806
8435 | 30366000 | 5.6388 | 42.3275 | 44.6824
8436 | 30369600 | 5.6388 | 42.3293 | 44.6842
8437 | 30373200 | 5.6389 | 42.3311 | 44.6861
8438 | 30376800 | 5.6389 | 42.3329 | 44.6879
8439 | 30380400 | 5.6389 | 42.3347 | 44.6897
8440 | 30384000 | 5.639 | 42.3365 | 44.6915
8441 | 30387600 | 5.639 | 42.3383 | 44.6933
8442 | 30391200 | 5.6391 | 42.3401 | 44.6951
8443 | 30394800 | 5.6391 | 42.3419 | 44.6969
8444 | 30398400 | 5.6391 | 42.3437 | 44.6987
8445 | 30402000 | 5.6392 | 42.3455 | 44.7005
8446 | 30405600 | 5.6392 | 42.3473 | 44.7023
8447 | 30409200 | 5.6392 | 42.3491 | 44.7041
8448 | 30412800 | 5.6393 | 42.3509 | 44.7059
8449 | 30416400 | 5.6393 | 42.3527 | 44.7077
8450 | 30420000 | 5.6394 | 42.3545 | 44.7095
8451 | 30423600 | 5.6394 | 42.3563 | 44.7113
8452 | 30427200 | 5.6394 | 42.3581 | 44.7131
8453 | 30430800 | 5.6395 | 42.3599 | 44.7149
8454 | 30434400 | 5.6395 | 42.3617 | 44.7168
8455 | 30438000 | 5.6395 | 42.3635 | 44.7186
8456 | 30441600 | 5.6396 | 42.3653 | 44.7204
8457 | 30445200 | 5.6396 | 42.3671 | 44.7222
8458 | 30448800 | 5.6397 | 42.3689 | 44.724
8459 | 30452400 | 5.6397 | 42.3707 | 44.7258
8460 | 30456000 | 5.6397 | 42.3725 | 44.7276
8461 | 30459600 | 5.6398 | 42.3743 | 44.7294
8462 | 30463200 | 5.6398 | 42.3761 | 44.7312
8463 | 30466800 | 5.6398 | 42.3779 | 44.733
8464 | 30470400 | 5.6399 | 42.3797 | 44.7348
8465 | 30474000 | 5.6399 | 42.3815 | 44.7366
8466 | 30477600 | 5.6399 | 42.3833 | 44.7384
8467 | 30481200 | 5.64 | 42.3851 | 44.7402
8468 | 30484800 | 5.64 | 42.3869 | 44.742
8469 | 30488400 | 5.6401 | 42.3887 | 44.7438
8470 | 30492000 | 5.6401 | 42.3905 | 44.7456
8471 | 30495600 | 5.6401 | 42.3923 | 44.7474
8472 | 30499200 | 5.6402 | 42.3941 | 44.7492
8473 | 30502800 | 5.6402 | 42.3959 | 44.751
8474 | 30506400 | 5.6402 | 42.3977 | 44.7528
8475 | 30510000 | 5.6403 | 42.3995 | 44.7546
8476 | 30513600 | 5.6403 | 42.4013 | 44.7564
8477 | 30517200 | 5.6404 | 42.4031 | 44.7582
8478 | 30520800 | 5.6404 | 42.4049 | 44.76
8479 | 30524400 | 5.6404 | 42.4067 | 44.7618
8480 | 30528000 | 5.6405 | 42.4085 | 44.7636
8481 | 30531600 | 5.6405 | 42.4103 | 44.7654
8482 | 30535200 | 5.6405 | 42.4121 | 44.7672
8483 | 30538800 | 5.6406 | 42.4139 | 44.769
8484 | 30542400 | 5.6406 | 42.4157 | 44.7708
8485 | 30546000 | 5.6407 | 42.4175 | 44.7726
8486 | 30549600 | 5.6407 | 42.4193 | 44.7745
8487 | 30553200 | 5.6407 | 42.4211 | 44.7763
8488 | 30556800 | 5.6408 | 42.4229 | 44.7781
8489 | 30560400 | 5.6408 | 42.4247 | 44.7799
8490 | 30564000 | 5.6408 | 42.4265 | 44.7817
8491 | 30567600 | 5.6409 | 42.4283 | 44.7835
8492 | 30571200 | 5.6409 | 42.4301 | 44.7853
8493 | 30574800 | 5.641 | 42.4319 | 44.7871
8494 | 30578400 | 5.641 | 42.4337 | 44.7889
8495 | 30582000 | 5.641 | 42.4355 | 44.7907
8496 | 30585600 | 5.6411 | 42.4373 | 44.7925
8497 | 30589200 | 5.6411 | 42.4391 | 44.7943
8498 | 30592800 | 5.6411 | 42.4409 | 44.7961
8499 | 30596400 | 5.6412 | 42.4427 | 44.7979
8500 | 30600000 | 5.6412 | 42.4445 | 44.7997
8501 | 30603600 | 5.6413 | 42.4463 | 44.8015
8502 | 30607200 | 5.6413 | 42.4481 | 44.8033
8503 | 30610800 | 5.6413 | 42.4499 | 44.8051
8504 | 30614400 | 5.6414 | 42.4517 | 44.8069
8505 | 30618000 | 5.6414 | 42.4535 | 44.8087
8506 | 30621600 | 5.6414 | 42.4553 | 44.8105
8507 | 30625200 | 5.6415 | 42.4571 | 44.8123
8508 | 30628800 | 5.6415 | 42.4589 | 44.8141
8509 | 30632400 | 5.6415 | 42.4607 | 44.8159
8510 | 30636000 | 5.6416 | 42.4625 | 44.8177
8511 | 30639600 | 5.6416 | 42.4643 | 44.8195
8512 | 30643200 | 5.6417 | 42.4661 | 44.8213
8513 | 30646800 | 5.6417 | 42.4679 | 44.8231
8514 | 30650400 | 5.6417 | 42.4697 | 44.8249
8515 | 30654000 | 5.6418 | 42.4714 | 44.8266
8516 | 30657600 | 5.6418 | 42.4732 | 44.8284
8517 | 30661200 | 5.6418 | 42.475 | 44.8302
8518 | 30664800 | 5.6419 | 42.4768 | 44.832
8519 | 30668400 | 5.6419 | 42.4786 | 44.8338
8520 | 30672000 | 5.642 | 42.4804 | 44.8356
8521 | 30675600 | 5.642 | 42.4822 | 44.8374
8522 | 30679200 | 5.642 | 42.484 | 44.8392
8523 | 30682800 | 5.6421 | 42.4858 | 44.841
8524 | 30686400 | 5.6421 | 42.4876 | 44.8428
8525 | 30690000 | 5.6421 | 42.4894 | 44.8446
8526 | 30693600 | 5.6422 | 42.4912 | 44.8464
8527 | 30697200 | 5.6422 | 42.493 | 44.8482
8528 | 30700800 | 5.6422 | 42.4948 | 44.85
8529 | 30704400 | 5.6423 | 42.4966 | 44.8518
8530 | 30708000 | 5.6423 | 42.4984 | 44.8536
8531 | 30711600 | 5.6424 | 42.5002 | 44.8554
8532 | 30715200 | 5.6424 | 42.502 | 44.8572
8533 | 30718800 | 5.6424 | 42.5037 | 44.859
8534 | 30722400 | 5.6425 | 42.5055 | 44.8608
8535 | 30726000 | 5.6425 | 42.5073 | 44.8626
8536 | 30729600 | 5.6425 | 42.5091 | 44.8644
8537 | 30733200 | 5.6426 | 42.5109 | 44.8662
8538 | 30736800 | 5.6426 | 42.5127 | 44.868
8539 | 30740400 | 5.6427 | 42.5145 | 44.8698
8540 | 30744000 | 5.6427 | 42.5163 | 44.8716
8541 | 30747600 | 5.6427 | 42.5181 | 44.8734
8542 | 30751200 | 5.6428 | 42.5199 | 44.8752
8543 | 30754800 | 5.6428 | 42.5217 | 44.877
8544 | 30758400 | 5.6428 | 42.5235 | 44.8788
8545 | 30762000 | 5.6429 | 42.5253 | 44.8806
8546 | 30765600 | 5.6429 | 42.5271 | 44.8824
8547 | 30769200 | 5.6429 | 42.5288 | 44.8841
8548 | 30772800 | 5.643 | 42.5306 | 44.8859
8549 | 30776400 | 5.643 | 42.5324 | 44.8877
8550 | 30780000 | 5.6431 | 42.5342 | 44.8895
8551 | 30783600 | 5.6431 | 42.536 | 44.8913
8552 | 30787200 | 5.6431 | 42.5378 | 44.8931
8553 | 30790800 | 5.6432 | 42.5396 | 44.8949
8554 | 30794400 | 5.6432 | 42.5414 | 44.8967
8555 | 30798000 | 5.6432 | 42.5432 | 44.8985
8556 | 30801600 | 5.6433 | 42.545 | 44.9003
8557 | 30805200 | 5.6433 | 42.5468 | 44.9021
8558 | 30808800 | 5.6434 | 42.5486 | 44.9039
8559 | 30812400 | 5.6434 | 42.5503 | 44.9057
8560 | 30816000 | 5.6434 | 42.5521 | 44.9075
8561 | 30819600 | 5.6435 | 42.5539 | 44.9093
8562 | 30823200 | 5.6435 | 42.5557 | 44.9111
8563 | 30826800 | 5.6435 | 42.5575 | 44.9129
8564 | 30830400 | 5.6436 | 42.5593 | 44.9147
8565 | 30834000 | 5.6436 | 42.5611 | 44.9164
8566 | 30837600 | 5.6436 | 42.5629 | 44.9182
8567 | 30841200 | 5.6437 | 42.5647 | 44.92
8568 | 30844800 | 5.6437 | 42.5665 | 44.9218
8569 | 30848400 | 5.6438 | 42.5682 | 44.9236
8570 | 30852000 | 5.6438 | 42.57 | 44.9254
8571 | 30855600 | 5.6438 | 42.5718 | 44.9272
8572 | 30859200 | 5.6439 | 42.5736 | 44.929
8573 | 30862800 | 5.6439 | 42.5754 | 44.9308
8574 | 30866400 | 5.6439 | 42.5772 | 44.9326
8575 | 30870000 | 5.644 | 42.579 | 44.9344
8576 | 30873600 | 5.644 | 42.5808 | 44.9362
8577 | 30877200 | 5.644 | 42.5826 | 44.938
8578 | 30880800 | 5.6441 | 42.5844 | 44.9397
8579 | 30884400 | 5.6441 | 42.5861 | 44.9415
8580 | 30888000 | 5.6442 | 42.5879 | 44.9433
8581 | 30891600 | 5.6442 | 42.5897 | 44.9451
8582 | 30895200 | 5.6442 | 42.5915 | 44.9469
8583 | 30898800 | 5.6443 | 42.5933 | 44.9487
8584 | 30902400 | 5.6443 | 42.5951 | 44.9505
8585 | 30906000 | 5.6443 | 42.5969 | 44.9523
8586 | 30909600 | 5.6444 | 42.5987 | 44.9541
8587 | 30913200 | 5.6444 | 42.6004 | 44.9559
8588 | 30916800 | 5.6445 | 42.6022 | 44.9577
8589 | 30920400 | 5.6445 | 42.604 | 44.9595
8590 | 30924000 | 5.6445 | 42.6058 | 44.9612
8591 | 30927600 | 5.6446 | 42.6076 | 44.963
8592 | 30931200 | 5.6446 | 42.6094 | 44.9648
8593 | 30934800 | 5.6446 | 42.6112 | 44.9666
8594 | 30938400 | 5.6447 | 42.613 | 44.9684
8595 | 30942000 | 5.6447 | 42.6148 | 44.9702
8596 | 30945600 | 5.6447 | 42.6165 | 44.972
8597 | 30949200 | 5.6448 | 42.6183 | 44.9738
8598 | 30952800 | 5.6448 | 42.6201 | 44.9756
8599 | 30956400 | 5.6449 | 42.6219 | 44.9774
8600 | 30960000 | 5.6449 | 42.6237 | 44.9791
8601 | 30963600 | 5.6449 | 42.6255 | 44.9809
8602 | 30967200 | 5.645 | 42.6273 | 44.9827
8603 | 30970800 | 5.645 | 42.629 | 44.9845
8604 | 30974400 | 5.645 | 42.6308 | 44.9863
8605 | 30978000 | 5.6451 | 42.6326 | 44.9881
8606 | 30981600 | 5.6451 | 42.6344 | 44.9899
8607 | 30985200 | 5.6451 | 42.6362 | 44.9917
8608 | 30988800 | 5.6452 | 42.638 | 44.9935
8609 | 30992400 | 5.6452 | 42.6398 | 44.9953
8610 | 30996000 | 5.6453 | 42.6415 | 44.997
8611 | 30999600 | 5.6453 | 42.6433 | 44.9988
8612 | 31003200 | 5.6453 | 42.6451 | 45.0006
8613 | 31006800 | 5.6454 | 42.6469 | 45.0024
8614 | 31010400 | 5.6454 | 42.6487 | 45.0042
8615 | 31014000 | 5.6454 | 42.6505 | 45.006
8616 | 31017600 | 5.6455 | 42.6523 | 45.0078
8617 | 31021200 | 5.6455 | 42.654 | 45.0096
8618 | 31024800 | 5.6455 | 42.6558 | 45.0113
8619 | 31028400 | 5.6456 | 42.6576 | 45.0131
8620 | 31032000 | 5.6456 | 42.6594 | 45.0149
8621 | 31035600 | 5.6457 | 42.6612 | 45.0167
8622 | 31039200 | 5.6457 | 42.663 | 45.0185
8623 | 31042800 | 5.6457 | 42.6648 | 45.0203
8624 | 31046400 | 5.6458 | 42.6665 | 45.0221
8625 | 31050000 | 5.6458 | 42.6683 | 45.0239
8626 | 31053600 | 5.6458 | 42.6701 | 45.0256
8627 | 31057200 | 5.6459 | 42.6719 | 45.0274
8628 | 31060800 | 5.6459 | 42.6737 | 45.0292
8629 | 31064400 | 5.6459 | 42.6755 | 45.031
8630 | 31068000 | 5.646 | 42.6772 | 45.0328
8631 | 31071600 | 5.646 | 42.679 | 45.0346
8632 | 31075200 | 5.6461 | 42.6808 | 45.0364
8633 | 31078800 | 5.6461 | 42.6826 | 45.0382
8634 | 31082400 | 5.6461 | 42.6844 | 45.0399
8635 | 31086000 | 5.6462 | 42.6862 | 45.0417
8636 | 31089600 | 5.6462 | 42.6879 | 45.0435
8637 | 31093200 | 5.6462 | 42.6897 | 45.0453
8638 | 31096800 | 5.6463 | 42.6915 | 45.0471
8639 | 31100400 | 5.6463 | 42.6933 | 45.0489
8640 | 31104000 | 5.6463 | 42.6951 | 45.0507
8641 | 31107600 | 5.6464 | 42.6969 | 45.0524
8642 | 31111200 | 5.6464 | 42.6986 | 45.0542
8643 | 31114800 | 5.6464 | 42.7004 | 45.056
8644 | 31118400 | 5.6465 | 42.7022 | 45.0578
8645 | 31122000 | 5.6465 | 42.704 | 45.0596
8646 | 31125600 | 5.6466 | 42.7058 | 45.0614
8647 | 31129200 | 5.6466 | 42.7076 | 45.0632
8648 | 31132800 | 5.6466 | 42.7093 | 45.0649
8649 | 31136400 | 5.6467 | 42.7111 | 45.0667
8650 | 31140000 | 5.6467 | 42.7129 | 45.0685
8651 | 31143600 | 5.6467 | 42.7147 | 45.0703
8652 | 31147200 | 5.6468 | 42.7165 | 45.0721
8653 | 31150800 | 5.6468 | 42.7182 | 45.0739
8654 | 31154400 | 5.6468 | 42.72 | 45.0756
8655 | 31158000 | 5.6469 | 42.7218 | 45.0774
8656 | 31161600 | 5.6469 | 42.7236 | 45.0792
8657 | 31165200 | 5.647 | 42.7254 | 45.081
8658 | 31168800 | 5.647 | 42.7271 | 45.0828
8659 | 31172400 | 5.647 | 42.7289 | 45.0846
8660 | 31176000 | 5.6471 | 42.7307 | 45.0864
8661 | 31179600 | 5.6471 | 42.7325 | 45.0881
8662 | 31183200 | 5.6471 | 42.7343 | 45.0899
8663 | 31186800 | 5.6472 | 42.7361 | 45.0917
8664 | 31190400 | 5.6472 | 42.7378 | 45.0935
8665 | 31194000 | 5.6472 | 42.7396 | 45.0953
8666 | 31197600 | 5.6473 | 42.7414 | 45.0971
8667 | 31201200 | 5.6473 | 42.7432 | 45.0988
8668 | 31204800 | 5.6474 | 42.745 | 45.1006
8669 | 31208400 | 5.6474 | 42.7467 | 45.1024
8670 | 31212000 | 5.6474 | 42.7485 | 45.1042
8671 | 31215600 | 5.6475 | 42.7503 | 45.106
8672 | 31219200 | 5.6475 | 42.7521 | 45.1078
8673 | 31222800 | 5.6475 | 42.7539 | 45.1095
8674 | 31226400 | 5.6476 | 42.7556 | 45.1113
8675 | 31230000 | 5.6476 | 42.7574 | 45.1131
8676 | 31233600 | 5.6476 | 42.7592 | 45.1149
8677 | 31237200 | 5.6477 | 42.761 | 45.1167
8678 | 31240800 | 5.6477 | 42.7627 | 45.1184
8679 | 31244400 | 5.6477 | 42.7645 | 45.1202
8680 | 31248000 | 5.6478 | 42.7663 | 45.122
8681 | 31251600 | 5.6478 | 42.7681 | 45.1238
8682 | 31255200 | 5.6479 | 42.7699 | 45.1256
8683 | 31258800 | 5.6479 | 42.7716 | 45.1274
8684 | 31262400 | 5.6479 | 42.7734 | 45.1291
8685 | 31266000 | 5.648 | 42.7752 | 45.1309
8686 | 31269600 | 5.648 | 42.777 | 45.1327
8687 | 31273200 | 5.648 | 42.7788 | 45.1345
8688 | 31276800 | 5.6481 | 42.7805 | 45.1363
8689 | 31280400 | 5.6481 | 42.7823 | 45.138
8690 | 31284000 | 5.6481 | 42.7841 | 45.1398
8691 | 31287600 | 5.6482 | 42.7859 | 45.1416
8692 | 31291200 | 5.6482 | 42.7876 | 45.1434
8693 | 31294800 | 5.6482 | 42.7894 | 45.1452
8694 | 31298400 | 5.6483 | 42.7912 | 45.1469
8695 | 31302000 | 5.6483 | 42.793 | 45.1487
8696 | 31305600 | 5.6484 | 42.7948 | 45.1505
8697 | 31309200 | 5.6484 | 42.7965 | 45.1523
8698 | 31312800 | 5.6484 | 42.7983 | 45.1541
8699 | 31316400 | 5.6485 | 42.8001 | 45.1558
8700 | 31320000 | 5.6485 | 42.8019 | 45.1576
8701 | 31323600 | 5.6485 | 42.8036 | 45.1594
8702 | 31327200 | 5.6486 | 42.8054 | 45.1612
8703 | 31330800 | 5.6486 | 42.8072 | 45.163
8704 | 31334400 | 5.6486 | 42.809 | 45.1647
8705 | 31338000 | 5.6487 | 42.8107 | 45.1665
8706 | 31341600 | 5.6487 | 42.8125 | 45.1683
8707 | 31345200 | 5.6488 | 42.8143 | 45.1701
8708 | 31348800 | 5.6488 | 42.8161 | 45.1719
8709 | 31352400 | 5.6488 | 42.8178 | 45.1736
8710 | 31356000 | 5.6489 | 42.8196 | 45.1754
8711 | 31359600 | 5.6489 | 42.8214 | 45.1772
8712 | 31363200 | 5.6489 | 42.8232 | 45.179
8713 | 31366800 | 5.649 | 42.8249 | 45.1808
8714 | 31370400 | 5.649 | 42.8267 | 45.1825
8715 | 31374000 | 5.649 | 42.8285 | 45.1843
8716 | 31377600 | 5.6491 | 42.8303 | 45.1861
8717 | 31381200 | 5.6491 | 42.8321 | 45.1879
8718 | 31384800 | 5.6491 | 42.8338 | 45.1896
8719 | 31388400 | 5.6492 | 42.8356 | 45.1914
8720 | 31392000 | 5.6492 | 42.8374 | 45.1932
8721 | 31395600 | 5.6493 | 42.8392 | 45.195
8722 | 31399200 | 5.6493 | 42.8409 | 45.1968
8723 | 31402800 | 5.6493 | 42.8427 | 45.1985
8724 | 31406400 | 5.6494 | 42.8445 | 45.2003
8725 | 31410000 | 5.6494 | 42.8462 | 45.2021
8726 | 31413600 | 5.6494 | 42.848 | 45.2039
8727 | 31417200 | 5.6495 | 42.8498 | 45.2056
8728 | 31420800 | 5.6495 | 42.8516 | 45.2074
8729 | 31424400 | 5.6495 | 42.8533 | 45.2092
8730 | 31428000 | 5.6496 | 42.8551 | 45.211
8731 | 31431600 | 5.6496 | 42.8569 | 45.2127
8732 | 31435200 | 5.6496 | 42.8587 | 45.2145
8733 | 31438800 | 5.6497 | 42.8604 | 45.2163
8734 | 31442400 | 5.6497 | 42.8622 | 45.2181
8735 | 31446000 | 5.6497 | 42.864 | 45.2199
8736 | 31449600 | 5.6498 | 42.8658 | 45.2216
8737 | 31453200 | 5.6498 | 42.8675 | 45.2234
8738 | 31456800 | 5.6499 | 42.8693 | 45.2252
8739 | 31460400 | 5.6499 | 42.8711 | 45.227
8740 | 31464000 | 5.6499 | 42.8729 | 45.2287
8741 | 31467600 | 5.65 | 42.8746 | 45.2305
8742 | 31471200 | 5.65 | 42.8764 | 45.2323
8743 | 31474800 | 5.65 | 42.8782 | 45.2341
8744 | 31478400 | 5.6501 | 42.8799 | 45.2358
8745 | 31482000 | 5.6501 | 42.8817 | 45.2376
8746 | 31485600 | 5.6501 | 42.8835 | 45.2394
8747 | 31489200 | 5.6502 | 42.8853 | 45.2412
8748 | 31492800 | 5.6502 | 42.887 | 45.2429
8749 | 31496400 | 5.6502 | 42.8888 | 45.2447
8750 | 31500000 | 5.6503 | 42.8906 | 45.2465
8751 | 31503600 | 5.6503 | 42.8923 | 45.2483
8752 | 31507200 | 5.6504 | 42.8941 | 45.25
8753 | 31510800 | 5.6504 | 42.8959 | 45.2518
8754 | 31514400 | 5.6504 | 42.8977 | 45.2536
8755 | 31518000 | 5.6505 | 42.8994 | 45.2554
8756 | 31521600 | 5.6505 | 42.9012 | 45.2571
8757 | 31525200 | 5.6505 | 42.903 | 45.2589
8758 | 31528800 | 5.6506 | 42.9047 | 45.2607
8759 | 31532400 | 5.6506 | 42.9065 | 45.2625
8760 | 31536000 | 5.6506 | 42.9083 | 45.2642
8761 | 31539600 | 5.6507 | 42.9101 | 45.266
8762 | 31543200 | 5.6507 | 42.9118 | 45.2678
8763 | 31546800 | 5.6507 | 42.9136 | 45.2695
8764 | 31550400 | 5.6508 | 42.9154 | 45.2713
8765 | 31554000 | 5.6508 | 42.9171 | 45.2731
8766 | 31557600 | 5.6509 | 42.9189 | 45.2749
8767 | 31561200 | 5.6509 | 42.9207 | 45.2766
8768 | 31564800 | 5.6509 | 42.9225 | 45.2784
8769 | 31568400 | 5.651 | 42.9242 | 45.2802
8770 | 31572000 | 5.651 | 42.926 | 45.282
8771 | 31575600 | 5.651 | 42.9278 | 45.2837
8772 | 31579200 | 5.6511 | 42.9295 | 45.2855
8773 | 31582800 | 5.6511 | 42.9313 | 45.2873
8774 | 31586400 | 5.6511 | 42.9331 | 45.2891
8775 | 31590000 | 5.6512 | 42.9348 | 45.2908
8776 | 31593600 | 5.6512 | 42.9366 | 45.2926
8777 | 31597200 | 5.6512 | 42.9384 | 45.2944
8778 | 31600800 | 5.6513 | 42.9401 | 45.2961
8779 | 31604400 | 5.6513 | 42.9419 | 45.2979
8780 | 31608000 | 5.6513 | 42.9437 | 45.2997
8781 | 31611600 | 5.6514 | 42.9455 | 45.3015
8782 | 31615200 | 5.6514 | 42.9472 | 45.3032
8783 | 31618800 | 5.6515 | 42.949 | 45.305
8784 | 31622400 | 5.6515 | 42.9508 | 45.3068

## W=0.5m
Temp (initial) |  | 16 | ℃ | Soil | Themal Conductivity (λ) | 1 | W/(m.k)
Diameter (D) |  | 0.025 | m |  | Density (ρ) | 2000 | kg/(m^3)
Clear Cover (c) |  | 0.075 | m |  | Heat Capacity/Specific Heat (Cp) | 800 | J/(kg.K)
Cover (r+cover) |  | 0.0875 | m |  | Themal Diffusivity (α) | 6.25e-07 | (m^2)/s
Wall Thickness |  | 0.5 | m | Concrete | Themal Conductivity (λ) | 1 | W/(m.k)
Pipe Spacing |  | 0.5 | m |  | Density (ρ) | 2000 | kg/(m^3)
Heat Flux (Qeq) Wall |  | 6.2832 | W/(m^2) |  | Heat Capacity/Specific Heat (Cp) | 800 | J/(kg.K) | O
Heat Flux (Q0) Pipe |  | 40 | W/(m^2) |  | Themal Diffusivity (α) | 6.25e-07 | (m^2)/s
Total Time (Tf) |  | 366 | D
| Sec | Hr
time-step | 3600 | 1
COMSOL
Insert Comsol Data
t(hr) | t(sec) | qw | Tw(C)_s500_W500 | Tp(C)
0 | 0 | 3.82e-06 | 16 | 16.2303
1 | 3600 | 0.53795 | 16.0255 | 16.8921
2 | 7200 | 1.0053 | 16.0603 | 17.0196
3 | 10800 | 1.3623 | 16.0966 | 17.132
4 | 14400 | 1.5801 | 16.1312 | 17.211
5 | 18000 | 1.7311 | 16.1637 | 17.2694
6 | 21600 | 1.8449 | 16.1943 | 17.3162
7 | 25200 | 1.9351 | 16.2231 | 17.3563
8 | 28800 | 2.0091 | 16.2504 | 17.3919
9 | 32400 | 2.0729 | 16.2767 | 17.4246
10 | 36000 | 2.128 | 16.302 | 17.4548
11 | 39600 | 2.1755 | 16.3262 | 17.4828
12 | 43200 | 2.2169 | 16.3494 | 17.509
13 | 46800 | 2.2534 | 16.3719 | 17.5338
14 | 50400 | 2.286 | 16.3935 | 17.5574
15 | 54000 | 2.3154 | 16.4145 | 17.58
16 | 57600 | 2.3422 | 16.4349 | 17.6018
17 | 61200 | 2.3669 | 16.4548 | 17.623
18 | 64800 | 2.3898 | 16.4741 | 17.6435
19 | 68400 | 2.4113 | 16.493 | 17.6635
20 | 72000 | 2.4315 | 16.5114 | 17.683
21 | 75600 | 2.4506 | 16.5295 | 17.7021
22 | 79200 | 2.4688 | 16.5472 | 17.7209
23 | 82800 | 2.4863 | 16.5646 | 17.7392
24 | 86400 | 2.5032 | 16.5818 | 17.7573
25 | 90000 | 2.5195 | 16.5986 | 17.7751
26 | 93600 | 2.5354 | 16.6152 | 17.7926
27 | 97200 | 2.5508 | 16.6315 | 17.8099
28 | 100800 | 2.5659 | 16.6476 | 17.827
29 | 104400 | 2.5807 | 16.6636 | 17.8439
30 | 108000 | 2.5952 | 16.6793 | 17.8605
31 | 111600 | 2.6095 | 16.6949 | 17.8771
32 | 115200 | 2.6236 | 16.7102 | 17.8934
33 | 118800 | 2.6376 | 16.7255 | 17.9096
34 | 122400 | 2.6513 | 16.7406 | 17.9256
35 | 126000 | 2.6649 | 16.7555 | 17.9416
36 | 129600 | 2.6784 | 16.7704 | 17.9574
37 | 133200 | 2.6917 | 16.7851 | 17.973
38 | 136800 | 2.7049 | 16.7997 | 17.9886
39 | 140400 | 2.7181 | 16.8142 | 18.004
40 | 144000 | 2.7311 | 16.8285 | 18.0194
41 | 147600 | 2.744 | 16.8428 | 18.0347
42 | 151200 | 2.7568 | 16.857 | 18.0498
43 | 154800 | 2.7695 | 16.8711 | 18.0649
44 | 158400 | 2.7822 | 16.8852 | 18.0799
45 | 162000 | 2.7947 | 16.8991 | 18.0948
46 | 165600 | 2.8072 | 16.913 | 18.1096
47 | 169200 | 2.8195 | 16.9268 | 18.1244
48 | 172800 | 2.8318 | 16.9405 | 18.1391
49 | 176400 | 2.8441 | 16.9542 | 18.1537
50 | 180000 | 2.8562 | 16.9677 | 18.1682
51 | 183600 | 2.8683 | 16.9813 | 18.1827
52 | 187200 | 2.8802 | 16.9947 | 18.1971
53 | 190800 | 2.8921 | 17.0082 | 18.2115
54 | 194400 | 2.9039 | 17.0215 | 18.2258
55 | 198000 | 2.9157 | 17.0348 | 18.24
56 | 201600 | 2.9273 | 17.0481 | 18.2542
57 | 205200 | 2.9389 | 17.0613 | 18.2683
58 | 208800 | 2.9504 | 17.0744 | 18.2824
59 | 212400 | 2.9618 | 17.0875 | 18.2964
60 | 216000 | 2.9731 | 17.1005 | 18.3104
61 | 219600 | 2.9844 | 17.1135 | 18.3243
62 | 223200 | 2.9955 | 17.1265 | 18.3381
63 | 226800 | 3.0066 | 17.1394 | 18.3519
64 | 230400 | 3.0177 | 17.1523 | 18.3657
65 | 234000 | 3.0286 | 17.1651 | 18.3794
66 | 237600 | 3.0394 | 17.1779 | 18.3931
67 | 241200 | 3.0502 | 17.1906 | 18.4067
68 | 244800 | 3.0609 | 17.2033 | 18.4203
69 | 248400 | 3.0715 | 17.216 | 18.4338
70 | 252000 | 3.0821 | 17.2286 | 18.4473
71 | 255600 | 3.0925 | 17.2412 | 18.4607
72 | 259200 | 3.1029 | 17.2538 | 18.4741
73 | 262800 | 3.1132 | 17.2663 | 18.4875
74 | 266400 | 3.1235 | 17.2788 | 18.5008
75 | 270000 | 3.1336 | 17.2912 | 18.5141
76 | 273600 | 3.1437 | 17.3036 | 18.5273
77 | 277200 | 3.1537 | 17.316 | 18.5405
78 | 280800 | 3.1636 | 17.3283 | 18.5536
79 | 284400 | 3.1735 | 17.3406 | 18.5668
80 | 288000 | 3.1833 | 17.3529 | 18.5798
81 | 291600 | 3.193 | 17.3651 | 18.5929
82 | 295200 | 3.2026 | 17.3774 | 18.6059
83 | 298800 | 3.2122 | 17.3895 | 18.6188
84 | 302400 | 3.2217 | 17.4017 | 18.6318
85 | 306000 | 3.2311 | 17.4138 | 18.6446
86 | 309600 | 3.2404 | 17.4259 | 18.6575
87 | 313200 | 3.2497 | 17.4379 | 18.6703
88 | 316800 | 3.2589 | 17.45 | 18.6831
89 | 320400 | 3.268 | 17.4619 | 18.6958
90 | 324000 | 3.2771 | 17.4739 | 18.7085
91 | 327600 | 3.2861 | 17.4858 | 18.7212
92 | 331200 | 3.295 | 17.4978 | 18.7339
93 | 334800 | 3.3039 | 17.5096 | 18.7465
94 | 338400 | 3.3127 | 17.5215 | 18.759
95 | 342000 | 3.3214 | 17.5333 | 18.7716
96 | 345600 | 3.33 | 17.5451 | 18.7841
97 | 349200 | 3.3386 | 17.5569 | 18.7965
98 | 352800 | 3.3472 | 17.5686 | 18.809
99 | 356400 | 3.3556 | 17.5803 | 18.8214
100 | 360000 | 3.364 | 17.592 | 18.8338
101 | 363600 | 3.3724 | 17.6036 | 18.8461
102 | 367200 | 3.3807 | 17.6153 | 18.8584
103 | 370800 | 3.3889 | 17.6269 | 18.8707
104 | 374400 | 3.397 | 17.6385 | 18.8829
105 | 378000 | 3.4051 | 17.65 | 18.8952
106 | 381600 | 3.4132 | 17.6615 | 18.9073
107 | 385200 | 3.4211 | 17.673 | 18.9195
108 | 388800 | 3.4291 | 17.6845 | 18.9316
109 | 392400 | 3.4369 | 17.696 | 18.9437
110 | 396000 | 3.4447 | 17.7074 | 18.9558
111 | 399600 | 3.4525 | 17.7188 | 18.9678
112 | 403200 | 3.4602 | 17.7302 | 18.9798
113 | 406800 | 3.4678 | 17.7415 | 18.9918
114 | 410400 | 3.4754 | 17.7528 | 19.0038
115 | 414000 | 3.4829 | 17.7641 | 19.0157
116 | 417600 | 3.4904 | 17.7754 | 19.0276
117 | 421200 | 3.4978 | 17.7867 | 19.0394
118 | 424800 | 3.5051 | 17.7979 | 19.0513
119 | 428400 | 3.5124 | 17.8091 | 19.0631
120 | 432000 | 3.5197 | 17.8203 | 19.0749
121 | 435600 | 3.5269 | 17.8314 | 19.0866
122 | 439200 | 3.534 | 17.8426 | 19.0983
123 | 442800 | 3.5411 | 17.8537 | 19.11
124 | 446400 | 3.5482 | 17.8648 | 19.1217
125 | 450000 | 3.5552 | 17.8759 | 19.1334
126 | 453600 | 3.5622 | 17.8869 | 19.145
127 | 457200 | 3.5691 | 17.8979 | 19.1566
128 | 460800 | 3.5759 | 17.9089 | 19.1681
129 | 464400 | 3.5827 | 17.9199 | 19.1797
130 | 468000 | 3.5895 | 17.9309 | 19.1912
131 | 471600 | 3.5962 | 17.9418 | 19.2027
132 | 475200 | 3.6029 | 17.9527 | 19.2141
133 | 478800 | 3.6095 | 17.9636 | 19.2256
134 | 482400 | 3.6161 | 17.9745 | 19.237
135 | 486000 | 3.6226 | 17.9853 | 19.2484
136 | 489600 | 3.6291 | 17.9962 | 19.2597
137 | 493200 | 3.6355 | 18.007 | 19.2711
138 | 496800 | 3.6419 | 18.0177 | 19.2824
139 | 500400 | 3.6483 | 18.0285 | 19.2937
140 | 504000 | 3.6546 | 18.0393 | 19.3049
141 | 507600 | 3.6609 | 18.05 | 19.3162
142 | 511200 | 3.6671 | 18.0607 | 19.3274
143 | 514800 | 3.6733 | 18.0714 | 19.3386
144 | 518400 | 3.6794 | 18.082 | 19.3497
145 | 522000 | 3.6855 | 18.0927 | 19.3609
146 | 525600 | 3.6916 | 18.1033 | 19.372
147 | 529200 | 3.6976 | 18.1139 | 19.3831
148 | 532800 | 3.7036 | 18.1245 | 19.3942
149 | 536400 | 3.7096 | 18.135 | 19.4052
150 | 540000 | 3.7155 | 18.1456 | 19.4162
151 | 543600 | 3.7214 | 18.1561 | 19.4272
152 | 547200 | 3.7272 | 18.1666 | 19.4382
153 | 550800 | 3.733 | 18.1771 | 19.4492
154 | 554400 | 3.7387 | 18.1875 | 19.4601
155 | 558000 | 3.7445 | 18.198 | 19.471
156 | 561600 | 3.7502 | 18.2084 | 19.4819
157 | 565200 | 3.7558 | 18.2188 | 19.4928
158 | 568800 | 3.7614 | 18.2292 | 19.5036
159 | 572400 | 3.767 | 18.2396 | 19.5145
160 | 576000 | 3.7725 | 18.2499 | 19.5253
161 | 579600 | 3.7781 | 18.2603 | 19.5361
162 | 583200 | 3.7835 | 18.2706 | 19.5468
163 | 586800 | 3.789 | 18.2809 | 19.5576
164 | 590400 | 3.7944 | 18.2911 | 19.5683
165 | 594000 | 3.7998 | 18.3014 | 19.579
166 | 597600 | 3.8051 | 18.3116 | 19.5897
167 | 601200 | 3.8104 | 18.3219 | 19.6003
168 | 604800 | 3.8157 | 18.3321 | 19.6109
169 | 608400 | 3.8209 | 18.3423 | 19.6216
170 | 612000 | 3.8261 | 18.3524 | 19.6322
171 | 615600 | 3.8313 | 18.3626 | 19.6427
172 | 619200 | 3.8365 | 18.3727 | 19.6533
173 | 622800 | 3.8416 | 18.3828 | 19.6638
174 | 626400 | 3.8467 | 18.3929 | 19.6743
175 | 630000 | 3.8517 | 18.403 | 19.6848
176 | 633600 | 3.8567 | 18.4131 | 19.6953
177 | 637200 | 3.8617 | 18.4231 | 19.7058
178 | 640800 | 3.8667 | 18.4331 | 19.7162
179 | 644400 | 3.8717 | 18.4432 | 19.7266
180 | 648000 | 3.8766 | 18.4532 | 19.737
181 | 651600 | 3.8814 | 18.4631 | 19.7474
182 | 655200 | 3.8863 | 18.4731 | 19.7578
183 | 658800 | 3.8911 | 18.483 | 19.7681
184 | 662400 | 3.8959 | 18.493 | 19.7784
185 | 666000 | 3.9007 | 18.5029 | 19.7887
186 | 669600 | 3.9054 | 18.5128 | 19.799
187 | 673200 | 3.9101 | 18.5227 | 19.8093
188 | 676800 | 3.9148 | 18.5325 | 19.8195
189 | 680400 | 3.9195 | 18.5424 | 19.8297
190 | 684000 | 3.9241 | 18.5522 | 19.84
191 | 687600 | 3.9287 | 18.562 | 19.8501
192 | 691200 | 3.9333 | 18.5718 | 19.8603
193 | 694800 | 3.9379 | 18.5816 | 19.8705
194 | 698400 | 3.9424 | 18.5914 | 19.8806
195 | 702000 | 3.9469 | 18.6011 | 19.8907
196 | 705600 | 3.9514 | 18.6108 | 19.9008
197 | 709200 | 3.9558 | 18.6206 | 19.9109
198 | 712800 | 3.9603 | 18.6303 | 19.921
199 | 716400 | 3.9647 | 18.64 | 19.931
200 | 720000 | 3.9691 | 18.6496 | 19.9411
201 | 723600 | 3.9734 | 18.6593 | 19.9511
202 | 727200 | 3.9777 | 18.6689 | 19.9611
203 | 730800 | 3.9821 | 18.6786 | 19.971
204 | 734400 | 3.9863 | 18.6882 | 19.981
205 | 738000 | 3.9906 | 18.6978 | 19.991
206 | 741600 | 3.9949 | 18.7073 | 20.0009
207 | 745200 | 3.9991 | 18.7169 | 20.0108
208 | 748800 | 4.0033 | 18.7265 | 20.0207
209 | 752400 | 4.0074 | 18.736 | 20.0306
210 | 756000 | 4.0116 | 18.7455 | 20.0404
211 | 759600 | 4.0157 | 18.755 | 20.0503
212 | 763200 | 4.0198 | 18.7645 | 20.0601
213 | 766800 | 4.0239 | 18.774 | 20.0699
214 | 770400 | 4.028 | 18.7835 | 20.0797
215 | 774000 | 4.032 | 18.7929 | 20.0895
216 | 777600 | 4.036 | 18.8023 | 20.0993
217 | 781200 | 4.04 | 18.8118 | 20.109
218 | 784800 | 4.044 | 18.8212 | 20.1187
219 | 788400 | 4.048 | 18.8306 | 20.1284
220 | 792000 | 4.0519 | 18.8399 | 20.1381
221 | 795600 | 4.0558 | 18.8493 | 20.1478
222 | 799200 | 4.0597 | 18.8587 | 20.1575
223 | 802800 | 4.0636 | 18.868 | 20.1672
224 | 806400 | 4.0675 | 18.8773 | 20.1768
225 | 810000 | 4.0713 | 18.8866 | 20.1864
226 | 813600 | 4.0751 | 18.8959 | 20.196
227 | 817200 | 4.0789 | 18.9052 | 20.2056
228 | 820800 | 4.0827 | 18.9145 | 20.2152
229 | 824400 | 4.0865 | 18.9237 | 20.2247
230 | 828000 | 4.0902 | 18.933 | 20.2343
231 | 831600 | 4.094 | 18.9422 | 20.2438
232 | 835200 | 4.0977 | 18.9514 | 20.2533
233 | 838800 | 4.1014 | 18.9606 | 20.2628
234 | 842400 | 4.105 | 18.9698 | 20.2723
235 | 846000 | 4.1087 | 18.979 | 20.2818
236 | 849600 | 4.1123 | 18.9881 | 20.2913
237 | 853200 | 4.1159 | 18.9973 | 20.3007
238 | 856800 | 4.1195 | 19.0064 | 20.3101
239 | 860400 | 4.1231 | 19.0155 | 20.3195
240 | 864000 | 4.1267 | 19.0246 | 20.3289
241 | 867600 | 4.1302 | 19.0337 | 20.3383
242 | 871200 | 4.1338 | 19.0428 | 20.3477
243 | 874800 | 4.1373 | 19.0519 | 20.357
244 | 878400 | 4.1408 | 19.0609 | 20.3664
245 | 882000 | 4.1443 | 19.07 | 20.3757
246 | 885600 | 4.1477 | 19.079 | 20.385
247 | 889200 | 4.1512 | 19.088 | 20.3943
248 | 892800 | 4.1546 | 19.097 | 20.4036
249 | 896400 | 4.158 | 19.106 | 20.4129
250 | 900000 | 4.1614 | 19.115 | 20.4221
251 | 903600 | 4.1648 | 19.124 | 20.4314
252 | 907200 | 4.1682 | 19.1329 | 20.4406
253 | 910800 | 4.1715 | 19.1419 | 20.4498
254 | 914400 | 4.1748 | 19.1508 | 20.459
255 | 918000 | 4.1782 | 19.1597 | 20.4682
256 | 921600 | 4.1815 | 19.1686 | 20.4774
257 | 925200 | 4.1848 | 19.1775 | 20.4866
258 | 928800 | 4.188 | 19.1864 | 20.4957
259 | 932400 | 4.1913 | 19.1953 | 20.5048
260 | 936000 | 4.1945 | 19.2041 | 20.514
261 | 939600 | 4.1978 | 19.213 | 20.5231
262 | 943200 | 4.201 | 19.2218 | 20.5322
263 | 946800 | 4.2042 | 19.2306 | 20.5413
264 | 950400 | 4.2074 | 19.2394 | 20.5503
265 | 954000 | 4.2105 | 19.2482 | 20.5594
266 | 957600 | 4.2137 | 19.257 | 20.5684
267 | 961200 | 4.2168 | 19.2658 | 20.5775
268 | 964800 | 4.22 | 19.2746 | 20.5865
269 | 968400 | 4.2231 | 19.2833 | 20.5955
270 | 972000 | 4.2262 | 19.2921 | 20.6045
271 | 975600 | 4.2293 | 19.3008 | 20.6135
272 | 979200 | 4.2323 | 19.3095 | 20.6224
273 | 982800 | 4.2354 | 19.3182 | 20.6314
274 | 986400 | 4.2385 | 19.3269 | 20.6403
275 | 990000 | 4.2415 | 19.3356 | 20.6493
276 | 993600 | 4.2445 | 19.3443 | 20.6582
277 | 997200 | 4.2475 | 19.3529 | 20.6671
278 | 1000800 | 4.2505 | 19.3616 | 20.676
279 | 1004400 | 4.2535 | 19.3702 | 20.6849
280 | 1008000 | 4.2565 | 19.3788 | 20.6937
281 | 1011600 | 4.2594 | 19.3875 | 20.7026
282 | 1015200 | 4.2624 | 19.3961 | 20.7114
283 | 1018800 | 4.2653 | 19.4047 | 20.7203
284 | 1022400 | 4.2682 | 19.4132 | 20.7291
285 | 1026000 | 4.2711 | 19.4218 | 20.7379
286 | 1029600 | 4.274 | 19.4304 | 20.7467
287 | 1033200 | 4.2769 | 19.4389 | 20.7555
288 | 1036800 | 4.2798 | 19.4475 | 20.7642
289 | 1040400 | 4.2826 | 19.456 | 20.773
290 | 1044000 | 4.2855 | 19.4645 | 20.7818
291 | 1047600 | 4.2883 | 19.473 | 20.7905
292 | 1051200 | 4.2911 | 19.4815 | 20.7992
293 | 1054800 | 4.2939 | 19.49 | 20.8079
294 | 1058400 | 4.2967 | 19.4985 | 20.8166
295 | 1062000 | 4.2995 | 19.5069 | 20.8253
296 | 1065600 | 4.3023 | 19.5154 | 20.834
297 | 1069200 | 4.305 | 19.5238 | 20.8427
298 | 1072800 | 4.3078 | 19.5323 | 20.8513
299 | 1076400 | 4.3105 | 19.5407 | 20.86
300 | 1080000 | 4.3133 | 19.5491 | 20.8686
301 | 1083600 | 4.316 | 19.5575 | 20.8773
302 | 1087200 | 4.3187 | 19.5659 | 20.8859
303 | 1090800 | 4.3214 | 19.5743 | 20.8945
304 | 1094400 | 4.3241 | 19.5827 | 20.9031
305 | 1098000 | 4.3267 | 19.591 | 20.9116
306 | 1101600 | 4.3294 | 19.5994 | 20.9202
307 | 1105200 | 4.3321 | 19.6077 | 20.9288
308 | 1108800 | 4.3347 | 19.6161 | 20.9373
309 | 1112400 | 4.3373 | 19.6244 | 20.9459
310 | 1116000 | 4.34 | 19.6327 | 20.9544
311 | 1119600 | 4.3426 | 19.641 | 20.9629
312 | 1123200 | 4.3452 | 19.6493 | 20.9714
313 | 1126800 | 4.3478 | 19.6576 | 20.9799
314 | 1130400 | 4.3503 | 19.6658 | 20.9884
315 | 1134000 | 4.3529 | 19.6741 | 20.9968
316 | 1137600 | 4.3555 | 19.6824 | 21.0053
317 | 1141200 | 4.358 | 19.6906 | 21.0138
318 | 1144800 | 4.3606 | 19.6988 | 21.0222
319 | 1148400 | 4.3631 | 19.7071 | 21.0306
320 | 1152000 | 4.3656 | 19.7153 | 21.039
321 | 1155600 | 4.3681 | 19.7235 | 21.0475
322 | 1159200 | 4.3706 | 19.7317 | 21.0559
323 | 1162800 | 4.3731 | 19.7399 | 21.0642
324 | 1166400 | 4.3756 | 19.748 | 21.0726
325 | 1170000 | 4.3781 | 19.7562 | 21.081
326 | 1173600 | 4.3805 | 19.7644 | 21.0893
327 | 1177200 | 4.383 | 19.7725 | 21.0977
328 | 1180800 | 4.3854 | 19.7806 | 21.106
329 | 1184400 | 4.3878 | 19.7888 | 21.1144
330 | 1188000 | 4.3903 | 19.7969 | 21.1227
331 | 1191600 | 4.3927 | 19.805 | 21.131
332 | 1195200 | 4.3951 | 19.8131 | 21.1393
333 | 1198800 | 4.3975 | 19.8212 | 21.1476
334 | 1202400 | 4.3999 | 19.8293 | 21.1558
335 | 1206000 | 4.4023 | 19.8374 | 21.1641
336 | 1209600 | 4.4046 | 19.8454 | 21.1724
337 | 1213200 | 4.407 | 19.8535 | 21.1806
338 | 1216800 | 4.4093 | 19.8615 | 21.1888
339 | 1220400 | 4.4117 | 19.8696 | 21.1971
340 | 1224000 | 4.414 | 19.8776 | 21.2053
341 | 1227600 | 4.4164 | 19.8856 | 21.2135
342 | 1231200 | 4.4187 | 19.8936 | 21.2217
343 | 1234800 | 4.421 | 19.9016 | 21.2299
344 | 1238400 | 4.4233 | 19.9096 | 21.2381
345 | 1242000 | 4.4256 | 19.9176 | 21.2462
346 | 1245600 | 4.4279 | 19.9256 | 21.2544
347 | 1249200 | 4.4301 | 19.9335 | 21.2625
348 | 1252800 | 4.4324 | 19.9415 | 21.2707
349 | 1256400 | 4.4347 | 19.9494 | 21.2788
350 | 1260000 | 4.4369 | 19.9574 | 21.2869
351 | 1263600 | 4.4392 | 19.9653 | 21.2951
352 | 1267200 | 4.4414 | 19.9732 | 21.3032
353 | 1270800 | 4.4436 | 19.9811 | 21.3113
354 | 1274400 | 4.4458 | 19.9891 | 21.3193
355 | 1278000 | 4.448 | 19.9969 | 21.3274
356 | 1281600 | 4.4503 | 20.0048 | 21.3355
357 | 1285200 | 4.4524 | 20.0127 | 21.3435
358 | 1288800 | 4.4546 | 20.0206 | 21.3516
359 | 1292400 | 4.4568 | 20.0284 | 21.3596
360 | 1296000 | 4.459 | 20.0363 | 21.3677
361 | 1299600 | 4.4612 | 20.0441 | 21.3757
362 | 1303200 | 4.4633 | 20.052 | 21.3837
363 | 1306800 | 4.4655 | 20.0598 | 21.3917
364 | 1310400 | 4.4676 | 20.0676 | 21.3997
365 | 1314000 | 4.4697 | 20.0754 | 21.4077
366 | 1317600 | 4.4719 | 20.0832 | 21.4157
367 | 1321200 | 4.474 | 20.091 | 21.4236
368 | 1324800 | 4.4761 | 20.0988 | 21.4316
369 | 1328400 | 4.4782 | 20.1066 | 21.4395
370 | 1332000 | 4.4803 | 20.1144 | 21.4475
371 | 1335600 | 4.4824 | 20.1221 | 21.4554
372 | 1339200 | 4.4845 | 20.1299 | 21.4633
373 | 1342800 | 4.4865 | 20.1376 | 21.4712
374 | 1346400 | 4.4886 | 20.1454 | 21.4791
375 | 1350000 | 4.4907 | 20.1531 | 21.487
376 | 1353600 | 4.4927 | 20.1608 | 21.4949
377 | 1357200 | 4.4948 | 20.1686 | 21.5028
378 | 1360800 | 4.4968 | 20.1763 | 21.5107
379 | 1364400 | 4.4989 | 20.184 | 21.5185
380 | 1368000 | 4.5009 | 20.1916 | 21.5264
381 | 1371600 | 4.5029 | 20.1993 | 21.5342
382 | 1375200 | 4.5049 | 20.207 | 21.5421
383 | 1378800 | 4.5069 | 20.2147 | 21.5499
384 | 1382400 | 4.5089 | 20.2223 | 21.5577
385 | 1386000 | 4.5109 | 20.23 | 21.5655
386 | 1389600 | 4.5129 | 20.2376 | 21.5734
387 | 1393200 | 4.5149 | 20.2453 | 21.5811
388 | 1396800 | 4.5169 | 20.2529 | 21.5889
389 | 1400400 | 4.5188 | 20.2605 | 21.5967
390 | 1404000 | 4.5208 | 20.2681 | 21.6045
391 | 1407600 | 4.5227 | 20.2757 | 21.6123
392 | 1411200 | 4.5247 | 20.2833 | 21.62
393 | 1414800 | 4.5266 | 20.2909 | 21.6278
394 | 1418400 | 4.5286 | 20.2985 | 21.6355
395 | 1422000 | 4.5305 | 20.3061 | 21.6432
396 | 1425600 | 4.5324 | 20.3136 | 21.6509
397 | 1429200 | 4.5343 | 20.3212 | 21.6587
398 | 1432800 | 4.5362 | 20.3287 | 21.6664
399 | 1436400 | 4.5381 | 20.3363 | 21.6741
400 | 1440000 | 4.54 | 20.3438 | 21.6818
401 | 1443600 | 4.5419 | 20.3513 | 21.6894
402 | 1447200 | 4.5438 | 20.3589 | 21.6971
403 | 1450800 | 4.5457 | 20.3664 | 21.7048
404 | 1454400 | 4.5476 | 20.3739 | 21.7124
405 | 1458000 | 4.5494 | 20.3814 | 21.7201
406 | 1461600 | 4.5513 | 20.3889 | 21.7277
407 | 1465200 | 4.5531 | 20.3964 | 21.7354
408 | 1468800 | 4.555 | 20.4038 | 21.743
409 | 1472400 | 4.5568 | 20.4113 | 21.7506
410 | 1476000 | 4.5587 | 20.4188 | 21.7582
411 | 1479600 | 4.5605 | 20.4262 | 21.7658
412 | 1483200 | 4.5623 | 20.4337 | 21.7734
413 | 1486800 | 4.5642 | 20.4411 | 21.781
414 | 1490400 | 4.566 | 20.4486 | 21.7886
415 | 1494000 | 4.5678 | 20.456 | 21.7962
416 | 1497600 | 4.5696 | 20.4634 | 21.8037
417 | 1501200 | 4.5714 | 20.4708 | 21.8113
418 | 1504800 | 4.5732 | 20.4782 | 21.8188
419 | 1508400 | 4.575 | 20.4856 | 21.8264
420 | 1512000 | 4.5767 | 20.493 | 21.8339
421 | 1515600 | 4.5785 | 20.5004 | 21.8414
422 | 1519200 | 4.5803 | 20.5078 | 21.849
423 | 1522800 | 4.582 | 20.5151 | 21.8565
424 | 1526400 | 4.5838 | 20.5225 | 21.864
425 | 1530000 | 4.5856 | 20.5299 | 21.8715
426 | 1533600 | 4.5873 | 20.5372 | 21.879
427 | 1537200 | 4.5891 | 20.5445 | 21.8865
428 | 1540800 | 4.5908 | 20.5519 | 21.8939
429 | 1544400 | 4.5925 | 20.5592 | 21.9014
430 | 1548000 | 4.5942 | 20.5665 | 21.9089
431 | 1551600 | 4.596 | 20.5738 | 21.9163
432 | 1555200 | 4.5977 | 20.5811 | 21.9238
433 | 1558800 | 4.5994 | 20.5885 | 21.9312
434 | 1562400 | 4.6011 | 20.5957 | 21.9386
435 | 1566000 | 4.6028 | 20.603 | 21.9461
436 | 1569600 | 4.6045 | 20.6103 | 21.9535
437 | 1573200 | 4.6062 | 20.6176 | 21.9609
438 | 1576800 | 4.6079 | 20.6249 | 21.9683
439 | 1580400 | 4.6096 | 20.6321 | 21.9757
440 | 1584000 | 4.6112 | 20.6394 | 21.9831
441 | 1587600 | 4.6129 | 20.6466 | 21.9905
442 | 1591200 | 4.6146 | 20.6539 | 21.9978
443 | 1594800 | 4.6162 | 20.6611 | 22.0052
444 | 1598400 | 4.6179 | 20.6683 | 22.0126
445 | 1602000 | 4.6195 | 20.6755 | 22.0199
446 | 1605600 | 4.6212 | 20.6827 | 22.0273
447 | 1609200 | 4.6228 | 20.69 | 22.0346
448 | 1612800 | 4.6245 | 20.6972 | 22.0419
449 | 1616400 | 4.6261 | 20.7044 | 22.0493
450 | 1620000 | 4.6277 | 20.7115 | 22.0566
451 | 1623600 | 4.6293 | 20.7187 | 22.0639
452 | 1627200 | 4.631 | 20.7259 | 22.0712
453 | 1630800 | 4.6326 | 20.7331 | 22.0785
454 | 1634400 | 4.6342 | 20.7402 | 22.0858
455 | 1638000 | 4.6358 | 20.7474 | 22.0931
456 | 1641600 | 4.6374 | 20.7545 | 22.1004
457 | 1645200 | 4.639 | 20.7617 | 22.1076
458 | 1648800 | 4.6406 | 20.7688 | 22.1149
459 | 1652400 | 4.6421 | 20.7759 | 22.1222
460 | 1656000 | 4.6437 | 20.7831 | 22.1294
461 | 1659600 | 4.6453 | 20.7902 | 22.1366
462 | 1663200 | 4.6469 | 20.7973 | 22.1439
463 | 1666800 | 4.6484 | 20.8044 | 22.1511
464 | 1670400 | 4.65 | 20.8115 | 22.1583
465 | 1674000 | 4.6516 | 20.8186 | 22.1656
466 | 1677600 | 4.6531 | 20.8257 | 22.1728
467 | 1681200 | 4.6547 | 20.8328 | 22.18
468 | 1684800 | 4.6562 | 20.8398 | 22.1872
469 | 1688400 | 4.6577 | 20.8469 | 22.1944
470 | 1692000 | 4.6593 | 20.854 | 22.2016
471 | 1695600 | 4.6608 | 20.861 | 22.2087
472 | 1699200 | 4.6623 | 20.8681 | 22.2159
473 | 1702800 | 4.6639 | 20.8751 | 22.2231
474 | 1706400 | 4.6654 | 20.8821 | 22.2302
475 | 1710000 | 4.6669 | 20.8892 | 22.2374
476 | 1713600 | 4.6684 | 20.8962 | 22.2445
477 | 1717200 | 4.6699 | 20.9032 | 22.2517
478 | 1720800 | 4.6714 | 20.9102 | 22.2588
479 | 1724400 | 4.6729 | 20.9172 | 22.2659
480 | 1728000 | 4.6744 | 20.9242 | 22.2731
481 | 1731600 | 4.6759 | 20.9312 | 22.2802
482 | 1735200 | 4.6774 | 20.9382 | 22.2873
483 | 1738800 | 4.6789 | 20.9452 | 22.2944
484 | 1742400 | 4.6803 | 20.9522 | 22.3015
485 | 1746000 | 4.6818 | 20.9591 | 22.3086
486 | 1749600 | 4.6833 | 20.9661 | 22.3156
487 | 1753200 | 4.6847 | 20.9731 | 22.3227
488 | 1756800 | 4.6862 | 20.98 | 22.3298
489 | 1760400 | 4.6877 | 20.987 | 22.3369
490 | 1764000 | 4.6891 | 20.9939 | 22.3439
491 | 1767600 | 4.6906 | 21.0008 | 22.351
492 | 1771200 | 4.692 | 21.0078 | 22.358
493 | 1774800 | 4.6935 | 21.0147 | 22.3651
494 | 1778400 | 4.6949 | 21.0216 | 22.3721
495 | 1782000 | 4.6963 | 21.0285 | 22.3791
496 | 1785600 | 4.6978 | 21.0354 | 22.3861
497 | 1789200 | 4.6992 | 21.0423 | 22.3932
498 | 1792800 | 4.7006 | 21.0492 | 22.4002
499 | 1796400 | 4.702 | 21.0561 | 22.4072
500 | 1800000 | 4.7034 | 21.063 | 22.4142
501 | 1803600 | 4.7048 | 21.0699 | 22.4212
502 | 1807200 | 4.7062 | 21.0767 | 22.4281
503 | 1810800 | 4.7077 | 21.0836 | 22.4351
504 | 1814400 | 4.7091 | 21.0905 | 22.4421
505 | 1818000 | 4.7104 | 21.0973 | 22.4491
506 | 1821600 | 4.7118 | 21.1042 | 22.456
507 | 1825200 | 4.7132 | 21.111 | 22.463
508 | 1828800 | 4.7146 | 21.1178 | 22.4699
509 | 1832400 | 4.716 | 21.1247 | 22.4769
510 | 1836000 | 4.7174 | 21.1315 | 22.4838
511 | 1839600 | 4.7187 | 21.1383 | 22.4907
512 | 1843200 | 4.7201 | 21.1451 | 22.4977
513 | 1846800 | 4.7215 | 21.152 | 22.5046
514 | 1850400 | 4.7228 | 21.1588 | 22.5115
515 | 1854000 | 4.7242 | 21.1656 | 22.5184
516 | 1857600 | 4.7256 | 21.1723 | 22.5253
517 | 1861200 | 4.7269 | 21.1791 | 22.5322
518 | 1864800 | 4.7283 | 21.1859 | 22.5391
519 | 1868400 | 4.7296 | 21.1927 | 22.546
520 | 1872000 | 4.731 | 21.1995 | 22.5529
521 | 1875600 | 4.7323 | 21.2062 | 22.5597
522 | 1879200 | 4.7336 | 21.213 | 22.5666
523 | 1882800 | 4.735 | 21.2197 | 22.5735
524 | 1886400 | 4.7363 | 21.2265 | 22.5803
525 | 1890000 | 4.7376 | 21.2332 | 22.5872
526 | 1893600 | 4.7389 | 21.24 | 22.594
527 | 1897200 | 4.7402 | 21.2467 | 22.6009
528 | 1900800 | 4.7416 | 21.2534 | 22.6077
529 | 1904400 | 4.7429 | 21.2602 | 22.6145
530 | 1908000 | 4.7442 | 21.2669 | 22.6214
531 | 1911600 | 4.7455 | 21.2736 | 22.6282
532 | 1915200 | 4.7468 | 21.2803 | 22.635
533 | 1918800 | 4.7481 | 21.287 | 22.6418
534 | 1922400 | 4.7494 | 21.2937 | 22.6486
535 | 1926000 | 4.7507 | 21.3004 | 22.6554
536 | 1929600 | 4.752 | 21.3071 | 22.6622
537 | 1933200 | 4.7532 | 21.3138 | 22.669
538 | 1936800 | 4.7545 | 21.3204 | 22.6757
539 | 1940400 | 4.7558 | 21.3271 | 22.6825
540 | 1944000 | 4.7571 | 21.3338 | 22.6893
541 | 1947600 | 4.7584 | 21.3404 | 22.696
542 | 1951200 | 4.7596 | 21.3471 | 22.7028
543 | 1954800 | 4.7609 | 21.3537 | 22.7096
544 | 1958400 | 4.7622 | 21.3604 | 22.7163
545 | 1962000 | 4.7634 | 21.367 | 22.723
546 | 1965600 | 4.7647 | 21.3736 | 22.7298
547 | 1969200 | 4.7659 | 21.3803 | 22.7365
548 | 1972800 | 4.7672 | 21.3869 | 22.7432
549 | 1976400 | 4.7684 | 21.3935 | 22.75
550 | 1980000 | 4.7697 | 21.4001 | 22.7567
551 | 1983600 | 4.7709 | 21.4067 | 22.7634
552 | 1987200 | 4.7721 | 21.4133 | 22.7701
553 | 1990800 | 4.7734 | 21.4199 | 22.7768
554 | 1994400 | 4.7746 | 21.4265 | 22.7835
555 | 1998000 | 4.7758 | 21.4331 | 22.7902
556 | 2001600 | 4.7771 | 21.4397 | 22.7968
557 | 2005200 | 4.7783 | 21.4463 | 22.8035
558 | 2008800 | 4.7795 | 21.4529 | 22.8102
559 | 2012400 | 4.7807 | 21.4594 | 22.8169
560 | 2016000 | 4.7819 | 21.466 | 22.8235
561 | 2019600 | 4.7832 | 21.4725 | 22.8302
562 | 2023200 | 4.7844 | 21.4791 | 22.8368
563 | 2026800 | 4.7856 | 21.4856 | 22.8435
564 | 2030400 | 4.7868 | 21.4922 | 22.8501
565 | 2034000 | 4.788 | 21.4987 | 22.8567
566 | 2037600 | 4.7892 | 21.5053 | 22.8634
567 | 2041200 | 4.7904 | 21.5118 | 22.87
568 | 2044800 | 4.7916 | 21.5183 | 22.8766
569 | 2048400 | 4.7927 | 21.5248 | 22.8832
570 | 2052000 | 4.7939 | 21.5314 | 22.8899
571 | 2055600 | 4.7951 | 21.5379 | 22.8965
572 | 2059200 | 4.7963 | 21.5444 | 22.9031
573 | 2062800 | 4.7975 | 21.5509 | 22.9097
574 | 2066400 | 4.7986 | 21.5574 | 22.9162
575 | 2070000 | 4.7998 | 21.5638 | 22.9228
576 | 2073600 | 4.801 | 21.5703 | 22.9294
577 | 2077200 | 4.8022 | 21.5768 | 22.936
578 | 2080800 | 4.8033 | 21.5833 | 22.9425
579 | 2084400 | 4.8045 | 21.5898 | 22.9491
580 | 2088000 | 4.8056 | 21.5962 | 22.9557
581 | 2091600 | 4.8068 | 21.6027 | 22.9622
582 | 2095200 | 4.8079 | 21.6091 | 22.9688
583 | 2098800 | 4.8091 | 21.6156 | 22.9753
584 | 2102400 | 4.8102 | 21.622 | 22.9819
585 | 2106000 | 4.8114 | 21.6285 | 22.9884
586 | 2109600 | 4.8125 | 21.6349 | 22.9949
587 | 2113200 | 4.8137 | 21.6414 | 23.0015
588 | 2116800 | 4.8148 | 21.6478 | 23.008
589 | 2120400 | 4.8159 | 21.6542 | 23.0145
590 | 2124000 | 4.8171 | 21.6606 | 23.021
591 | 2127600 | 4.8182 | 21.667 | 23.0275
592 | 2131200 | 4.8193 | 21.6735 | 23.034
593 | 2134800 | 4.8204 | 21.6799 | 23.0405
594 | 2138400 | 4.8216 | 21.6863 | 23.047
595 | 2142000 | 4.8227 | 21.6927 | 23.0535
596 | 2145600 | 4.8238 | 21.699 | 23.06
597 | 2149200 | 4.8249 | 21.7054 | 23.0664
598 | 2152800 | 4.826 | 21.7118 | 23.0729
599 | 2156400 | 4.8271 | 21.7182 | 23.0794
600 | 2160000 | 4.8282 | 21.7246 | 23.0858
601 | 2163600 | 4.8293 | 21.7309 | 23.0923
602 | 2167200 | 4.8304 | 21.7373 | 23.0988
603 | 2170800 | 4.8315 | 21.7437 | 23.1052
604 | 2174400 | 4.8326 | 21.75 | 23.1116
605 | 2178000 | 4.8337 | 21.7564 | 23.1181
606 | 2181600 | 4.8348 | 21.7627 | 23.1245
607 | 2185200 | 4.8359 | 21.7691 | 23.1309
608 | 2188800 | 4.837 | 21.7754 | 23.1374
609 | 2192400 | 4.8381 | 21.7817 | 23.1438
610 | 2196000 | 4.8392 | 21.788 | 23.1502
611 | 2199600 | 4.8402 | 21.7944 | 23.1566
612 | 2203200 | 4.8413 | 21.8007 | 23.163
613 | 2206800 | 4.8424 | 21.807 | 23.1694
614 | 2210400 | 4.8435 | 21.8133 | 23.1758
615 | 2214000 | 4.8445 | 21.8196 | 23.1822
616 | 2217600 | 4.8456 | 21.8259 | 23.1886
617 | 2221200 | 4.8467 | 21.8322 | 23.195
618 | 2224800 | 4.8477 | 21.8385 | 23.2014
619 | 2228400 | 4.8488 | 21.8448 | 23.2077
620 | 2232000 | 4.8498 | 21.8511 | 23.2141
621 | 2235600 | 4.8509 | 21.8574 | 23.2205
622 | 2239200 | 4.852 | 21.8636 | 23.2268
623 | 2242800 | 4.853 | 21.8699 | 23.2332
624 | 2246400 | 4.8541 | 21.8762 | 23.2395
625 | 2250000 | 4.8551 | 21.8824 | 23.2459
626 | 2253600 | 4.8561 | 21.8887 | 23.2522
627 | 2257200 | 4.8572 | 21.895 | 23.2586
628 | 2260800 | 4.8582 | 21.9012 | 23.2649
629 | 2264400 | 4.8593 | 21.9074 | 23.2712
630 | 2268000 | 4.8603 | 21.9137 | 23.2776
631 | 2271600 | 4.8613 | 21.9199 | 23.2839
632 | 2275200 | 4.8624 | 21.9262 | 23.2902
633 | 2278800 | 4.8634 | 21.9324 | 23.2965
634 | 2282400 | 4.8644 | 21.9386 | 23.3028
635 | 2286000 | 4.8654 | 21.9448 | 23.3091
636 | 2289600 | 4.8665 | 21.951 | 23.3154
637 | 2293200 | 4.8675 | 21.9573 | 23.3217
638 | 2296800 | 4.8685 | 21.9635 | 23.328
639 | 2300400 | 4.8695 | 21.9697 | 23.3343
640 | 2304000 | 4.8705 | 21.9759 | 23.3406
641 | 2307600 | 4.8715 | 21.9821 | 23.3468
642 | 2311200 | 4.8725 | 21.9882 | 23.3531
643 | 2314800 | 4.8735 | 21.9944 | 23.3594
644 | 2318400 | 4.8745 | 22.0006 | 23.3656
645 | 2322000 | 4.8755 | 22.0068 | 23.3719
646 | 2325600 | 4.8765 | 22.013 | 23.3781
647 | 2329200 | 4.8775 | 22.0191 | 23.3844
648 | 2332800 | 4.8785 | 22.0253 | 23.3906
649 | 2336400 | 4.8795 | 22.0315 | 23.3969
650 | 2340000 | 4.8805 | 22.0376 | 23.4031
651 | 2343600 | 4.8815 | 22.0438 | 23.4094
652 | 2347200 | 4.8825 | 22.0499 | 23.4156
653 | 2350800 | 4.8835 | 22.0561 | 23.4218
654 | 2354400 | 4.8845 | 22.0622 | 23.428
655 | 2358000 | 4.8854 | 22.0683 | 23.4342
656 | 2361600 | 4.8864 | 22.0745 | 23.4405
657 | 2365200 | 4.8874 | 22.0806 | 23.4467
658 | 2368800 | 4.8884 | 22.0867 | 23.4529
659 | 2372400 | 4.8894 | 22.0928 | 23.4591
660 | 2376000 | 4.8903 | 22.099 | 23.4653
661 | 2379600 | 4.8913 | 22.1051 | 23.4714
662 | 2383200 | 4.8923 | 22.1112 | 23.4776
663 | 2386800 | 4.8932 | 22.1173 | 23.4838
664 | 2390400 | 4.8942 | 22.1234 | 23.49
665 | 2394000 | 4.8951 | 22.1295 | 23.4962
666 | 2397600 | 4.8961 | 22.1356 | 23.5023
667 | 2401200 | 4.8971 | 22.1417 | 23.5085
668 | 2404800 | 4.898 | 22.1477 | 23.5147
669 | 2408400 | 4.899 | 22.1538 | 23.5208
670 | 2412000 | 4.8999 | 22.1599 | 23.527
671 | 2415600 | 4.9009 | 22.166 | 23.5331
672 | 2419200 | 4.9018 | 22.172 | 23.5393
673 | 2422800 | 4.9028 | 22.1781 | 23.5454
674 | 2426400 | 4.9037 | 22.1842 | 23.5515
675 | 2430000 | 4.9046 | 22.1902 | 23.5577
676 | 2433600 | 4.9056 | 22.1963 | 23.5638
677 | 2437200 | 4.9065 | 22.2023 | 23.5699
678 | 2440800 | 4.9075 | 22.2084 | 23.5761
679 | 2444400 | 4.9084 | 22.2144 | 23.5822
680 | 2448000 | 4.9093 | 22.2205 | 23.5883
681 | 2451600 | 4.9102 | 22.2265 | 23.5944
682 | 2455200 | 4.9112 | 22.2325 | 23.6005
683 | 2458800 | 4.9121 | 22.2385 | 23.6066
684 | 2462400 | 4.913 | 22.2446 | 23.6127
685 | 2466000 | 4.9139 | 22.2506 | 23.6188
686 | 2469600 | 4.9149 | 22.2566 | 23.6249
687 | 2473200 | 4.9158 | 22.2626 | 23.631
688 | 2476800 | 4.9167 | 22.2686 | 23.637
689 | 2480400 | 4.9176 | 22.2746 | 23.6431
690 | 2484000 | 4.9185 | 22.2806 | 23.6492
691 | 2487600 | 4.9194 | 22.2866 | 23.6553
692 | 2491200 | 4.9203 | 22.2926 | 23.6613
693 | 2494800 | 4.9213 | 22.2986 | 23.6674
694 | 2498400 | 4.9222 | 22.3046 | 23.6734
695 | 2502000 | 4.9231 | 22.3106 | 23.6795
696 | 2505600 | 4.924 | 22.3165 | 23.6855
697 | 2509200 | 4.9249 | 22.3225 | 23.6916
698 | 2512800 | 4.9258 | 22.3285 | 23.6976
699 | 2516400 | 4.9267 | 22.3344 | 23.7037
700 | 2520000 | 4.9276 | 22.3404 | 23.7097
701 | 2523600 | 4.9285 | 22.3464 | 23.7157
702 | 2527200 | 4.9293 | 22.3523 | 23.7218
703 | 2530800 | 4.9302 | 22.3583 | 23.7278
704 | 2534400 | 4.9311 | 22.3642 | 23.7338
705 | 2538000 | 4.932 | 22.3701 | 23.7398
706 | 2541600 | 4.9329 | 22.3761 | 23.7458
707 | 2545200 | 4.9338 | 22.382 | 23.7518
708 | 2548800 | 4.9347 | 22.388 | 23.7578
709 | 2552400 | 4.9355 | 22.3939 | 23.7638
710 | 2556000 | 4.9364 | 22.3998 | 23.7698
711 | 2559600 | 4.9373 | 22.4057 | 23.7758
712 | 2563200 | 4.9382 | 22.4116 | 23.7818
713 | 2566800 | 4.939 | 22.4176 | 23.7878
714 | 2570400 | 4.9399 | 22.4235 | 23.7938
715 | 2574000 | 4.9408 | 22.4294 | 23.7997
716 | 2577600 | 4.9416 | 22.4353 | 23.8057
717 | 2581200 | 4.9425 | 22.4412 | 23.8117
718 | 2584800 | 4.9434 | 22.4471 | 23.8177
719 | 2588400 | 4.9442 | 22.453 | 23.8236
720 | 2592000 | 4.9451 | 22.4589 | 23.8296
721 | 2595600 | 4.946 | 22.4647 | 23.8355
722 | 2599200 | 4.9468 | 22.4706 | 23.8415
723 | 2602800 | 4.9477 | 22.4765 | 23.8474
724 | 2606400 | 4.9485 | 22.4824 | 23.8534
725 | 2610000 | 4.9494 | 22.4882 | 23.8593
726 | 2613600 | 4.9502 | 22.4941 | 23.8652
727 | 2617200 | 4.9511 | 22.5 | 23.8712
728 | 2620800 | 4.9519 | 22.5058 | 23.8771
729 | 2624400 | 4.9528 | 22.5117 | 23.883
730 | 2628000 | 4.9536 | 22.5175 | 23.8889
731 | 2631600 | 4.9545 | 22.5234 | 23.8949
732 | 2635200 | 4.9553 | 22.5292 | 23.9008
733 | 2638800 | 4.9561 | 22.5351 | 23.9067
734 | 2642400 | 4.957 | 22.5409 | 23.9126
735 | 2646000 | 4.9578 | 22.5467 | 23.9185
736 | 2649600 | 4.9586 | 22.5526 | 23.9244
737 | 2653200 | 4.9595 | 22.5584 | 23.9303
738 | 2656800 | 4.9603 | 22.5642 | 23.9362
739 | 2660400 | 4.9611 | 22.57 | 23.9421
740 | 2664000 | 4.962 | 22.5759 | 23.9479
741 | 2667600 | 4.9628 | 22.5817 | 23.9538
742 | 2671200 | 4.9636 | 22.5875 | 23.9597
743 | 2674800 | 4.9644 | 22.5933 | 23.9656
744 | 2678400 | 4.9653 | 22.5991 | 23.9714
745 | 2682000 | 4.9661 | 22.6049 | 23.9773
746 | 2685600 | 4.9669 | 22.6107 | 23.9832
747 | 2689200 | 4.9677 | 22.6165 | 23.989
748 | 2692800 | 4.9685 | 22.6223 | 23.9949
749 | 2696400 | 4.9694 | 22.6281 | 24.0007
750 | 2700000 | 4.9702 | 22.6339 | 24.0066
751 | 2703600 | 4.971 | 22.6396 | 24.0124
752 | 2707200 | 4.9718 | 22.6454 | 24.0183
753 | 2710800 | 4.9726 | 22.6512 | 24.0241
754 | 2714400 | 4.9734 | 22.6569 | 24.03
755 | 2718000 | 4.9742 | 22.6627 | 24.0358
756 | 2721600 | 4.975 | 22.6685 | 24.0416
757 | 2725200 | 4.9758 | 22.6742 | 24.0474
758 | 2728800 | 4.9766 | 22.68 | 24.0533
759 | 2732400 | 4.9774 | 22.6857 | 24.0591
760 | 2736000 | 4.9782 | 22.6915 | 24.0649
761 | 2739600 | 4.979 | 22.6972 | 24.0707
762 | 2743200 | 4.9798 | 22.703 | 24.0765
763 | 2746800 | 4.9806 | 22.7087 | 24.0823
764 | 2750400 | 4.9814 | 22.7145 | 24.0881
765 | 2754000 | 4.9822 | 22.7202 | 24.0939
766 | 2757600 | 4.983 | 22.7259 | 24.0997
767 | 2761200 | 4.9838 | 22.7316 | 24.1055
768 | 2764800 | 4.9846 | 22.7374 | 24.1113
769 | 2768400 | 4.9853 | 22.7431 | 24.1171
770 | 2772000 | 4.9861 | 22.7488 | 24.1228
771 | 2775600 | 4.9869 | 22.7545 | 24.1286
772 | 2779200 | 4.9877 | 22.7602 | 24.1344
773 | 2782800 | 4.9885 | 22.7659 | 24.1402
774 | 2786400 | 4.9892 | 22.7716 | 24.1459
775 | 2790000 | 4.99 | 22.7773 | 24.1517
776 | 2793600 | 4.9908 | 22.783 | 24.1574
777 | 2797200 | 4.9916 | 22.7887 | 24.1632
778 | 2800800 | 4.9923 | 22.7944 | 24.169
779 | 2804400 | 4.9931 | 22.8001 | 24.1747
780 | 2808000 | 4.9939 | 22.8058 | 24.1804
781 | 2811600 | 4.9947 | 22.8115 | 24.1862
782 | 2815200 | 4.9954 | 22.8171 | 24.1919
783 | 2818800 | 4.9962 | 22.8228 | 24.1977
784 | 2822400 | 4.997 | 22.8285 | 24.2034
785 | 2826000 | 4.9977 | 22.8342 | 24.2091
786 | 2829600 | 4.9985 | 22.8398 | 24.2149
787 | 2833200 | 4.9992 | 22.8455 | 24.2206
788 | 2836800 | 5 | 22.8511 | 24.2263
789 | 2840400 | 5.0008 | 22.8568 | 24.232
790 | 2844000 | 5.0015 | 22.8624 | 24.2377
791 | 2847600 | 5.0023 | 22.8681 | 24.2434
792 | 2851200 | 5.003 | 22.8737 | 24.2491
793 | 2854800 | 5.0038 | 22.8794 | 24.2548
794 | 2858400 | 5.0045 | 22.885 | 24.2605
795 | 2862000 | 5.0053 | 22.8907 | 24.2662
796 | 2865600 | 5.006 | 22.8963 | 24.2719
797 | 2869200 | 5.0068 | 22.9019 | 24.2776
798 | 2872800 | 5.0075 | 22.9075 | 24.2833
799 | 2876400 | 5.0083 | 22.9132 | 24.289
800 | 2880000 | 5.009 | 22.9188 | 24.2947
801 | 2883600 | 5.0097 | 22.9244 | 24.3003
802 | 2887200 | 5.0105 | 22.93 | 24.306
803 | 2890800 | 5.0112 | 22.9356 | 24.3117
804 | 2894400 | 5.012 | 22.9412 | 24.3174
805 | 2898000 | 5.0127 | 22.9468 | 24.323
806 | 2901600 | 5.0134 | 22.9524 | 24.3287
807 | 2905200 | 5.0142 | 22.958 | 24.3343
808 | 2908800 | 5.0149 | 22.9636 | 24.34
809 | 2912400 | 5.0156 | 22.9692 | 24.3456
810 | 2916000 | 5.0164 | 22.9748 | 24.3513
811 | 2919600 | 5.0171 | 22.9804 | 24.3569
812 | 2923200 | 5.0178 | 22.986 | 24.3626
813 | 2926800 | 5.0186 | 22.9916 | 24.3682
814 | 2930400 | 5.0193 | 22.9971 | 24.3738
815 | 2934000 | 5.02 | 23.0027 | 24.3795
816 | 2937600 | 5.0207 | 23.0083 | 24.3851
817 | 2941200 | 5.0214 | 23.0139 | 24.3907
818 | 2944800 | 5.0222 | 23.0194 | 24.3964
819 | 2948400 | 5.0229 | 23.025 | 24.402
820 | 2952000 | 5.0236 | 23.0305 | 24.4076
821 | 2955600 | 5.0243 | 23.0361 | 24.4132
822 | 2959200 | 5.025 | 23.0416 | 24.4188
823 | 2962800 | 5.0258 | 23.0472 | 24.4244
824 | 2966400 | 5.0265 | 23.0527 | 24.43
825 | 2970000 | 5.0272 | 23.0583 | 24.4356
826 | 2973600 | 5.0279 | 23.0638 | 24.4412
827 | 2977200 | 5.0286 | 23.0694 | 24.4468
828 | 2980800 | 5.0293 | 23.0749 | 24.4524
829 | 2984400 | 5.03 | 23.0804 | 24.458
830 | 2988000 | 5.0307 | 23.086 | 24.4636
831 | 2991600 | 5.0314 | 23.0915 | 24.4692
832 | 2995200 | 5.0321 | 23.097 | 24.4747
833 | 2998800 | 5.0328 | 23.1025 | 24.4803
834 | 3002400 | 5.0335 | 23.108 | 24.4859
835 | 3006000 | 5.0342 | 23.1135 | 24.4915
836 | 3009600 | 5.0349 | 23.1191 | 24.497
837 | 3013200 | 5.0356 | 23.1246 | 24.5026
838 | 3016800 | 5.0363 | 23.1301 | 24.5082
839 | 3020400 | 5.037 | 23.1356 | 24.5137
840 | 3024000 | 5.0377 | 23.1411 | 24.5193
841 | 3027600 | 5.0384 | 23.1466 | 24.5248
842 | 3031200 | 5.0391 | 23.1521 | 24.5304
843 | 3034800 | 5.0398 | 23.1576 | 24.5359
844 | 3038400 | 5.0405 | 23.163 | 24.5415
845 | 3042000 | 5.0412 | 23.1685 | 24.547
846 | 3045600 | 5.0419 | 23.174 | 24.5525
847 | 3049200 | 5.0425 | 23.1795 | 24.5581
848 | 3052800 | 5.0432 | 23.185 | 24.5636
849 | 3056400 | 5.0439 | 23.1904 | 24.5691
850 | 3060000 | 5.0446 | 23.1959 | 24.5747
851 | 3063600 | 5.0453 | 23.2014 | 24.5802
852 | 3067200 | 5.046 | 23.2068 | 24.5857
853 | 3070800 | 5.0466 | 23.2123 | 24.5912
854 | 3074400 | 5.0473 | 23.2177 | 24.5967
855 | 3078000 | 5.048 | 23.2232 | 24.6022
856 | 3081600 | 5.0487 | 23.2287 | 24.6077
857 | 3085200 | 5.0493 | 23.2341 | 24.6132
858 | 3088800 | 5.05 | 23.2396 | 24.6187
859 | 3092400 | 5.0507 | 23.245 | 24.6242
860 | 3096000 | 5.0514 | 23.2504 | 24.6297
861 | 3099600 | 5.052 | 23.2559 | 24.6352
862 | 3103200 | 5.0527 | 23.2613 | 24.6407
863 | 3106800 | 5.0534 | 23.2667 | 24.6462
864 | 3110400 | 5.054 | 23.2722 | 24.6517
865 | 3114000 | 5.0547 | 23.2776 | 24.6572
866 | 3117600 | 5.0554 | 23.283 | 24.6626
867 | 3121200 | 5.056 | 23.2884 | 24.6681
868 | 3124800 | 5.0567 | 23.2939 | 24.6736
869 | 3128400 | 5.0574 | 23.2993 | 24.6791
870 | 3132000 | 5.058 | 23.3047 | 24.6845
871 | 3135600 | 5.0587 | 23.3101 | 24.69
872 | 3139200 | 5.0593 | 23.3155 | 24.6955
873 | 3142800 | 5.06 | 23.3209 | 24.7009
874 | 3146400 | 5.0607 | 23.3263 | 24.7064
875 | 3150000 | 5.0613 | 23.3317 | 24.7118
876 | 3153600 | 5.062 | 23.3371 | 24.7173
877 | 3157200 | 5.0626 | 23.3425 | 24.7227
878 | 3160800 | 5.0633 | 23.3479 | 24.7282
879 | 3164400 | 5.0639 | 23.3533 | 24.7336
880 | 3168000 | 5.0646 | 23.3587 | 24.739
881 | 3171600 | 5.0652 | 23.3641 | 24.7445
882 | 3175200 | 5.0659 | 23.3694 | 24.7499
883 | 3178800 | 5.0665 | 23.3748 | 24.7553
884 | 3182400 | 5.0672 | 23.3802 | 24.7608
885 | 3186000 | 5.0678 | 23.3856 | 24.7662
886 | 3189600 | 5.0684 | 23.3909 | 24.7716
887 | 3193200 | 5.0691 | 23.3963 | 24.777
888 | 3196800 | 5.0697 | 23.4017 | 24.7824
889 | 3200400 | 5.0704 | 23.407 | 24.7878
890 | 3204000 | 5.071 | 23.4124 | 24.7933
891 | 3207600 | 5.0717 | 23.4177 | 24.7987
892 | 3211200 | 5.0723 | 23.4231 | 24.8041
893 | 3214800 | 5.0729 | 23.4284 | 24.8095
894 | 3218400 | 5.0736 | 23.4338 | 24.8149
895 | 3222000 | 5.0742 | 23.4391 | 24.8203
896 | 3225600 | 5.0748 | 23.4445 | 24.8257
897 | 3229200 | 5.0755 | 23.4498 | 24.831
898 | 3232800 | 5.0761 | 23.4551 | 24.8364
899 | 3236400 | 5.0767 | 23.4605 | 24.8418
900 | 3240000 | 5.0774 | 23.4658 | 24.8472
901 | 3243600 | 5.078 | 23.4711 | 24.8526
902 | 3247200 | 5.0786 | 23.4765 | 24.858
903 | 3250800 | 5.0792 | 23.4818 | 24.8633
904 | 3254400 | 5.0799 | 23.4871 | 24.8687
905 | 3258000 | 5.0805 | 23.4924 | 24.8741
906 | 3261600 | 5.0811 | 23.4977 | 24.8794
907 | 3265200 | 5.0817 | 23.503 | 24.8848
908 | 3268800 | 5.0824 | 23.5084 | 24.8902
909 | 3272400 | 5.083 | 23.5137 | 24.8955
910 | 3276000 | 5.0836 | 23.519 | 24.9009
911 | 3279600 | 5.0842 | 23.5243 | 24.9062
912 | 3283200 | 5.0848 | 23.5296 | 24.9116
913 | 3286800 | 5.0855 | 23.5349 | 24.9169
914 | 3290400 | 5.0861 | 23.5402 | 24.9223
915 | 3294000 | 5.0867 | 23.5454 | 24.9276
916 | 3297600 | 5.0873 | 23.5507 | 24.9329
917 | 3301200 | 5.0879 | 23.556 | 24.9383
918 | 3304800 | 5.0885 | 23.5613 | 24.9436
919 | 3308400 | 5.0892 | 23.5666 | 24.9489
920 | 3312000 | 5.0898 | 23.5719 | 24.9543
921 | 3315600 | 5.0904 | 23.5771 | 24.9596
922 | 3319200 | 5.091 | 23.5824 | 24.9649
923 | 3322800 | 5.0916 | 23.5877 | 24.9702
924 | 3326400 | 5.0922 | 23.5929 | 24.9755
925 | 3330000 | 5.0928 | 23.5982 | 24.9809
926 | 3333600 | 5.0934 | 23.6035 | 24.9862
927 | 3337200 | 5.094 | 23.6087 | 24.9915
928 | 3340800 | 5.0946 | 23.614 | 24.9968
929 | 3344400 | 5.0952 | 23.6193 | 25.0021
930 | 3348000 | 5.0958 | 23.6245 | 25.0074
931 | 3351600 | 5.0964 | 23.6298 | 25.0127
932 | 3355200 | 5.097 | 23.635 | 25.018
933 | 3358800 | 5.0976 | 23.6402 | 25.0233
934 | 3362400 | 5.0982 | 23.6455 | 25.0286
935 | 3366000 | 5.0988 | 23.6507 | 25.0339
936 | 3369600 | 5.0994 | 23.656 | 25.0391
937 | 3373200 | 5.1 | 23.6612 | 25.0444
938 | 3376800 | 5.1006 | 23.6664 | 25.0497
939 | 3380400 | 5.1012 | 23.6717 | 25.055
940 | 3384000 | 5.1018 | 23.6769 | 25.0603
941 | 3387600 | 5.1024 | 23.6821 | 25.0655
942 | 3391200 | 5.103 | 23.6873 | 25.0708
943 | 3394800 | 5.1036 | 23.6926 | 25.0761
944 | 3398400 | 5.1041 | 23.6978 | 25.0813
945 | 3402000 | 5.1047 | 23.703 | 25.0866
946 | 3405600 | 5.1053 | 23.7082 | 25.0918
947 | 3409200 | 5.1059 | 23.7134 | 25.0971
948 | 3412800 | 5.1065 | 23.7186 | 25.1024
949 | 3416400 | 5.1071 | 23.7238 | 25.1076
950 | 3420000 | 5.1077 | 23.729 | 25.1129
951 | 3423600 | 5.1082 | 23.7342 | 25.1181
952 | 3427200 | 5.1088 | 23.7394 | 25.1234
953 | 3430800 | 5.1094 | 23.7446 | 25.1286
954 | 3434400 | 5.11 | 23.7498 | 25.1338
955 | 3438000 | 5.1106 | 23.755 | 25.1391
956 | 3441600 | 5.1111 | 23.7602 | 25.1443
957 | 3445200 | 5.1117 | 23.7654 | 25.1495
958 | 3448800 | 5.1123 | 23.7705 | 25.1548
959 | 3452400 | 5.1129 | 23.7757 | 25.16
960 | 3456000 | 5.1135 | 23.7809 | 25.1652
961 | 3459600 | 5.114 | 23.7861 | 25.1704
962 | 3463200 | 5.1146 | 23.7913 | 25.1757
963 | 3466800 | 5.1152 | 23.7964 | 25.1809
964 | 3470400 | 5.1157 | 23.8016 | 25.1861
965 | 3474000 | 5.1163 | 23.8068 | 25.1913
966 | 3477600 | 5.1169 | 23.8119 | 25.1965
967 | 3481200 | 5.1175 | 23.8171 | 25.2017
968 | 3484800 | 5.118 | 23.8222 | 25.2069
969 | 3488400 | 5.1186 | 23.8274 | 25.2121
970 | 3492000 | 5.1192 | 23.8325 | 25.2173
971 | 3495600 | 5.1197 | 23.8377 | 25.2225
972 | 3499200 | 5.1203 | 23.8428 | 25.2277
973 | 3502800 | 5.1209 | 23.848 | 25.2329
974 | 3506400 | 5.1214 | 23.8531 | 25.2381
975 | 3510000 | 5.122 | 23.8583 | 25.2433
976 | 3513600 | 5.1225 | 23.8634 | 25.2485
977 | 3517200 | 5.1231 | 23.8686 | 25.2536
978 | 3520800 | 5.1237 | 23.8737 | 25.2588
979 | 3524400 | 5.1242 | 23.8788 | 25.264
980 | 3528000 | 5.1248 | 23.8839 | 25.2692
981 | 3531600 | 5.1253 | 23.8891 | 25.2743
982 | 3535200 | 5.1259 | 23.8942 | 25.2795
983 | 3538800 | 5.1265 | 23.8993 | 25.2847
984 | 3542400 | 5.127 | 23.9044 | 25.2898
985 | 3546000 | 5.1276 | 23.9096 | 25.295
986 | 3549600 | 5.1281 | 23.9147 | 25.3002
987 | 3553200 | 5.1287 | 23.9198 | 25.3053
988 | 3556800 | 5.1292 | 23.9249 | 25.3105
989 | 3560400 | 5.1298 | 23.93 | 25.3156
990 | 3564000 | 5.1303 | 23.9351 | 25.3208
991 | 3567600 | 5.1309 | 23.9402 | 25.3259
992 | 3571200 | 5.1314 | 23.9453 | 25.3311
993 | 3574800 | 5.132 | 23.9504 | 25.3362
994 | 3578400 | 5.1325 | 23.9555 | 25.3413
995 | 3582000 | 5.1331 | 23.9606 | 25.3465
996 | 3585600 | 5.1336 | 23.9657 | 25.3516
997 | 3589200 | 5.1342 | 23.9708 | 25.3568
998 | 3592800 | 5.1347 | 23.9759 | 25.3619
999 | 3596400 | 5.1352 | 23.981 | 25.367
1000 | 3600000 | 5.1358 | 23.986 | 25.3721
1001 | 3603600 | 5.1363 | 23.9911 | 25.3773
1002 | 3607200 | 5.1369 | 23.9962 | 25.3824
1003 | 3610800 | 5.1374 | 24.0013 | 25.3875
1004 | 3614400 | 5.138 | 24.0063 | 25.3926
1005 | 3618000 | 5.1385 | 24.0114 | 25.3977
1006 | 3621600 | 5.139 | 24.0165 | 25.4028
1007 | 3625200 | 5.1396 | 24.0215 | 25.408
1008 | 3628800 | 5.1401 | 24.0266 | 25.4131
1009 | 3632400 | 5.1406 | 24.0317 | 25.4182
1010 | 3636000 | 5.1412 | 24.0367 | 25.4233
1011 | 3639600 | 5.1417 | 24.0418 | 25.4284
1012 | 3643200 | 5.1422 | 24.0468 | 25.4335
1013 | 3646800 | 5.1428 | 24.0519 | 25.4386
1014 | 3650400 | 5.1433 | 24.0569 | 25.4437
1015 | 3654000 | 5.1438 | 24.062 | 25.4487
1016 | 3657600 | 5.1444 | 24.067 | 25.4538
1017 | 3661200 | 5.1449 | 24.0721 | 25.4589
1018 | 3664800 | 5.1454 | 24.0771 | 25.464
1019 | 3668400 | 5.146 | 24.0822 | 25.4691
1020 | 3672000 | 5.1465 | 24.0872 | 25.4742
1021 | 3675600 | 5.147 | 24.0922 | 25.4792
1022 | 3679200 | 5.1475 | 24.0973 | 25.4843
1023 | 3682800 | 5.1481 | 24.1023 | 25.4894
1024 | 3686400 | 5.1486 | 24.1073 | 25.4945
1025 | 3690000 | 5.1491 | 24.1123 | 25.4995
1026 | 3693600 | 5.1496 | 24.1174 | 25.5046
1027 | 3697200 | 5.1502 | 24.1224 | 25.5097
1028 | 3700800 | 5.1507 | 24.1274 | 25.5147
1029 | 3704400 | 5.1512 | 24.1324 | 25.5198
1030 | 3708000 | 5.1517 | 24.1374 | 25.5248
1031 | 3711600 | 5.1523 | 24.1424 | 25.5299
1032 | 3715200 | 5.1528 | 24.1475 | 25.5349
1033 | 3718800 | 5.1533 | 24.1525 | 25.54
1034 | 3722400 | 5.1538 | 24.1575 | 25.545
1035 | 3726000 | 5.1543 | 24.1625 | 25.5501
1036 | 3729600 | 5.1548 | 24.1675 | 25.5551
1037 | 3733200 | 5.1554 | 24.1725 | 25.5602
1038 | 3736800 | 5.1559 | 24.1775 | 25.5652
1039 | 3740400 | 5.1564 | 24.1825 | 25.5702
1040 | 3744000 | 5.1569 | 24.1875 | 25.5753
1041 | 3747600 | 5.1574 | 24.1924 | 25.5803
1042 | 3751200 | 5.1579 | 24.1974 | 25.5853
1043 | 3754800 | 5.1584 | 24.2024 | 25.5904
1044 | 3758400 | 5.1589 | 24.2074 | 25.5954
1045 | 3762000 | 5.1595 | 24.2124 | 25.6004
1046 | 3765600 | 5.16 | 24.2174 | 25.6054
1047 | 3769200 | 5.1605 | 24.2223 | 25.6104
1048 | 3772800 | 5.161 | 24.2273 | 25.6155
1049 | 3776400 | 5.1615 | 24.2323 | 25.6205
1050 | 3780000 | 5.162 | 24.2373 | 25.6255
1051 | 3783600 | 5.1625 | 24.2422 | 25.6305
1052 | 3787200 | 5.163 | 24.2472 | 25.6355
1053 | 3790800 | 5.1635 | 24.2522 | 25.6405
1054 | 3794400 | 5.164 | 24.2571 | 25.6455
1055 | 3798000 | 5.1645 | 24.2621 | 25.6505
1056 | 3801600 | 5.165 | 24.267 | 25.6555
1057 | 3805200 | 5.1655 | 24.272 | 25.6605
1058 | 3808800 | 5.166 | 24.2769 | 25.6655
1059 | 3812400 | 5.1665 | 24.2819 | 25.6705
1060 | 3816000 | 5.167 | 24.2868 | 25.6755
1061 | 3819600 | 5.1675 | 24.2918 | 25.6805
1062 | 3823200 | 5.168 | 24.2967 | 25.6854
1063 | 3826800 | 5.1685 | 24.3017 | 25.6904
1064 | 3830400 | 5.169 | 24.3066 | 25.6954
1065 | 3834000 | 5.1695 | 24.3115 | 25.7004
1066 | 3837600 | 5.17 | 24.3165 | 25.7054
1067 | 3841200 | 5.1705 | 24.3214 | 25.7103
1068 | 3844800 | 5.171 | 24.3264 | 25.7153
1069 | 3848400 | 5.1715 | 24.3313 | 25.7203
1070 | 3852000 | 5.172 | 24.3362 | 25.7252
1071 | 3855600 | 5.1725 | 24.3411 | 25.7302
1072 | 3859200 | 5.173 | 24.3461 | 25.7352
1073 | 3862800 | 5.1735 | 24.351 | 25.7401
1074 | 3866400 | 5.174 | 24.3559 | 25.7451
1075 | 3870000 | 5.1744 | 24.3608 | 25.75
1076 | 3873600 | 5.1749 | 24.3657 | 25.755
1077 | 3877200 | 5.1754 | 24.3706 | 25.7599
1078 | 3880800 | 5.1759 | 24.3756 | 25.7649
1079 | 3884400 | 5.1764 | 24.3805 | 25.7698
1080 | 3888000 | 5.1769 | 24.3854 | 25.7748
1081 | 3891600 | 5.1774 | 24.3903 | 25.7797
1082 | 3895200 | 5.1779 | 24.3952 | 25.7847
1083 | 3898800 | 5.1783 | 24.4001 | 25.7896
1084 | 3902400 | 5.1788 | 24.405 | 25.7945
1085 | 3906000 | 5.1793 | 24.4099 | 25.7995
1086 | 3909600 | 5.1798 | 24.4148 | 25.8044
1087 | 3913200 | 5.1803 | 24.4197 | 25.8093
1088 | 3916800 | 5.1808 | 24.4245 | 25.8143
1089 | 3920400 | 5.1812 | 24.4294 | 25.8192
1090 | 3924000 | 5.1817 | 24.4343 | 25.8241
1091 | 3927600 | 5.1822 | 24.4392 | 25.829
1092 | 3931200 | 5.1827 | 24.4441 | 25.834
1093 | 3934800 | 5.1832 | 24.449 | 25.8389
1094 | 3938400 | 5.1836 | 24.4538 | 25.8438
1095 | 3942000 | 5.1841 | 24.4587 | 25.8487
1096 | 3945600 | 5.1846 | 24.4636 | 25.8536
1097 | 3949200 | 5.1851 | 24.4685 | 25.8585
1098 | 3952800 | 5.1855 | 24.4733 | 25.8634
1099 | 3956400 | 5.186 | 24.4782 | 25.8684
1100 | 3960000 | 5.1865 | 24.4831 | 25.8733
1101 | 3963600 | 5.187 | 24.4879 | 25.8782
1102 | 3967200 | 5.1874 | 24.4928 | 25.8831
1103 | 3970800 | 5.1879 | 24.4976 | 25.888
1104 | 3974400 | 5.1884 | 24.5025 | 25.8928
1105 | 3978000 | 5.1888 | 24.5074 | 25.8977
1106 | 3981600 | 5.1893 | 24.5122 | 25.9026
1107 | 3985200 | 5.1898 | 24.5171 | 25.9075
1108 | 3988800 | 5.1903 | 24.5219 | 25.9124
1109 | 3992400 | 5.1907 | 24.5268 | 25.9173
1110 | 3996000 | 5.1912 | 24.5316 | 25.9222
1111 | 3999600 | 5.1917 | 24.5364 | 25.9271
1112 | 4003200 | 5.1921 | 24.5413 | 25.9319
1113 | 4006800 | 5.1926 | 24.5461 | 25.9368
1114 | 4010400 | 5.1931 | 24.551 | 25.9417
1115 | 4014000 | 5.1935 | 24.5558 | 25.9466
1116 | 4017600 | 5.194 | 24.5606 | 25.9514
1117 | 4021200 | 5.1945 | 24.5655 | 25.9563
1118 | 4024800 | 5.1949 | 24.5703 | 25.9612
1119 | 4028400 | 5.1954 | 24.5751 | 25.966
1120 | 4032000 | 5.1958 | 24.5799 | 25.9709
1121 | 4035600 | 5.1963 | 24.5848 | 25.9758
1122 | 4039200 | 5.1968 | 24.5896 | 25.9806
1123 | 4042800 | 5.1972 | 24.5944 | 25.9855
1124 | 4046400 | 5.1977 | 24.5992 | 25.9903
1125 | 4050000 | 5.1981 | 24.604 | 25.9952
1126 | 4053600 | 5.1986 | 24.6089 | 26
1127 | 4057200 | 5.1991 | 24.6137 | 26.0049
1128 | 4060800 | 5.1995 | 24.6185 | 26.0097
1129 | 4064400 | 5.2 | 24.6233 | 26.0146
1130 | 4068000 | 5.2004 | 24.6281 | 26.0194
1131 | 4071600 | 5.2009 | 24.6329 | 26.0242
1132 | 4075200 | 5.2013 | 24.6377 | 26.0291
1133 | 4078800 | 5.2018 | 24.6425 | 26.0339
1134 | 4082400 | 5.2022 | 24.6473 | 26.0388
1135 | 4086000 | 5.2027 | 24.6521 | 26.0436
1136 | 4089600 | 5.2032 | 24.6569 | 26.0484
1137 | 4093200 | 5.2036 | 24.6617 | 26.0532
1138 | 4096800 | 5.2041 | 24.6665 | 26.0581
1139 | 4100400 | 5.2045 | 24.6712 | 26.0629
1140 | 4104000 | 5.205 | 24.676 | 26.0677
1141 | 4107600 | 5.2054 | 24.6808 | 26.0725
1142 | 4111200 | 5.2059 | 24.6856 | 26.0774
1143 | 4114800 | 5.2063 | 24.6904 | 26.0822
1144 | 4118400 | 5.2068 | 24.6952 | 26.087
1145 | 4122000 | 5.2072 | 24.6999 | 26.0918
1146 | 4125600 | 5.2077 | 24.7047 | 26.0966
1147 | 4129200 | 5.2081 | 24.7095 | 26.1014
1148 | 4132800 | 5.2085 | 24.7142 | 26.1062
1149 | 4136400 | 5.209 | 24.719 | 26.111
1150 | 4140000 | 5.2094 | 24.7238 | 26.1158
1151 | 4143600 | 5.2099 | 24.7285 | 26.1206
1152 | 4147200 | 5.2103 | 24.7333 | 26.1254
1153 | 4150800 | 5.2108 | 24.7381 | 26.1302
1154 | 4154400 | 5.2112 | 24.7428 | 26.135
1155 | 4158000 | 5.2117 | 24.7476 | 26.1398
1156 | 4161600 | 5.2121 | 24.7523 | 26.1446
1157 | 4165200 | 5.2125 | 24.7571 | 26.1494
1158 | 4168800 | 5.213 | 24.7618 | 26.1542
1159 | 4172400 | 5.2134 | 24.7666 | 26.159
1160 | 4176000 | 5.2139 | 24.7713 | 26.1637
1161 | 4179600 | 5.2143 | 24.7761 | 26.1685
1162 | 4183200 | 5.2147 | 24.7808 | 26.1733
1163 | 4186800 | 5.2152 | 24.7856 | 26.1781
1164 | 4190400 | 5.2156 | 24.7903 | 26.1829
1165 | 4194000 | 5.216 | 24.7951 | 26.1876
1166 | 4197600 | 5.2165 | 24.7998 | 26.1924
1167 | 4201200 | 5.2169 | 24.8045 | 26.1972
1168 | 4204800 | 5.2174 | 24.8093 | 26.2019
1169 | 4208400 | 5.2178 | 24.814 | 26.2067
1170 | 4212000 | 5.2182 | 24.8187 | 26.2115
1171 | 4215600 | 5.2187 | 24.8234 | 26.2162
1172 | 4219200 | 5.2191 | 24.8282 | 26.221
1173 | 4222800 | 5.2195 | 24.8329 | 26.2258
1174 | 4226400 | 5.22 | 24.8376 | 26.2305
1175 | 4230000 | 5.2204 | 24.8423 | 26.2353
1176 | 4233600 | 5.2208 | 24.8471 | 26.24
1177 | 4237200 | 5.2212 | 24.8518 | 26.2448
1178 | 4240800 | 5.2217 | 24.8565 | 26.2495
1179 | 4244400 | 5.2221 | 24.8612 | 26.2543
1180 | 4248000 | 5.2225 | 24.8659 | 26.259
1181 | 4251600 | 5.223 | 24.8706 | 26.2638
1182 | 4255200 | 5.2234 | 24.8753 | 26.2685
1183 | 4258800 | 5.2238 | 24.88 | 26.2732
1184 | 4262400 | 5.2242 | 24.8847 | 26.278
1185 | 4266000 | 5.2247 | 24.8894 | 26.2827
1186 | 4269600 | 5.2251 | 24.8941 | 26.2874
1187 | 4273200 | 5.2255 | 24.8988 | 26.2922
1188 | 4276800 | 5.2259 | 24.9035 | 26.2969
1189 | 4280400 | 5.2264 | 24.9082 | 26.3016
1190 | 4284000 | 5.2268 | 24.9129 | 26.3064
1191 | 4287600 | 5.2272 | 24.9176 | 26.3111
1192 | 4291200 | 5.2276 | 24.9223 | 26.3158
1193 | 4294800 | 5.2281 | 24.927 | 26.3205
1194 | 4298400 | 5.2285 | 24.9317 | 26.3252
1195 | 4302000 | 5.2289 | 24.9363 | 26.33
1196 | 4305600 | 5.2293 | 24.941 | 26.3347
1197 | 4309200 | 5.2297 | 24.9457 | 26.3394
1198 | 4312800 | 5.2302 | 24.9504 | 26.3441
1199 | 4316400 | 5.2306 | 24.9551 | 26.3488
1200 | 4320000 | 5.231 | 24.9597 | 26.3535
1201 | 4323600 | 5.2314 | 24.9644 | 26.3582
1202 | 4327200 | 5.2318 | 24.9691 | 26.3629
1203 | 4330800 | 5.2323 | 24.9737 | 26.3676
1204 | 4334400 | 5.2327 | 24.9784 | 26.3723
1205 | 4338000 | 5.2331 | 24.9831 | 26.377
1206 | 4341600 | 5.2335 | 24.9877 | 26.3817
1207 | 4345200 | 5.2339 | 24.9924 | 26.3864
1208 | 4348800 | 5.2343 | 24.9971 | 26.3911
1209 | 4352400 | 5.2348 | 25.0017 | 26.3958
1210 | 4356000 | 5.2352 | 25.0064 | 26.4005
1211 | 4359600 | 5.2356 | 25.011 | 26.4052
1212 | 4363200 | 5.236 | 25.0157 | 26.4099
1213 | 4366800 | 5.2364 | 25.0203 | 26.4145
1214 | 4370400 | 5.2368 | 25.025 | 26.4192
1215 | 4374000 | 5.2372 | 25.0296 | 26.4239
1216 | 4377600 | 5.2376 | 25.0343 | 26.4286
1217 | 4381200 | 5.238 | 25.0389 | 26.4333
1218 | 4384800 | 5.2385 | 25.0436 | 26.4379
1219 | 4388400 | 5.2389 | 25.0482 | 26.4426
1220 | 4392000 | 5.2393 | 25.0528 | 26.4473
1221 | 4395600 | 5.2397 | 25.0575 | 26.452
1222 | 4399200 | 5.2401 | 25.0621 | 26.4566
1223 | 4402800 | 5.2405 | 25.0667 | 26.4613
1224 | 4406400 | 5.2409 | 25.0714 | 26.4659
1225 | 4410000 | 5.2413 | 25.076 | 26.4706
1226 | 4413600 | 5.2417 | 25.0806 | 26.4753
1227 | 4417200 | 5.2421 | 25.0852 | 26.4799
1228 | 4420800 | 5.2425 | 25.0899 | 26.4846
1229 | 4424400 | 5.2429 | 25.0945 | 26.4892
1230 | 4428000 | 5.2433 | 25.0991 | 26.4939
1231 | 4431600 | 5.2437 | 25.1037 | 26.4985
1232 | 4435200 | 5.2441 | 25.1084 | 26.5032
1233 | 4438800 | 5.2446 | 25.113 | 26.5078
1234 | 4442400 | 5.245 | 25.1176 | 26.5125
1235 | 4446000 | 5.2454 | 25.1222 | 26.5171
1236 | 4449600 | 5.2458 | 25.1268 | 26.5218
1237 | 4453200 | 5.2462 | 25.1314 | 26.5264
1238 | 4456800 | 5.2466 | 25.136 | 26.5311
1239 | 4460400 | 5.247 | 25.1406 | 26.5357
1240 | 4464000 | 5.2474 | 25.1452 | 26.5403
1241 | 4467600 | 5.2478 | 25.1498 | 26.545
1242 | 4471200 | 5.2482 | 25.1544 | 26.5496
1243 | 4474800 | 5.2486 | 25.159 | 26.5542
1244 | 4478400 | 5.249 | 25.1636 | 26.5589
1245 | 4482000 | 5.2493 | 25.1682 | 26.5635
1246 | 4485600 | 5.2497 | 25.1728 | 26.5681
1247 | 4489200 | 5.2501 | 25.1774 | 26.5727
1248 | 4492800 | 5.2505 | 25.182 | 26.5774
1249 | 4496400 | 5.2509 | 25.1866 | 26.582
1250 | 4500000 | 5.2513 | 25.1912 | 26.5866
1251 | 4503600 | 5.2517 | 25.1958 | 26.5912
1252 | 4507200 | 5.2521 | 25.2003 | 26.5958
1253 | 4510800 | 5.2525 | 25.2049 | 26.6004
1254 | 4514400 | 5.2529 | 25.2095 | 26.605
1255 | 4518000 | 5.2533 | 25.2141 | 26.6097
1256 | 4521600 | 5.2537 | 25.2186 | 26.6143
1257 | 4525200 | 5.2541 | 25.2232 | 26.6189
1258 | 4528800 | 5.2545 | 25.2278 | 26.6235
1259 | 4532400 | 5.2549 | 25.2324 | 26.6281
1260 | 4536000 | 5.2553 | 25.2369 | 26.6327
1261 | 4539600 | 5.2556 | 25.2415 | 26.6373
1262 | 4543200 | 5.256 | 25.2461 | 26.6419
1263 | 4546800 | 5.2564 | 25.2506 | 26.6465
1264 | 4550400 | 5.2568 | 25.2552 | 26.6511
1265 | 4554000 | 5.2572 | 25.2598 | 26.6557
1266 | 4557600 | 5.2576 | 25.2643 | 26.6602
1267 | 4561200 | 5.258 | 25.2689 | 26.6648
1268 | 4564800 | 5.2584 | 25.2734 | 26.6694
1269 | 4568400 | 5.2587 | 25.278 | 26.674
1270 | 4572000 | 5.2591 | 25.2825 | 26.6786
1271 | 4575600 | 5.2595 | 25.2871 | 26.6832
1272 | 4579200 | 5.2599 | 25.2916 | 26.6877
1273 | 4582800 | 5.2603 | 25.2962 | 26.6923
1274 | 4586400 | 5.2607 | 25.3007 | 26.6969
1275 | 4590000 | 5.2611 | 25.3053 | 26.7015
1276 | 4593600 | 5.2614 | 25.3098 | 26.7061
1277 | 4597200 | 5.2618 | 25.3144 | 26.7106
1278 | 4600800 | 5.2622 | 25.3189 | 26.7152
1279 | 4604400 | 5.2626 | 25.3234 | 26.7198
1280 | 4608000 | 5.263 | 25.328 | 26.7243
1281 | 4611600 | 5.2634 | 25.3325 | 26.7289
1282 | 4615200 | 5.2637 | 25.337 | 26.7335
1283 | 4618800 | 5.2641 | 25.3416 | 26.738
1284 | 4622400 | 5.2645 | 25.3461 | 26.7426
1285 | 4626000 | 5.2649 | 25.3506 | 26.7471
1286 | 4629600 | 5.2653 | 25.3552 | 26.7517
1287 | 4633200 | 5.2656 | 25.3597 | 26.7563
1288 | 4636800 | 5.266 | 25.3642 | 26.7608
1289 | 4640400 | 5.2664 | 25.3687 | 26.7654
1290 | 4644000 | 5.2668 | 25.3732 | 26.7699
1291 | 4647600 | 5.2671 | 25.3778 | 26.7745
1292 | 4651200 | 5.2675 | 25.3823 | 26.779
1293 | 4654800 | 5.2679 | 25.3868 | 26.7835
1294 | 4658400 | 5.2683 | 25.3913 | 26.7881
1295 | 4662000 | 5.2686 | 25.3958 | 26.7926
1296 | 4665600 | 5.269 | 25.4003 | 26.7972
1297 | 4669200 | 5.2694 | 25.4048 | 26.8017
1298 | 4672800 | 5.2698 | 25.4093 | 26.8062
1299 | 4676400 | 5.2701 | 25.4138 | 26.8108
1300 | 4680000 | 5.2705 | 25.4183 | 26.8153
1301 | 4683600 | 5.2709 | 25.4228 | 26.8198
1302 | 4687200 | 5.2713 | 25.4273 | 26.8244
1303 | 4690800 | 5.2716 | 25.4318 | 26.8289
1304 | 4694400 | 5.272 | 25.4363 | 26.8334
1305 | 4698000 | 5.2724 | 25.4408 | 26.838
1306 | 4701600 | 5.2727 | 25.4453 | 26.8425
1307 | 4705200 | 5.2731 | 25.4498 | 26.847
1308 | 4708800 | 5.2735 | 25.4543 | 26.8515
1309 | 4712400 | 5.2739 | 25.4588 | 26.856
1310 | 4716000 | 5.2742 | 25.4633 | 26.8606
1311 | 4719600 | 5.2746 | 25.4678 | 26.8651
1312 | 4723200 | 5.275 | 25.4723 | 26.8696
1313 | 4726800 | 5.2753 | 25.4767 | 26.8741
1314 | 4730400 | 5.2757 | 25.4812 | 26.8786
1315 | 4734000 | 5.2761 | 25.4857 | 26.8831
1316 | 4737600 | 5.2764 | 25.4902 | 26.8876
1317 | 4741200 | 5.2768 | 25.4947 | 26.8921
1318 | 4744800 | 5.2772 | 25.4991 | 26.8966
1319 | 4748400 | 5.2775 | 25.5036 | 26.9011
1320 | 4752000 | 5.2779 | 25.5081 | 26.9056
1321 | 4755600 | 5.2783 | 25.5125 | 26.9101
1322 | 4759200 | 5.2786 | 25.517 | 26.9146
1323 | 4762800 | 5.279 | 25.5215 | 26.9191
1324 | 4766400 | 5.2794 | 25.5259 | 26.9236
1325 | 4770000 | 5.2797 | 25.5304 | 26.9281
1326 | 4773600 | 5.2801 | 25.5349 | 26.9326
1327 | 4777200 | 5.2804 | 25.5393 | 26.9371
1328 | 4780800 | 5.2808 | 25.5438 | 26.9416
1329 | 4784400 | 5.2812 | 25.5483 | 26.9461
1330 | 4788000 | 5.2815 | 25.5527 | 26.9506
1331 | 4791600 | 5.2819 | 25.5572 | 26.955
1332 | 4795200 | 5.2822 | 25.5616 | 26.9595
1333 | 4798800 | 5.2826 | 25.5661 | 26.964
1334 | 4802400 | 5.283 | 25.5705 | 26.9685
1335 | 4806000 | 5.2833 | 25.575 | 26.973
1336 | 4809600 | 5.2837 | 25.5794 | 26.9774
1337 | 4813200 | 5.284 | 25.5839 | 26.9819
1338 | 4816800 | 5.2844 | 25.5883 | 26.9864
1339 | 4820400 | 5.2848 | 25.5927 | 26.9909
1340 | 4824000 | 5.2851 | 25.5972 | 26.9953
1341 | 4827600 | 5.2855 | 25.6016 | 26.9998
1342 | 4831200 | 5.2858 | 25.6061 | 27.0043
1343 | 4834800 | 5.2862 | 25.6105 | 27.0087
1344 | 4838400 | 5.2865 | 25.6149 | 27.0132
1345 | 4842000 | 5.2869 | 25.6194 | 27.0176
1346 | 4845600 | 5.2873 | 25.6238 | 27.0221
1347 | 4849200 | 5.2876 | 25.6282 | 27.0266
1348 | 4852800 | 5.288 | 25.6326 | 27.031
1349 | 4856400 | 5.2883 | 25.6371 | 27.0355
1350 | 4860000 | 5.2887 | 25.6415 | 27.0399
1351 | 4863600 | 5.289 | 25.6459 | 27.0444
1352 | 4867200 | 5.2894 | 25.6503 | 27.0488
1353 | 4870800 | 5.2897 | 25.6548 | 27.0533
1354 | 4874400 | 5.2901 | 25.6592 | 27.0577
1355 | 4878000 | 5.2904 | 25.6636 | 27.0622
1356 | 4881600 | 5.2908 | 25.668 | 27.0666
1357 | 4885200 | 5.2911 | 25.6724 | 27.0711
1358 | 4888800 | 5.2915 | 25.6768 | 27.0755
1359 | 4892400 | 5.2918 | 25.6813 | 27.0799
1360 | 4896000 | 5.2922 | 25.6857 | 27.0844
1361 | 4899600 | 5.2925 | 25.6901 | 27.0888
1362 | 4903200 | 5.2929 | 25.6945 | 27.0932
1363 | 4906800 | 5.2932 | 25.6989 | 27.0977
1364 | 4910400 | 5.2936 | 25.7033 | 27.1021
1365 | 4914000 | 5.2939 | 25.7077 | 27.1065
1366 | 4917600 | 5.2943 | 25.7121 | 27.111
1367 | 4921200 | 5.2946 | 25.7165 | 27.1154
1368 | 4924800 | 5.295 | 25.7209 | 27.1198
1369 | 4928400 | 5.2953 | 25.7253 | 27.1242
1370 | 4932000 | 5.2957 | 25.7297 | 27.1287
1371 | 4935600 | 5.296 | 25.7341 | 27.1331
1372 | 4939200 | 5.2964 | 25.7385 | 27.1375
1373 | 4942800 | 5.2967 | 25.7428 | 27.1419
1374 | 4946400 | 5.297 | 25.7472 | 27.1463
1375 | 4950000 | 5.2974 | 25.7516 | 27.1508
1376 | 4953600 | 5.2977 | 25.756 | 27.1552
1377 | 4957200 | 5.2981 | 25.7604 | 27.1596
1378 | 4960800 | 5.2984 | 25.7648 | 27.164
1379 | 4964400 | 5.2988 | 25.7692 | 27.1684
1380 | 4968000 | 5.2991 | 25.7735 | 27.1728
1381 | 4971600 | 5.2995 | 25.7779 | 27.1772
1382 | 4975200 | 5.2998 | 25.7823 | 27.1816
1383 | 4978800 | 5.3001 | 25.7867 | 27.186
1384 | 4982400 | 5.3005 | 25.791 | 27.1904
1385 | 4986000 | 5.3008 | 25.7954 | 27.1948
1386 | 4989600 | 5.3012 | 25.7998 | 27.1992
1387 | 4993200 | 5.3015 | 25.8042 | 27.2036
1388 | 4996800 | 5.3018 | 25.8085 | 27.208
1389 | 5000400 | 5.3022 | 25.8129 | 27.2124
1390 | 5004000 | 5.3025 | 25.8173 | 27.2168
1391 | 5007600 | 5.3029 | 25.8216 | 27.2212
1392 | 5011200 | 5.3032 | 25.826 | 27.2256
1393 | 5014800 | 5.3035 | 25.8303 | 27.23
1394 | 5018400 | 5.3039 | 25.8347 | 27.2343
1395 | 5022000 | 5.3042 | 25.8391 | 27.2387
1396 | 5025600 | 5.3045 | 25.8434 | 27.2431
1397 | 5029200 | 5.3049 | 25.8478 | 27.2475
1398 | 5032800 | 5.3052 | 25.8521 | 27.2519
1399 | 5036400 | 5.3056 | 25.8565 | 27.2563
1400 | 5040000 | 5.3059 | 25.8608 | 27.2606
1401 | 5043600 | 5.3062 | 25.8652 | 27.265
1402 | 5047200 | 5.3066 | 25.8695 | 27.2694
1403 | 5050800 | 5.3069 | 25.8739 | 27.2738
1404 | 5054400 | 5.3072 | 25.8782 | 27.2781
1405 | 5058000 | 5.3076 | 25.8825 | 27.2825
1406 | 5061600 | 5.3079 | 25.8869 | 27.2869
1407 | 5065200 | 5.3082 | 25.8912 | 27.2912
1408 | 5068800 | 5.3086 | 25.8956 | 27.2956
1409 | 5072400 | 5.3089 | 25.8999 | 27.3
1410 | 5076000 | 5.3092 | 25.9042 | 27.3043
1411 | 5079600 | 5.3096 | 25.9086 | 27.3087
1412 | 5083200 | 5.3099 | 25.9129 | 27.313
1413 | 5086800 | 5.3102 | 25.9172 | 27.3174
1414 | 5090400 | 5.3105 | 25.9216 | 27.3218
1415 | 5094000 | 5.3109 | 25.9259 | 27.3261
1416 | 5097600 | 5.3112 | 25.9302 | 27.3305
1417 | 5101200 | 5.3115 | 25.9346 | 27.3348
1418 | 5104800 | 5.3119 | 25.9389 | 27.3392
1419 | 5108400 | 5.3122 | 25.9432 | 27.3435
1420 | 5112000 | 5.3125 | 25.9475 | 27.3479
1421 | 5115600 | 5.3129 | 25.9518 | 27.3522
1422 | 5119200 | 5.3132 | 25.9562 | 27.3566
1423 | 5122800 | 5.3135 | 25.9605 | 27.3609
1424 | 5126400 | 5.3138 | 25.9648 | 27.3652
1425 | 5130000 | 5.3142 | 25.9691 | 27.3696
1426 | 5133600 | 5.3145 | 25.9734 | 27.3739
1427 | 5137200 | 5.3148 | 25.9777 | 27.3783
1428 | 5140800 | 5.3151 | 25.982 | 27.3826
1429 | 5144400 | 5.3155 | 25.9864 | 27.3869
1430 | 5148000 | 5.3158 | 25.9907 | 27.3913
1431 | 5151600 | 5.3161 | 25.995 | 27.3956
1432 | 5155200 | 5.3164 | 25.9993 | 27.3999
1433 | 5158800 | 5.3168 | 26.0036 | 27.4043
1434 | 5162400 | 5.3171 | 26.0079 | 27.4086
1435 | 5166000 | 5.3174 | 26.0122 | 27.4129
1436 | 5169600 | 5.3177 | 26.0165 | 27.4172
1437 | 5173200 | 5.3181 | 26.0208 | 27.4216
1438 | 5176800 | 5.3184 | 26.0251 | 27.4259
1439 | 5180400 | 5.3187 | 26.0294 | 27.4302
1440 | 5184000 | 5.319 | 26.0337 | 27.4345
1441 | 5187600 | 5.3194 | 26.0379 | 27.4388
1442 | 5191200 | 5.3197 | 26.0422 | 27.4432
1443 | 5194800 | 5.32 | 26.0465 | 27.4475
1444 | 5198400 | 5.3203 | 26.0508 | 27.4518
1445 | 5202000 | 5.3206 | 26.0551 | 27.4561
1446 | 5205600 | 5.321 | 26.0594 | 27.4604
1447 | 5209200 | 5.3213 | 26.0637 | 27.4647
1448 | 5212800 | 5.3216 | 26.0679 | 27.469
1449 | 5216400 | 5.3219 | 26.0722 | 27.4733
1450 | 5220000 | 5.3222 | 26.0765 | 27.4776
1451 | 5223600 | 5.3226 | 26.0808 | 27.4819
1452 | 5227200 | 5.3229 | 26.0851 | 27.4862
1453 | 5230800 | 5.3232 | 26.0893 | 27.4905
1454 | 5234400 | 5.3235 | 26.0936 | 27.4948
1455 | 5238000 | 5.3238 | 26.0979 | 27.4991
1456 | 5241600 | 5.3241 | 26.1022 | 27.5034
1457 | 5245200 | 5.3245 | 26.1064 | 27.5077
1458 | 5248800 | 5.3248 | 26.1107 | 27.512
1459 | 5252400 | 5.3251 | 26.115 | 27.5163
1460 | 5256000 | 5.3254 | 26.1192 | 27.5206
1461 | 5259600 | 5.3257 | 26.1235 | 27.5249
1462 | 5263200 | 5.326 | 26.1278 | 27.5292
1463 | 5266800 | 5.3264 | 26.132 | 27.5335
1464 | 5270400 | 5.3267 | 26.1363 | 27.5378
1465 | 5274000 | 5.327 | 26.1405 | 27.542
1466 | 5277600 | 5.3273 | 26.1448 | 27.5463
1467 | 5281200 | 5.3276 | 26.149 | 27.5506
1468 | 5284800 | 5.3279 | 26.1533 | 27.5549
1469 | 5288400 | 5.3282 | 26.1576 | 27.5592
1470 | 5292000 | 5.3286 | 26.1618 | 27.5634
1471 | 5295600 | 5.3289 | 26.1661 | 27.5677
1472 | 5299200 | 5.3292 | 26.1703 | 27.572
1473 | 5302800 | 5.3295 | 26.1746 | 27.5763
1474 | 5306400 | 5.3298 | 26.1788 | 27.5805
1475 | 5310000 | 5.3301 | 26.183 | 27.5848
1476 | 5313600 | 5.3304 | 26.1873 | 27.5891
1477 | 5317200 | 5.3307 | 26.1915 | 27.5933
1478 | 5320800 | 5.331 | 26.1958 | 27.5976
1479 | 5324400 | 5.3314 | 26.2 | 27.6019
1480 | 5328000 | 5.3317 | 26.2043 | 27.6061
1481 | 5331600 | 5.332 | 26.2085 | 27.6104
1482 | 5335200 | 5.3323 | 26.2127 | 27.6147
1483 | 5338800 | 5.3326 | 26.217 | 27.6189
1484 | 5342400 | 5.3329 | 26.2212 | 27.6232
1485 | 5346000 | 5.3332 | 26.2254 | 27.6274
1486 | 5349600 | 5.3335 | 26.2297 | 27.6317
1487 | 5353200 | 5.3338 | 26.2339 | 27.6359
1488 | 5356800 | 5.3341 | 26.2381 | 27.6402
1489 | 5360400 | 5.3344 | 26.2423 | 27.6444
1490 | 5364000 | 5.3347 | 26.2466 | 27.6487
1491 | 5367600 | 5.3351 | 26.2508 | 27.6529
1492 | 5371200 | 5.3354 | 26.255 | 27.6572
1493 | 5374800 | 5.3357 | 26.2592 | 27.6614
1494 | 5378400 | 5.336 | 26.2634 | 27.6657
1495 | 5382000 | 5.3363 | 26.2677 | 27.6699
1496 | 5385600 | 5.3366 | 26.2719 | 27.6742
1497 | 5389200 | 5.3369 | 26.2761 | 27.6784
1498 | 5392800 | 5.3372 | 26.2803 | 27.6826
1499 | 5396400 | 5.3375 | 26.2845 | 27.6869
1500 | 5400000 | 5.3378 | 26.2887 | 27.6911
1501 | 5403600 | 5.3381 | 26.2929 | 27.6954
1502 | 5407200 | 5.3384 | 26.2972 | 27.6996
1503 | 5410800 | 5.3387 | 26.3014 | 27.7038
1504 | 5414400 | 5.339 | 26.3056 | 27.7081
1505 | 5418000 | 5.3393 | 26.3098 | 27.7123
1506 | 5421600 | 5.3396 | 26.314 | 27.7165
1507 | 5425200 | 5.3399 | 26.3182 | 27.7207
1508 | 5428800 | 5.3402 | 26.3224 | 27.725
1509 | 5432400 | 5.3405 | 26.3266 | 27.7292
1510 | 5436000 | 5.3408 | 26.3308 | 27.7334
1511 | 5439600 | 5.3411 | 26.335 | 27.7376
1512 | 5443200 | 5.3414 | 26.3392 | 27.7419
1513 | 5446800 | 5.3417 | 26.3434 | 27.7461
1514 | 5450400 | 5.342 | 26.3476 | 27.7503
1515 | 5454000 | 5.3423 | 26.3518 | 27.7545
1516 | 5457600 | 5.3426 | 26.3559 | 27.7587
1517 | 5461200 | 5.3429 | 26.3601 | 27.7629
1518 | 5464800 | 5.3432 | 26.3643 | 27.7671
1519 | 5468400 | 5.3435 | 26.3685 | 27.7714
1520 | 5472000 | 5.3438 | 26.3727 | 27.7756
1521 | 5475600 | 5.3441 | 26.3769 | 27.7798
1522 | 5479200 | 5.3444 | 26.3811 | 27.784
1523 | 5482800 | 5.3447 | 26.3852 | 27.7882
1524 | 5486400 | 5.345 | 26.3894 | 27.7924
1525 | 5490000 | 5.3453 | 26.3936 | 27.7966
1526 | 5493600 | 5.3456 | 26.3978 | 27.8008
1527 | 5497200 | 5.3459 | 26.402 | 27.805
1528 | 5500800 | 5.3462 | 26.4061 | 27.8092
1529 | 5504400 | 5.3465 | 26.4103 | 27.8134
1530 | 5508000 | 5.3468 | 26.4145 | 27.8176
1531 | 5511600 | 5.3471 | 26.4187 | 27.8218
1532 | 5515200 | 5.3474 | 26.4228 | 27.826
1533 | 5518800 | 5.3477 | 26.427 | 27.8302
1534 | 5522400 | 5.348 | 26.4312 | 27.8344
1535 | 5526000 | 5.3482 | 26.4353 | 27.8386
1536 | 5529600 | 5.3485 | 26.4395 | 27.8427
1537 | 5533200 | 5.3488 | 26.4437 | 27.8469
1538 | 5536800 | 5.3491 | 26.4478 | 27.8511
1539 | 5540400 | 5.3494 | 26.452 | 27.8553
1540 | 5544000 | 5.3497 | 26.4561 | 27.8595
1541 | 5547600 | 5.35 | 26.4603 | 27.8637
1542 | 5551200 | 5.3503 | 26.4645 | 27.8678
1543 | 5554800 | 5.3506 | 26.4686 | 27.872
1544 | 5558400 | 5.3509 | 26.4728 | 27.8762
1545 | 5562000 | 5.3512 | 26.4769 | 27.8804
1546 | 5565600 | 5.3515 | 26.4811 | 27.8846
1547 | 5569200 | 5.3518 | 26.4852 | 27.8887
1548 | 5572800 | 5.352 | 26.4894 | 27.8929
1549 | 5576400 | 5.3523 | 26.4935 | 27.8971
1550 | 5580000 | 5.3526 | 26.4977 | 27.9012
1551 | 5583600 | 5.3529 | 26.5018 | 27.9054
1552 | 5587200 | 5.3532 | 26.506 | 27.9096
1553 | 5590800 | 5.3535 | 26.5101 | 27.9137
1554 | 5594400 | 5.3538 | 26.5142 | 27.9179
1555 | 5598000 | 5.3541 | 26.5184 | 27.9221
1556 | 5601600 | 5.3544 | 26.5225 | 27.9262
1557 | 5605200 | 5.3546 | 26.5267 | 27.9304
1558 | 5608800 | 5.3549 | 26.5308 | 27.9346
1559 | 5612400 | 5.3552 | 26.5349 | 27.9387
1560 | 5616000 | 5.3555 | 26.5391 | 27.9429
1561 | 5619600 | 5.3558 | 26.5432 | 27.947
1562 | 5623200 | 5.3561 | 26.5473 | 27.9512
1563 | 5626800 | 5.3564 | 26.5515 | 27.9553
1564 | 5630400 | 5.3566 | 26.5556 | 27.9595
1565 | 5634000 | 5.3569 | 26.5597 | 27.9637
1566 | 5637600 | 5.3572 | 26.5639 | 27.9678
1567 | 5641200 | 5.3575 | 26.568 | 27.9719
1568 | 5644800 | 5.3578 | 26.5721 | 27.9761
1569 | 5648400 | 5.3581 | 26.5762 | 27.9802
1570 | 5652000 | 5.3584 | 26.5803 | 27.9844
1571 | 5655600 | 5.3586 | 26.5845 | 27.9885
1572 | 5659200 | 5.3589 | 26.5886 | 27.9927
1573 | 5662800 | 5.3592 | 26.5927 | 27.9968
1574 | 5666400 | 5.3595 | 26.5968 | 28.001
1575 | 5670000 | 5.3598 | 26.6009 | 28.0051
1576 | 5673600 | 5.3601 | 26.6051 | 28.0092
1577 | 5677200 | 5.3603 | 26.6092 | 28.0134
1578 | 5680800 | 5.3606 | 26.6133 | 28.0175
1579 | 5684400 | 5.3609 | 26.6174 | 28.0216
1580 | 5688000 | 5.3612 | 26.6215 | 28.0258
1581 | 5691600 | 5.3615 | 26.6256 | 28.0299
1582 | 5695200 | 5.3618 | 26.6297 | 28.034
1583 | 5698800 | 5.362 | 26.6338 | 28.0382
1584 | 5702400 | 5.3623 | 26.6379 | 28.0423
1585 | 5706000 | 5.3626 | 26.642 | 28.0464
1586 | 5709600 | 5.3629 | 26.6461 | 28.0505
1587 | 5713200 | 5.3632 | 26.6502 | 28.0547
1588 | 5716800 | 5.3634 | 26.6543 | 28.0588
1589 | 5720400 | 5.3637 | 26.6584 | 28.0629
1590 | 5724000 | 5.364 | 26.6625 | 28.067
1591 | 5727600 | 5.3643 | 26.6666 | 28.0711
1592 | 5731200 | 5.3646 | 26.6707 | 28.0753
1593 | 5734800 | 5.3648 | 26.6748 | 28.0794
1594 | 5738400 | 5.3651 | 26.6789 | 28.0835
1595 | 5742000 | 5.3654 | 26.683 | 28.0876
1596 | 5745600 | 5.3657 | 26.6871 | 28.0917
1597 | 5749200 | 5.3659 | 26.6912 | 28.0958
1598 | 5752800 | 5.3662 | 26.6953 | 28.0999
1599 | 5756400 | 5.3665 | 26.6994 | 28.1041
1600 | 5760000 | 5.3668 | 26.7034 | 28.1082
1601 | 5763600 | 5.367 | 26.7075 | 28.1123
1602 | 5767200 | 5.3673 | 26.7116 | 28.1164
1603 | 5770800 | 5.3676 | 26.7157 | 28.1205
1604 | 5774400 | 5.3679 | 26.7198 | 28.1246
1605 | 5778000 | 5.3682 | 26.7239 | 28.1287
1606 | 5781600 | 5.3684 | 26.7279 | 28.1328
1607 | 5785200 | 5.3687 | 26.732 | 28.1369
1608 | 5788800 | 5.369 | 26.7361 | 28.141
1609 | 5792400 | 5.3693 | 26.7402 | 28.1451
1610 | 5796000 | 5.3695 | 26.7442 | 28.1492
1611 | 5799600 | 5.3698 | 26.7483 | 28.1533
1612 | 5803200 | 5.3701 | 26.7524 | 28.1574
1613 | 5806800 | 5.3703 | 26.7564 | 28.1615
1614 | 5810400 | 5.3706 | 26.7605 | 28.1655
1615 | 5814000 | 5.3709 | 26.7646 | 28.1696
1616 | 5817600 | 5.3712 | 26.7687 | 28.1737
1617 | 5821200 | 5.3714 | 26.7727 | 28.1778
1618 | 5824800 | 5.3717 | 26.7768 | 28.1819
1619 | 5828400 | 5.372 | 26.7808 | 28.186
1620 | 5832000 | 5.3723 | 26.7849 | 28.1901
1621 | 5835600 | 5.3725 | 26.789 | 28.1941
1622 | 5839200 | 5.3728 | 26.793 | 28.1982
1623 | 5842800 | 5.3731 | 26.7971 | 28.2023
1624 | 5846400 | 5.3733 | 26.8011 | 28.2064
1625 | 5850000 | 5.3736 | 26.8052 | 28.2105
1626 | 5853600 | 5.3739 | 26.8093 | 28.2145
1627 | 5857200 | 5.3741 | 26.8133 | 28.2186
1628 | 5860800 | 5.3744 | 26.8174 | 28.2227
1629 | 5864400 | 5.3747 | 26.8214 | 28.2268
1630 | 5868000 | 5.375 | 26.8255 | 28.2308
1631 | 5871600 | 5.3752 | 26.8295 | 28.2349
1632 | 5875200 | 5.3755 | 26.8336 | 28.239
1633 | 5878800 | 5.3758 | 26.8376 | 28.243
1634 | 5882400 | 5.376 | 26.8416 | 28.2471
1635 | 5886000 | 5.3763 | 26.8457 | 28.2512
1636 | 5889600 | 5.3766 | 26.8497 | 28.2552
1637 | 5893200 | 5.3768 | 26.8538 | 28.2593
1638 | 5896800 | 5.3771 | 26.8578 | 28.2634
1639 | 5900400 | 5.3774 | 26.8619 | 28.2674
1640 | 5904000 | 5.3776 | 26.8659 | 28.2715
1641 | 5907600 | 5.3779 | 26.8699 | 28.2755
1642 | 5911200 | 5.3782 | 26.874 | 28.2796
1643 | 5914800 | 5.3784 | 26.878 | 28.2837
1644 | 5918400 | 5.3787 | 26.882 | 28.2877
1645 | 5922000 | 5.379 | 26.8861 | 28.2918
1646 | 5925600 | 5.3792 | 26.8901 | 28.2958
1647 | 5929200 | 5.3795 | 26.8941 | 28.2999
1648 | 5932800 | 5.3798 | 26.8982 | 28.3039
1649 | 5936400 | 5.38 | 26.9022 | 28.308
1650 | 5940000 | 5.3803 | 26.9062 | 28.312
1651 | 5943600 | 5.3806 | 26.9102 | 28.3161
1652 | 5947200 | 5.3808 | 26.9143 | 28.3201
1653 | 5950800 | 5.3811 | 26.9183 | 28.3242
1654 | 5954400 | 5.3814 | 26.9223 | 28.3282
1655 | 5958000 | 5.3816 | 26.9263 | 28.3322
1656 | 5961600 | 5.3819 | 26.9303 | 28.3363
1657 | 5965200 | 5.3821 | 26.9344 | 28.3403
1658 | 5968800 | 5.3824 | 26.9384 | 28.3444
1659 | 5972400 | 5.3827 | 26.9424 | 28.3484
1660 | 5976000 | 5.3829 | 26.9464 | 28.3524
1661 | 5979600 | 5.3832 | 26.9504 | 28.3565
1662 | 5983200 | 5.3835 | 26.9544 | 28.3605
1663 | 5986800 | 5.3837 | 26.9585 | 28.3645
1664 | 5990400 | 5.384 | 26.9625 | 28.3686
1665 | 5994000 | 5.3842 | 26.9665 | 28.3726
1666 | 5997600 | 5.3845 | 26.9705 | 28.3766
1667 | 6001200 | 5.3848 | 26.9745 | 28.3807
1668 | 6004800 | 5.385 | 26.9785 | 28.3847
1669 | 6008400 | 5.3853 | 26.9825 | 28.3887
1670 | 6012000 | 5.3855 | 26.9865 | 28.3927
1671 | 6015600 | 5.3858 | 26.9905 | 28.3968
1672 | 6019200 | 5.3861 | 26.9945 | 28.4008
1673 | 6022800 | 5.3863 | 26.9985 | 28.4048
1674 | 6026400 | 5.3866 | 27.0025 | 28.4088
1675 | 6030000 | 5.3868 | 27.0065 | 28.4128
1676 | 6033600 | 5.3871 | 27.0105 | 28.4169
1677 | 6037200 | 5.3874 | 27.0145 | 28.4209
1678 | 6040800 | 5.3876 | 27.0185 | 28.4249
1679 | 6044400 | 5.3879 | 27.0225 | 28.4289
1680 | 6048000 | 5.3881 | 27.0265 | 28.4329
1681 | 6051600 | 5.3884 | 27.0305 | 28.4369
1682 | 6055200 | 5.3886 | 27.0345 | 28.4409
1683 | 6058800 | 5.3889 | 27.0385 | 28.445
1684 | 6062400 | 5.3892 | 27.0424 | 28.449
1685 | 6066000 | 5.3894 | 27.0464 | 28.453
1686 | 6069600 | 5.3897 | 27.0504 | 28.457
1687 | 6073200 | 5.3899 | 27.0544 | 28.461
1688 | 6076800 | 5.3902 | 27.0584 | 28.465
1689 | 6080400 | 5.3904 | 27.0624 | 28.469
1690 | 6084000 | 5.3907 | 27.0663 | 28.473
1691 | 6087600 | 5.3909 | 27.0703 | 28.477
1692 | 6091200 | 5.3912 | 27.0743 | 28.481
1693 | 6094800 | 5.3915 | 27.0783 | 28.485
1694 | 6098400 | 5.3917 | 27.0823 | 28.489
1695 | 6102000 | 5.392 | 27.0862 | 28.493
1696 | 6105600 | 5.3922 | 27.0902 | 28.497
1697 | 6109200 | 5.3925 | 27.0942 | 28.501
1698 | 6112800 | 5.3927 | 27.0982 | 28.505
1699 | 6116400 | 5.393 | 27.1021 | 28.509
1700 | 6120000 | 5.3932 | 27.1061 | 28.5129
1701 | 6123600 | 5.3935 | 27.1101 | 28.5169
1702 | 6127200 | 5.3937 | 27.114 | 28.5209
1703 | 6130800 | 5.394 | 27.118 | 28.5249
1704 | 6134400 | 5.3942 | 27.122 | 28.5289
1705 | 6138000 | 5.3945 | 27.1259 | 28.5329
1706 | 6141600 | 5.3948 | 27.1299 | 28.5369
1707 | 6145200 | 5.395 | 27.1339 | 28.5408
1708 | 6148800 | 5.3953 | 27.1378 | 28.5448
1709 | 6152400 | 5.3955 | 27.1418 | 28.5488
1710 | 6156000 | 5.3958 | 27.1457 | 28.5528
1711 | 6159600 | 5.396 | 27.1497 | 28.5568
1712 | 6163200 | 5.3963 | 27.1537 | 28.5607
1713 | 6166800 | 5.3965 | 27.1576 | 28.5647
1714 | 6170400 | 5.3968 | 27.1616 | 28.5687
1715 | 6174000 | 5.397 | 27.1655 | 28.5727
1716 | 6177600 | 5.3973 | 27.1695 | 28.5766
1717 | 6181200 | 5.3975 | 27.1734 | 28.5806
1718 | 6184800 | 5.3978 | 27.1774 | 28.5846
1719 | 6188400 | 5.398 | 27.1813 | 28.5886
1720 | 6192000 | 5.3983 | 27.1853 | 28.5925
1721 | 6195600 | 5.3985 | 27.1892 | 28.5965
1722 | 6199200 | 5.3988 | 27.1932 | 28.6005
1723 | 6202800 | 5.399 | 27.1971 | 28.6044
1724 | 6206400 | 5.3993 | 27.2011 | 28.6084
1725 | 6210000 | 5.3995 | 27.205 | 28.6123
1726 | 6213600 | 5.3998 | 27.2089 | 28.6163
1727 | 6217200 | 5.4 | 27.2129 | 28.6203
1728 | 6220800 | 5.4002 | 27.2168 | 28.6242
1729 | 6224400 | 5.4005 | 27.2208 | 28.6282
1730 | 6228000 | 5.4007 | 27.2247 | 28.6321
1731 | 6231600 | 5.401 | 27.2286 | 28.6361
1732 | 6235200 | 5.4012 | 27.2326 | 28.6401
1733 | 6238800 | 5.4015 | 27.2365 | 28.644
1734 | 6242400 | 5.4017 | 27.2404 | 28.648
1735 | 6246000 | 5.402 | 27.2444 | 28.6519
1736 | 6249600 | 5.4022 | 27.2483 | 28.6559
1737 | 6253200 | 5.4025 | 27.2522 | 28.6598
1738 | 6256800 | 5.4027 | 27.2562 | 28.6638
1739 | 6260400 | 5.403 | 27.2601 | 28.6677
1740 | 6264000 | 5.4032 | 27.264 | 28.6717
1741 | 6267600 | 5.4034 | 27.2679 | 28.6756
1742 | 6271200 | 5.4037 | 27.2719 | 28.6795
1743 | 6274800 | 5.4039 | 27.2758 | 28.6835
1744 | 6278400 | 5.4042 | 27.2797 | 28.6874
1745 | 6282000 | 5.4044 | 27.2836 | 28.6914
1746 | 6285600 | 5.4047 | 27.2875 | 28.6953
1747 | 6289200 | 5.4049 | 27.2915 | 28.6993
1748 | 6292800 | 5.4052 | 27.2954 | 28.7032
1749 | 6296400 | 5.4054 | 27.2993 | 28.7071
1750 | 6300000 | 5.4056 | 27.3032 | 28.7111
1751 | 6303600 | 5.4059 | 27.3071 | 28.715
1752 | 6307200 | 5.4061 | 27.311 | 28.7189
1753 | 6310800 | 5.4064 | 27.315 | 28.7229
1754 | 6314400 | 5.4066 | 27.3189 | 28.7268
1755 | 6318000 | 5.4068 | 27.3228 | 28.7307
1756 | 6321600 | 5.4071 | 27.3267 | 28.7347
1757 | 6325200 | 5.4073 | 27.3306 | 28.7386
1758 | 6328800 | 5.4076 | 27.3345 | 28.7425
1759 | 6332400 | 5.4078 | 27.3384 | 28.7464
1760 | 6336000 | 5.4081 | 27.3423 | 28.7504
1761 | 6339600 | 5.4083 | 27.3462 | 28.7543
1762 | 6343200 | 5.4085 | 27.3501 | 28.7582
1763 | 6346800 | 5.4088 | 27.354 | 28.7621
1764 | 6350400 | 5.409 | 27.3579 | 28.766
1765 | 6354000 | 5.4093 | 27.3618 | 28.77
1766 | 6357600 | 5.4095 | 27.3657 | 28.7739
1767 | 6361200 | 5.4097 | 27.3696 | 28.7778
1768 | 6364800 | 5.41 | 27.3735 | 28.7817
1769 | 6368400 | 5.4102 | 27.3774 | 28.7856
1770 | 6372000 | 5.4105 | 27.3813 | 28.7896
1771 | 6375600 | 5.4107 | 27.3852 | 28.7935
1772 | 6379200 | 5.4109 | 27.3891 | 28.7974
1773 | 6382800 | 5.4112 | 27.393 | 28.8013
1774 | 6386400 | 5.4114 | 27.3969 | 28.8052
1775 | 6390000 | 5.4116 | 27.4008 | 28.8091
1776 | 6393600 | 5.4119 | 27.4047 | 28.813
1777 | 6397200 | 5.4121 | 27.4086 | 28.8169
1778 | 6400800 | 5.4124 | 27.4124 | 28.8208
1779 | 6404400 | 5.4126 | 27.4163 | 28.8247
1780 | 6408000 | 5.4128 | 27.4202 | 28.8286
1781 | 6411600 | 5.4131 | 27.4241 | 28.8325
1782 | 6415200 | 5.4133 | 27.428 | 28.8364
1783 | 6418800 | 5.4135 | 27.4319 | 28.8403
1784 | 6422400 | 5.4138 | 27.4357 | 28.8442
1785 | 6426000 | 5.414 | 27.4396 | 28.8481
1786 | 6429600 | 5.4143 | 27.4435 | 28.852
1787 | 6433200 | 5.4145 | 27.4474 | 28.8559
1788 | 6436800 | 5.4147 | 27.4512 | 28.8598
1789 | 6440400 | 5.415 | 27.4551 | 28.8637
1790 | 6444000 | 5.4152 | 27.459 | 28.8676
1791 | 6447600 | 5.4154 | 27.4629 | 28.8715
1792 | 6451200 | 5.4157 | 27.4667 | 28.8754
1793 | 6454800 | 5.4159 | 27.4706 | 28.8793
1794 | 6458400 | 5.4161 | 27.4745 | 28.8832
1795 | 6462000 | 5.4164 | 27.4784 | 28.8871
1796 | 6465600 | 5.4166 | 27.4822 | 28.891
1797 | 6469200 | 5.4168 | 27.4861 | 28.8948
1798 | 6472800 | 5.4171 | 27.49 | 28.8987
1799 | 6476400 | 5.4173 | 27.4938 | 28.9026
1800 | 6480000 | 5.4175 | 27.4977 | 28.9065
1801 | 6483600 | 5.4178 | 27.5015 | 28.9104
1802 | 6487200 | 5.418 | 27.5054 | 28.9143
1803 | 6490800 | 5.4182 | 27.5093 | 28.9181
1804 | 6494400 | 5.4185 | 27.5131 | 28.922
1805 | 6498000 | 5.4187 | 27.517 | 28.9259
1806 | 6501600 | 5.4189 | 27.5208 | 28.9298
1807 | 6505200 | 5.4192 | 27.5247 | 28.9336
1808 | 6508800 | 5.4194 | 27.5286 | 28.9375
1809 | 6512400 | 5.4196 | 27.5324 | 28.9414
1810 | 6516000 | 5.4199 | 27.5363 | 28.9453
1811 | 6519600 | 5.4201 | 27.5401 | 28.9491
1812 | 6523200 | 5.4203 | 27.544 | 28.953
1813 | 6526800 | 5.4206 | 27.5478 | 28.9569
1814 | 6530400 | 5.4208 | 27.5517 | 28.9607
1815 | 6534000 | 5.421 | 27.5555 | 28.9646
1816 | 6537600 | 5.4212 | 27.5594 | 28.9685
1817 | 6541200 | 5.4215 | 27.5632 | 28.9723
1818 | 6544800 | 5.4217 | 27.5671 | 28.9762
1819 | 6548400 | 5.4219 | 27.5709 | 28.9801
1820 | 6552000 | 5.4222 | 27.5748 | 28.9839
1821 | 6555600 | 5.4224 | 27.5786 | 28.9878
1822 | 6559200 | 5.4226 | 27.5824 | 28.9917
1823 | 6562800 | 5.4228 | 27.5863 | 28.9955
1824 | 6566400 | 5.4231 | 27.5901 | 28.9994
1825 | 6570000 | 5.4233 | 27.594 | 29.0032
1826 | 6573600 | 5.4235 | 27.5978 | 29.0071
1827 | 6577200 | 5.4238 | 27.6016 | 29.0109
1828 | 6580800 | 5.424 | 27.6055 | 29.0148
1829 | 6584400 | 5.4242 | 27.6093 | 29.0186
1830 | 6588000 | 5.4244 | 27.6131 | 29.0225
1831 | 6591600 | 5.4247 | 27.617 | 29.0263
1832 | 6595200 | 5.4249 | 27.6208 | 29.0302
1833 | 6598800 | 5.4251 | 27.6246 | 29.034
1834 | 6602400 | 5.4254 | 27.6285 | 29.0379
1835 | 6606000 | 5.4256 | 27.6323 | 29.0417
1836 | 6609600 | 5.4258 | 27.6361 | 29.0456
1837 | 6613200 | 5.426 | 27.6399 | 29.0494
1838 | 6616800 | 5.4263 | 27.6438 | 29.0533
1839 | 6620400 | 5.4265 | 27.6476 | 29.0571
1840 | 6624000 | 5.4267 | 27.6514 | 29.061
1841 | 6627600 | 5.4269 | 27.6552 | 29.0648
1842 | 6631200 | 5.4272 | 27.6591 | 29.0686
1843 | 6634800 | 5.4274 | 27.6629 | 29.0725
1844 | 6638400 | 5.4276 | 27.6667 | 29.0763
1845 | 6642000 | 5.4278 | 27.6705 | 29.0802
1846 | 6645600 | 5.4281 | 27.6743 | 29.084
1847 | 6649200 | 5.4283 | 27.6782 | 29.0878
1848 | 6652800 | 5.4285 | 27.682 | 29.0917
1849 | 6656400 | 5.4287 | 27.6858 | 29.0955
1850 | 6660000 | 5.429 | 27.6896 | 29.0993
1851 | 6663600 | 5.4292 | 27.6934 | 29.1032
1852 | 6667200 | 5.4294 | 27.6972 | 29.107
1853 | 6670800 | 5.4296 | 27.701 | 29.1108
1854 | 6674400 | 5.4299 | 27.7049 | 29.1146
1855 | 6678000 | 5.4301 | 27.7087 | 29.1185
1856 | 6681600 | 5.4303 | 27.7125 | 29.1223
1857 | 6685200 | 5.4305 | 27.7163 | 29.1261
1858 | 6688800 | 5.4307 | 27.7201 | 29.1299
1859 | 6692400 | 5.431 | 27.7239 | 29.1338
1860 | 6696000 | 5.4312 | 27.7277 | 29.1376
1861 | 6699600 | 5.4314 | 27.7315 | 29.1414
1862 | 6703200 | 5.4316 | 27.7353 | 29.1452
1863 | 6706800 | 5.4319 | 27.7391 | 29.1491
1864 | 6710400 | 5.4321 | 27.7429 | 29.1529
1865 | 6714000 | 5.4323 | 27.7467 | 29.1567
1866 | 6717600 | 5.4325 | 27.7505 | 29.1605
1867 | 6721200 | 5.4327 | 27.7543 | 29.1643
1868 | 6724800 | 5.433 | 27.7581 | 29.1681
1869 | 6728400 | 5.4332 | 27.7619 | 29.1719
1870 | 6732000 | 5.4334 | 27.7657 | 29.1758
1871 | 6735600 | 5.4336 | 27.7695 | 29.1796
1872 | 6739200 | 5.4338 | 27.7733 | 29.1834
1873 | 6742800 | 5.4341 | 27.7771 | 29.1872
1874 | 6746400 | 5.4343 | 27.7808 | 29.191
1875 | 6750000 | 5.4345 | 27.7846 | 29.1948
1876 | 6753600 | 5.4347 | 27.7884 | 29.1986
1877 | 6757200 | 5.4349 | 27.7922 | 29.2024
1878 | 6760800 | 5.4352 | 27.796 | 29.2062
1879 | 6764400 | 5.4354 | 27.7998 | 29.21
1880 | 6768000 | 5.4356 | 27.8036 | 29.2138
1881 | 6771600 | 5.4358 | 27.8074 | 29.2176
1882 | 6775200 | 5.436 | 27.8111 | 29.2214
1883 | 6778800 | 5.4363 | 27.8149 | 29.2252
1884 | 6782400 | 5.4365 | 27.8187 | 29.229
1885 | 6786000 | 5.4367 | 27.8225 | 29.2328
1886 | 6789600 | 5.4369 | 27.8263 | 29.2366
1887 | 6793200 | 5.4371 | 27.83 | 29.2404
1888 | 6796800 | 5.4373 | 27.8338 | 29.2442
1889 | 6800400 | 5.4376 | 27.8376 | 29.248
1890 | 6804000 | 5.4378 | 27.8414 | 29.2518
1891 | 6807600 | 5.438 | 27.8451 | 29.2556
1892 | 6811200 | 5.4382 | 27.8489 | 29.2594
1893 | 6814800 | 5.4384 | 27.8527 | 29.2632
1894 | 6818400 | 5.4387 | 27.8565 | 29.267
1895 | 6822000 | 5.4389 | 27.8602 | 29.2708
1896 | 6825600 | 5.4391 | 27.864 | 29.2745
1897 | 6829200 | 5.4393 | 27.8678 | 29.2783
1898 | 6832800 | 5.4395 | 27.8715 | 29.2821
1899 | 6836400 | 5.4397 | 27.8753 | 29.2859
1900 | 6840000 | 5.4399 | 27.8791 | 29.2897
1901 | 6843600 | 5.4402 | 27.8828 | 29.2935
1902 | 6847200 | 5.4404 | 27.8866 | 29.2972
1903 | 6850800 | 5.4406 | 27.8904 | 29.301
1904 | 6854400 | 5.4408 | 27.8941 | 29.3048
1905 | 6858000 | 5.441 | 27.8979 | 29.3086
1906 | 6861600 | 5.4412 | 27.9016 | 29.3124
1907 | 6865200 | 5.4415 | 27.9054 | 29.3161
1908 | 6868800 | 5.4417 | 27.9092 | 29.3199
1909 | 6872400 | 5.4419 | 27.9129 | 29.3237
1910 | 6876000 | 5.4421 | 27.9167 | 29.3275
1911 | 6879600 | 5.4423 | 27.9204 | 29.3312
1912 | 6883200 | 5.4425 | 27.9242 | 29.335
1913 | 6886800 | 5.4427 | 27.9279 | 29.3388
1914 | 6890400 | 5.4429 | 27.9317 | 29.3425
1915 | 6894000 | 5.4432 | 27.9354 | 29.3463
1916 | 6897600 | 5.4434 | 27.9392 | 29.3501
1917 | 6901200 | 5.4436 | 27.943 | 29.3539
1918 | 6904800 | 5.4438 | 27.9467 | 29.3576
1919 | 6908400 | 5.444 | 27.9504 | 29.3614
1920 | 6912000 | 5.4442 | 27.9542 | 29.3651
1921 | 6915600 | 5.4444 | 27.9579 | 29.3689
1922 | 6919200 | 5.4446 | 27.9617 | 29.3727
1923 | 6922800 | 5.4449 | 27.9654 | 29.3764
1924 | 6926400 | 5.4451 | 27.9692 | 29.3802
1925 | 6930000 | 5.4453 | 27.9729 | 29.384
1926 | 6933600 | 5.4455 | 27.9767 | 29.3877
1927 | 6937200 | 5.4457 | 27.9804 | 29.3915
1928 | 6940800 | 5.4459 | 27.9841 | 29.3952
1929 | 6944400 | 5.4461 | 27.9879 | 29.399
1930 | 6948000 | 5.4463 | 27.9916 | 29.4027
1931 | 6951600 | 5.4465 | 27.9954 | 29.4065
1932 | 6955200 | 5.4468 | 27.9991 | 29.4102
1933 | 6958800 | 5.447 | 28.0028 | 29.414
1934 | 6962400 | 5.4472 | 28.0066 | 29.4177
1935 | 6966000 | 5.4474 | 28.0103 | 29.4215
1936 | 6969600 | 5.4476 | 28.014 | 29.4252
1937 | 6973200 | 5.4478 | 28.0178 | 29.429
1938 | 6976800 | 5.448 | 28.0215 | 29.4327
1939 | 6980400 | 5.4482 | 28.0252 | 29.4365
1940 | 6984000 | 5.4484 | 28.0289 | 29.4402
1941 | 6987600 | 5.4486 | 28.0327 | 29.444
1942 | 6991200 | 5.4489 | 28.0364 | 29.4477
1943 | 6994800 | 5.4491 | 28.0401 | 29.4515
1944 | 6998400 | 5.4493 | 28.0439 | 29.4552
1945 | 7002000 | 5.4495 | 28.0476 | 29.4589
1946 | 7005600 | 5.4497 | 28.0513 | 29.4627
1947 | 7009200 | 5.4499 | 28.055 | 29.4664
1948 | 7012800 | 5.4501 | 28.0587 | 29.4702
1949 | 7016400 | 5.4503 | 28.0625 | 29.4739
1950 | 7020000 | 5.4505 | 28.0662 | 29.4776
1951 | 7023600 | 5.4507 | 28.0699 | 29.4814
1952 | 7027200 | 5.4509 | 28.0736 | 29.4851
1953 | 7030800 | 5.4511 | 28.0773 | 29.4888
1954 | 7034400 | 5.4513 | 28.0811 | 29.4926
1955 | 7038000 | 5.4516 | 28.0848 | 29.4963
1956 | 7041600 | 5.4518 | 28.0885 | 29.5
1957 | 7045200 | 5.452 | 28.0922 | 29.5038
1958 | 7048800 | 5.4522 | 28.0959 | 29.5075
1959 | 7052400 | 5.4524 | 28.0996 | 29.5112
1960 | 7056000 | 5.4526 | 28.1033 | 29.515
1961 | 7059600 | 5.4528 | 28.107 | 29.5187
1962 | 7063200 | 5.453 | 28.1107 | 29.5224
1963 | 7066800 | 5.4532 | 28.1145 | 29.5261
1964 | 7070400 | 5.4534 | 28.1182 | 29.5299
1965 | 7074000 | 5.4536 | 28.1219 | 29.5336
1966 | 7077600 | 5.4538 | 28.1256 | 29.5373
1967 | 7081200 | 5.454 | 28.1293 | 29.541
1968 | 7084800 | 5.4542 | 28.133 | 29.5447
1969 | 7088400 | 5.4544 | 28.1367 | 29.5485
1970 | 7092000 | 5.4546 | 28.1404 | 29.5522
1971 | 7095600 | 5.4548 | 28.1441 | 29.5559
1972 | 7099200 | 5.455 | 28.1478 | 29.5596
1973 | 7102800 | 5.4553 | 28.1515 | 29.5633
1974 | 7106400 | 5.4555 | 28.1552 | 29.567
1975 | 7110000 | 5.4557 | 28.1589 | 29.5708
1976 | 7113600 | 5.4559 | 28.1626 | 29.5745
1977 | 7117200 | 5.4561 | 28.1663 | 29.5782
1978 | 7120800 | 5.4563 | 28.17 | 29.5819
1979 | 7124400 | 5.4565 | 28.1737 | 29.5856
1980 | 7128000 | 5.4567 | 28.1774 | 29.5893
1981 | 7131600 | 5.4569 | 28.181 | 29.593
1982 | 7135200 | 5.4571 | 28.1847 | 29.5967
1983 | 7138800 | 5.4573 | 28.1884 | 29.6004
1984 | 7142400 | 5.4575 | 28.1921 | 29.6041
1985 | 7146000 | 5.4577 | 28.1958 | 29.6078
1986 | 7149600 | 5.4579 | 28.1995 | 29.6115
1987 | 7153200 | 5.4581 | 28.2032 | 29.6152
1988 | 7156800 | 5.4583 | 28.2069 | 29.6189
1989 | 7160400 | 5.4585 | 28.2105 | 29.6226
1990 | 7164000 | 5.4587 | 28.2142 | 29.6263
1991 | 7167600 | 5.4589 | 28.2179 | 29.63
1992 | 7171200 | 5.4591 | 28.2216 | 29.6337
1993 | 7174800 | 5.4593 | 28.2253 | 29.6374
1994 | 7178400 | 5.4595 | 28.229 | 29.6411
1995 | 7182000 | 5.4597 | 28.2326 | 29.6448
1996 | 7185600 | 5.4599 | 28.2363 | 29.6485
1997 | 7189200 | 5.4601 | 28.24 | 29.6522
1998 | 7192800 | 5.4603 | 28.2437 | 29.6559
1999 | 7196400 | 5.4605 | 28.2473 | 29.6596
2000 | 7200000 | 5.4607 | 28.251 | 29.6633
2001 | 7203600 | 5.4609 | 28.2547 | 29.667
2002 | 7207200 | 5.4611 | 28.2584 | 29.6707
2003 | 7210800 | 5.4613 | 28.262 | 29.6744
2004 | 7214400 | 5.4615 | 28.2657 | 29.6781
2005 | 7218000 | 5.4617 | 28.2694 | 29.6817
2006 | 7221600 | 5.4619 | 28.273 | 29.6854
2007 | 7225200 | 5.4621 | 28.2767 | 29.6891
2008 | 7228800 | 5.4623 | 28.2804 | 29.6928
2009 | 7232400 | 5.4625 | 28.2841 | 29.6965
2010 | 7236000 | 5.4627 | 28.2877 | 29.7002
2011 | 7239600 | 5.4629 | 28.2914 | 29.7038
2012 | 7243200 | 5.4631 | 28.295 | 29.7075
2013 | 7246800 | 5.4633 | 28.2987 | 29.7112
2014 | 7250400 | 5.4635 | 28.3024 | 29.7149
2015 | 7254000 | 5.4637 | 28.306 | 29.7186
2016 | 7257600 | 5.4639 | 28.3097 | 29.7222
2017 | 7261200 | 5.4641 | 28.3134 | 29.7259
2018 | 7264800 | 5.4643 | 28.317 | 29.7296
2019 | 7268400 | 5.4645 | 28.3207 | 29.7333
2020 | 7272000 | 5.4647 | 28.3243 | 29.7369
2021 | 7275600 | 5.4649 | 28.328 | 29.7406
2022 | 7279200 | 5.4651 | 28.3316 | 29.7443
2023 | 7282800 | 5.4653 | 28.3353 | 29.7479
2024 | 7286400 | 5.4655 | 28.339 | 29.7516
2025 | 7290000 | 5.4657 | 28.3426 | 29.7553
2026 | 7293600 | 5.4659 | 28.3463 | 29.759
2027 | 7297200 | 5.4661 | 28.3499 | 29.7626
2028 | 7300800 | 5.4662 | 28.3536 | 29.7663
2029 | 7304400 | 5.4664 | 28.3572 | 29.77
2030 | 7308000 | 5.4666 | 28.3609 | 29.7736
2031 | 7311600 | 5.4668 | 28.3645 | 29.7773
2032 | 7315200 | 5.467 | 28.3682 | 29.7809
2033 | 7318800 | 5.4672 | 28.3718 | 29.7846
2034 | 7322400 | 5.4674 | 28.3754 | 29.7883
2035 | 7326000 | 5.4676 | 28.3791 | 29.7919
2036 | 7329600 | 5.4678 | 28.3827 | 29.7956
2037 | 7333200 | 5.468 | 28.3864 | 29.7992
2038 | 7336800 | 5.4682 | 28.39 | 29.8029
2039 | 7340400 | 5.4684 | 28.3937 | 29.8066
2040 | 7344000 | 5.4686 | 28.3973 | 29.8102
2041 | 7347600 | 5.4688 | 28.4009 | 29.8139
2042 | 7351200 | 5.469 | 28.4046 | 29.8175
2043 | 7354800 | 5.4692 | 28.4082 | 29.8212
2044 | 7358400 | 5.4694 | 28.4119 | 29.8248
2045 | 7362000 | 5.4696 | 28.4155 | 29.8285
2046 | 7365600 | 5.4698 | 28.4191 | 29.8321
2047 | 7369200 | 5.4699 | 28.4228 | 29.8358
2048 | 7372800 | 5.4701 | 28.4264 | 29.8394
2049 | 7376400 | 5.4703 | 28.43 | 29.8431
2050 | 7380000 | 5.4705 | 28.4337 | 29.8467
2051 | 7383600 | 5.4707 | 28.4373 | 29.8504
2052 | 7387200 | 5.4709 | 28.4409 | 29.854
2053 | 7390800 | 5.4711 | 28.4446 | 29.8577
2054 | 7394400 | 5.4713 | 28.4482 | 29.8613
2055 | 7398000 | 5.4715 | 28.4518 | 29.865
2056 | 7401600 | 5.4717 | 28.4554 | 29.8686
2057 | 7405200 | 5.4719 | 28.4591 | 29.8722
2058 | 7408800 | 5.4721 | 28.4627 | 29.8759
2059 | 7412400 | 5.4723 | 28.4663 | 29.8795
2060 | 7416000 | 5.4724 | 28.4699 | 29.8832
2061 | 7419600 | 5.4726 | 28.4736 | 29.8868
2062 | 7423200 | 5.4728 | 28.4772 | 29.8904
2063 | 7426800 | 5.473 | 28.4808 | 29.8941
2064 | 7430400 | 5.4732 | 28.4844 | 29.8977
2065 | 7434000 | 5.4734 | 28.488 | 29.9013
2066 | 7437600 | 5.4736 | 28.4917 | 29.905
2067 | 7441200 | 5.4738 | 28.4953 | 29.9086
2068 | 7444800 | 5.474 | 28.4989 | 29.9122
2069 | 7448400 | 5.4742 | 28.5025 | 29.9159
2070 | 7452000 | 5.4744 | 28.5061 | 29.9195
2071 | 7455600 | 5.4745 | 28.5097 | 29.9231
2072 | 7459200 | 5.4747 | 28.5133 | 29.9268
2073 | 7462800 | 5.4749 | 28.517 | 29.9304
2074 | 7466400 | 5.4751 | 28.5206 | 29.934
2075 | 7470000 | 5.4753 | 28.5242 | 29.9376
2076 | 7473600 | 5.4755 | 28.5278 | 29.9413
2077 | 7477200 | 5.4757 | 28.5314 | 29.9449
2078 | 7480800 | 5.4759 | 28.535 | 29.9485
2079 | 7484400 | 5.4761 | 28.5386 | 29.9521
2080 | 7488000 | 5.4762 | 28.5422 | 29.9558
2081 | 7491600 | 5.4764 | 28.5458 | 29.9594
2082 | 7495200 | 5.4766 | 28.5494 | 29.963
2083 | 7498800 | 5.4768 | 28.553 | 29.9666
2084 | 7502400 | 5.477 | 28.5566 | 29.9702
2085 | 7506000 | 5.4772 | 28.5602 | 29.9739
2086 | 7509600 | 5.4774 | 28.5638 | 29.9775
2087 | 7513200 | 5.4776 | 28.5674 | 29.9811
2088 | 7516800 | 5.4778 | 28.571 | 29.9847
2089 | 7520400 | 5.4779 | 28.5746 | 29.9883
2090 | 7524000 | 5.4781 | 28.5782 | 29.9919
2091 | 7527600 | 5.4783 | 28.5818 | 29.9955
2092 | 7531200 | 5.4785 | 28.5854 | 29.9992
2093 | 7534800 | 5.4787 | 28.589 | 30.0028
2094 | 7538400 | 5.4789 | 28.5926 | 30.0064
2095 | 7542000 | 5.4791 | 28.5962 | 30.01
2096 | 7545600 | 5.4793 | 28.5998 | 30.0136
2097 | 7549200 | 5.4794 | 28.6034 | 30.0172
2098 | 7552800 | 5.4796 | 28.607 | 30.0208
2099 | 7556400 | 5.4798 | 28.6106 | 30.0244
2100 | 7560000 | 5.48 | 28.6142 | 30.028
2101 | 7563600 | 5.4802 | 28.6178 | 30.0316
2102 | 7567200 | 5.4804 | 28.6214 | 30.0352
2103 | 7570800 | 5.4806 | 28.625 | 30.0388
2104 | 7574400 | 5.4807 | 28.6285 | 30.0424
2105 | 7578000 | 5.4809 | 28.6321 | 30.046
2106 | 7581600 | 5.4811 | 28.6357 | 30.0496
2107 | 7585200 | 5.4813 | 28.6393 | 30.0532
2108 | 7588800 | 5.4815 | 28.6429 | 30.0568
2109 | 7592400 | 5.4817 | 28.6465 | 30.0604
2110 | 7596000 | 5.4819 | 28.65 | 30.064
2111 | 7599600 | 5.482 | 28.6536 | 30.0676
2112 | 7603200 | 5.4822 | 28.6572 | 30.0712
2113 | 7606800 | 5.4824 | 28.6608 | 30.0748
2114 | 7610400 | 5.4826 | 28.6644 | 30.0784
2115 | 7614000 | 5.4828 | 28.6679 | 30.082
2116 | 7617600 | 5.483 | 28.6715 | 30.0856
2117 | 7621200 | 5.4831 | 28.6751 | 30.0892
2118 | 7624800 | 5.4833 | 28.6787 | 30.0928
2119 | 7628400 | 5.4835 | 28.6822 | 30.0964
2120 | 7632000 | 5.4837 | 28.6858 | 30.0999
2121 | 7635600 | 5.4839 | 28.6894 | 30.1035
2122 | 7639200 | 5.4841 | 28.693 | 30.1071
2123 | 7642800 | 5.4842 | 28.6965 | 30.1107
2124 | 7646400 | 5.4844 | 28.7001 | 30.1143
2125 | 7650000 | 5.4846 | 28.7037 | 30.1179
2126 | 7653600 | 5.4848 | 28.7072 | 30.1215
2127 | 7657200 | 5.485 | 28.7108 | 30.125
2128 | 7660800 | 5.4852 | 28.7144 | 30.1286
2129 | 7664400 | 5.4853 | 28.718 | 30.1322
2130 | 7668000 | 5.4855 | 28.7215 | 30.1358
2131 | 7671600 | 5.4857 | 28.7251 | 30.1394
2132 | 7675200 | 5.4859 | 28.7286 | 30.143
2133 | 7678800 | 5.4861 | 28.7322 | 30.1465
2134 | 7682400 | 5.4863 | 28.7358 | 30.1501
2135 | 7686000 | 5.4864 | 28.7393 | 30.1537
2136 | 7689600 | 5.4866 | 28.7429 | 30.1573
2137 | 7693200 | 5.4868 | 28.7465 | 30.1608
2138 | 7696800 | 5.487 | 28.75 | 30.1644
2139 | 7700400 | 5.4872 | 28.7536 | 30.168
2140 | 7704000 | 5.4873 | 28.7571 | 30.1716
2141 | 7707600 | 5.4875 | 28.7607 | 30.1751
2142 | 7711200 | 5.4877 | 28.7642 | 30.1787
2143 | 7714800 | 5.4879 | 28.7678 | 30.1823
2144 | 7718400 | 5.4881 | 28.7714 | 30.1858
2145 | 7722000 | 5.4883 | 28.7749 | 30.1894
2146 | 7725600 | 5.4884 | 28.7785 | 30.193
2147 | 7729200 | 5.4886 | 28.782 | 30.1965
2148 | 7732800 | 5.4888 | 28.7856 | 30.2001
2149 | 7736400 | 5.489 | 28.7891 | 30.2037
2150 | 7740000 | 5.4892 | 28.7927 | 30.2072
2151 | 7743600 | 5.4893 | 28.7962 | 30.2108
2152 | 7747200 | 5.4895 | 28.7998 | 30.2144
2153 | 7750800 | 5.4897 | 28.8033 | 30.2179
2154 | 7754400 | 5.4899 | 28.8069 | 30.2215
2155 | 7758000 | 5.4901 | 28.8104 | 30.225
2156 | 7761600 | 5.4902 | 28.814 | 30.2286
2157 | 7765200 | 5.4904 | 28.8175 | 30.2322
2158 | 7768800 | 5.4906 | 28.821 | 30.2357
2159 | 7772400 | 5.4908 | 28.8246 | 30.2393
2160 | 7776000 | 5.4909 | 28.8281 | 30.2428
2161 | 7779600 | 5.4911 | 28.8317 | 30.2464
2162 | 7783200 | 5.4913 | 28.8352 | 30.2499
2163 | 7786800 | 5.4915 | 28.8387 | 30.2535
2164 | 7790400 | 5.4917 | 28.8423 | 30.2571
2165 | 7794000 | 5.4918 | 28.8458 | 30.2606
2166 | 7797600 | 5.492 | 28.8494 | 30.2642
2167 | 7801200 | 5.4922 | 28.8529 | 30.2677
2168 | 7804800 | 5.4924 | 28.8564 | 30.2713
2169 | 7808400 | 5.4925 | 28.86 | 30.2748
2170 | 7812000 | 5.4927 | 28.8635 | 30.2784
2171 | 7815600 | 5.4929 | 28.867 | 30.2819
2172 | 7819200 | 5.4931 | 28.8706 | 30.2855
2173 | 7822800 | 5.4933 | 28.8741 | 30.289
2174 | 7826400 | 5.4934 | 28.8776 | 30.2925
2175 | 7830000 | 5.4936 | 28.8812 | 30.2961
2176 | 7833600 | 5.4938 | 28.8847 | 30.2996
2177 | 7837200 | 5.494 | 28.8882 | 30.3032
2178 | 7840800 | 5.4941 | 28.8918 | 30.3067
2179 | 7844400 | 5.4943 | 28.8953 | 30.3103
2180 | 7848000 | 5.4945 | 28.8988 | 30.3138
2181 | 7851600 | 5.4947 | 28.9023 | 30.3173
2182 | 7855200 | 5.4948 | 28.9059 | 30.3209
2183 | 7858800 | 5.495 | 28.9094 | 30.3244
2184 | 7862400 | 5.4952 | 28.9129 | 30.328
2185 | 7866000 | 5.4954 | 28.9164 | 30.3315
2186 | 7869600 | 5.4956 | 28.9199 | 30.335
2187 | 7873200 | 5.4957 | 28.9235 | 30.3386
2188 | 7876800 | 5.4959 | 28.927 | 30.3421
2189 | 7880400 | 5.4961 | 28.9305 | 30.3456
2190 | 7884000 | 5.4963 | 28.934 | 30.3492
2191 | 7887600 | 5.4964 | 28.9375 | 30.3527
2192 | 7891200 | 5.4966 | 28.9411 | 30.3562
2193 | 7894800 | 5.4968 | 28.9446 | 30.3598
2194 | 7898400 | 5.497 | 28.9481 | 30.3633
2195 | 7902000 | 5.4971 | 28.9516 | 30.3668
2196 | 7905600 | 5.4973 | 28.9551 | 30.3703
2197 | 7909200 | 5.4975 | 28.9586 | 30.3739
2198 | 7912800 | 5.4977 | 28.9622 | 30.3774
2199 | 7916400 | 5.4978 | 28.9657 | 30.3809
2200 | 7920000 | 5.498 | 28.9692 | 30.3845
2201 | 7923600 | 5.4982 | 28.9727 | 30.388
2202 | 7927200 | 5.4983 | 28.9762 | 30.3915
2203 | 7930800 | 5.4985 | 28.9797 | 30.395
2204 | 7934400 | 5.4987 | 28.9832 | 30.3985
2205 | 7938000 | 5.4989 | 28.9867 | 30.4021
2206 | 7941600 | 5.499 | 28.9902 | 30.4056
2207 | 7945200 | 5.4992 | 28.9937 | 30.4091
2208 | 7948800 | 5.4994 | 28.9972 | 30.4126
2209 | 7952400 | 5.4996 | 29.0007 | 30.4161
2210 | 7956000 | 5.4997 | 29.0042 | 30.4197
2211 | 7959600 | 5.4999 | 29.0077 | 30.4232
2212 | 7963200 | 5.5001 | 29.0112 | 30.4267
2213 | 7966800 | 5.5003 | 29.0148 | 30.4302
2214 | 7970400 | 5.5004 | 29.0183 | 30.4337
2215 | 7974000 | 5.5006 | 29.0218 | 30.4372
2216 | 7977600 | 5.5008 | 29.0252 | 30.4408
2217 | 7981200 | 5.5009 | 29.0287 | 30.4443
2218 | 7984800 | 5.5011 | 29.0322 | 30.4478
2219 | 7988400 | 5.5013 | 29.0357 | 30.4513
2220 | 7992000 | 5.5015 | 29.0392 | 30.4548
2221 | 7995600 | 5.5016 | 29.0427 | 30.4583
2222 | 7999200 | 5.5018 | 29.0462 | 30.4618
2223 | 8002800 | 5.502 | 29.0497 | 30.4653
2224 | 8006400 | 5.5021 | 29.0532 | 30.4688
2225 | 8010000 | 5.5023 | 29.0567 | 30.4723
2226 | 8013600 | 5.5025 | 29.0602 | 30.4758
2227 | 8017200 | 5.5027 | 29.0637 | 30.4793
2228 | 8020800 | 5.5028 | 29.0672 | 30.4828
2229 | 8024400 | 5.503 | 29.0707 | 30.4863
2230 | 8028000 | 5.5032 | 29.0742 | 30.4898
2231 | 8031600 | 5.5033 | 29.0776 | 30.4934
2232 | 8035200 | 5.5035 | 29.0811 | 30.4969
2233 | 8038800 | 5.5037 | 29.0846 | 30.5004
2234 | 8042400 | 5.5038 | 29.0881 | 30.5039
2235 | 8046000 | 5.504 | 29.0916 | 30.5073
2236 | 8049600 | 5.5042 | 29.0951 | 30.5108
2237 | 8053200 | 5.5044 | 29.0986 | 30.5143
2238 | 8056800 | 5.5045 | 29.102 | 30.5178
2239 | 8060400 | 5.5047 | 29.1055 | 30.5213
2240 | 8064000 | 5.5049 | 29.109 | 30.5248
2241 | 8067600 | 5.505 | 29.1125 | 30.5283
2242 | 8071200 | 5.5052 | 29.116 | 30.5318
2243 | 8074800 | 5.5054 | 29.1194 | 30.5353
2244 | 8078400 | 5.5055 | 29.1229 | 30.5388
2245 | 8082000 | 5.5057 | 29.1264 | 30.5423
2246 | 8085600 | 5.5059 | 29.1299 | 30.5458
2247 | 8089200 | 5.5061 | 29.1333 | 30.5493
2248 | 8092800 | 5.5062 | 29.1368 | 30.5528
2249 | 8096400 | 5.5064 | 29.1403 | 30.5562
2250 | 8100000 | 5.5066 | 29.1438 | 30.5597
2251 | 8103600 | 5.5067 | 29.1472 | 30.5632
2252 | 8107200 | 5.5069 | 29.1507 | 30.5667
2253 | 8110800 | 5.5071 | 29.1542 | 30.5702
2254 | 8114400 | 5.5072 | 29.1577 | 30.5737
2255 | 8118000 | 5.5074 | 29.1611 | 30.5772
2256 | 8121600 | 5.5076 | 29.1646 | 30.5806
2257 | 8125200 | 5.5077 | 29.1681 | 30.5841
2258 | 8128800 | 5.5079 | 29.1715 | 30.5876
2259 | 8132400 | 5.5081 | 29.175 | 30.5911
2260 | 8136000 | 5.5082 | 29.1785 | 30.5946
2261 | 8139600 | 5.5084 | 29.1819 | 30.598
2262 | 8143200 | 5.5086 | 29.1854 | 30.6015
2263 | 8146800 | 5.5087 | 29.1889 | 30.605
2264 | 8150400 | 5.5089 | 29.1923 | 30.6085
2265 | 8154000 | 5.5091 | 29.1958 | 30.612
2266 | 8157600 | 5.5092 | 29.1992 | 30.6154
2267 | 8161200 | 5.5094 | 29.2027 | 30.6189
2268 | 8164800 | 5.5096 | 29.2062 | 30.6224
2269 | 8168400 | 5.5097 | 29.2096 | 30.6258
2270 | 8172000 | 5.5099 | 29.2131 | 30.6293
2271 | 8175600 | 5.5101 | 29.2165 | 30.6328
2272 | 8179200 | 5.5102 | 29.22 | 30.6363
2273 | 8182800 | 5.5104 | 29.2235 | 30.6397
2274 | 8186400 | 5.5106 | 29.2269 | 30.6432
2275 | 8190000 | 5.5107 | 29.2304 | 30.6467
2276 | 8193600 | 5.5109 | 29.2338 | 30.6501
2277 | 8197200 | 5.5111 | 29.2373 | 30.6536
2278 | 8200800 | 5.5112 | 29.2407 | 30.6571
2279 | 8204400 | 5.5114 | 29.2442 | 30.6605
2280 | 8208000 | 5.5116 | 29.2476 | 30.664
2281 | 8211600 | 5.5117 | 29.2511 | 30.6675
2282 | 8215200 | 5.5119 | 29.2545 | 30.6709
2283 | 8218800 | 5.5121 | 29.258 | 30.6744
2284 | 8222400 | 5.5122 | 29.2614 | 30.6779
2285 | 8226000 | 5.5124 | 29.2649 | 30.6813
2286 | 8229600 | 5.5125 | 29.2683 | 30.6848
2287 | 8233200 | 5.5127 | 29.2718 | 30.6882
2288 | 8236800 | 5.5129 | 29.2752 | 30.6917
2289 | 8240400 | 5.513 | 29.2787 | 30.6951
2290 | 8244000 | 5.5132 | 29.2821 | 30.6986
2291 | 8247600 | 5.5134 | 29.2855 | 30.7021
2292 | 8251200 | 5.5135 | 29.289 | 30.7055
2293 | 8254800 | 5.5137 | 29.2924 | 30.709
2294 | 8258400 | 5.5139 | 29.2959 | 30.7124
2295 | 8262000 | 5.514 | 29.2993 | 30.7159
2296 | 8265600 | 5.5142 | 29.3028 | 30.7193
2297 | 8269200 | 5.5144 | 29.3062 | 30.7228
2298 | 8272800 | 5.5145 | 29.3096 | 30.7262
2299 | 8276400 | 5.5147 | 29.3131 | 30.7297
2300 | 8280000 | 5.5148 | 29.3165 | 30.7331
2301 | 8283600 | 5.515 | 29.3199 | 30.7366
2302 | 8287200 | 5.5152 | 29.3234 | 30.74
2303 | 8290800 | 5.5153 | 29.3268 | 30.7435
2304 | 8294400 | 5.5155 | 29.3303 | 30.7469
2305 | 8298000 | 5.5157 | 29.3337 | 30.7504
2306 | 8301600 | 5.5158 | 29.3371 | 30.7538
2307 | 8305200 | 5.516 | 29.3405 | 30.7573
2308 | 8308800 | 5.5161 | 29.344 | 30.7607
2309 | 8312400 | 5.5163 | 29.3474 | 30.7642
2310 | 8316000 | 5.5165 | 29.3508 | 30.7676
2311 | 8319600 | 5.5166 | 29.3543 | 30.771
2312 | 8323200 | 5.5168 | 29.3577 | 30.7745
2313 | 8326800 | 5.517 | 29.3611 | 30.7779
2314 | 8330400 | 5.5171 | 29.3646 | 30.7814
2315 | 8334000 | 5.5173 | 29.368 | 30.7848
2316 | 8337600 | 5.5174 | 29.3714 | 30.7882
2317 | 8341200 | 5.5176 | 29.3748 | 30.7917
2318 | 8344800 | 5.5178 | 29.3783 | 30.7951
2319 | 8348400 | 5.5179 | 29.3817 | 30.7986
2320 | 8352000 | 5.5181 | 29.3851 | 30.802
2321 | 8355600 | 5.5182 | 29.3885 | 30.8054
2322 | 8359200 | 5.5184 | 29.3919 | 30.8089
2323 | 8362800 | 5.5186 | 29.3954 | 30.8123
2324 | 8366400 | 5.5187 | 29.3988 | 30.8157
2325 | 8370000 | 5.5189 | 29.4022 | 30.8192
2326 | 8373600 | 5.519 | 29.4056 | 30.8226
2327 | 8377200 | 5.5192 | 29.409 | 30.826
2328 | 8380800 | 5.5194 | 29.4125 | 30.8295
2329 | 8384400 | 5.5195 | 29.4159 | 30.8329
2330 | 8388000 | 5.5197 | 29.4193 | 30.8363
2331 | 8391600 | 5.5198 | 29.4227 | 30.8397
2332 | 8395200 | 5.52 | 29.4261 | 30.8432
2333 | 8398800 | 5.5202 | 29.4295 | 30.8466
2334 | 8402400 | 5.5203 | 29.4329 | 30.85
2335 | 8406000 | 5.5205 | 29.4364 | 30.8534
2336 | 8409600 | 5.5206 | 29.4398 | 30.8569
2337 | 8413200 | 5.5208 | 29.4432 | 30.8603
2338 | 8416800 | 5.521 | 29.4466 | 30.8637
2339 | 8420400 | 5.5211 | 29.45 | 30.8671
2340 | 8424000 | 5.5213 | 29.4534 | 30.8706
2341 | 8427600 | 5.5214 | 29.4568 | 30.874
2342 | 8431200 | 5.5216 | 29.4602 | 30.8774
2343 | 8434800 | 5.5218 | 29.4636 | 30.8808
2344 | 8438400 | 5.5219 | 29.467 | 30.8842
2345 | 8442000 | 5.5221 | 29.4704 | 30.8877
2346 | 8445600 | 5.5222 | 29.4738 | 30.8911
2347 | 8449200 | 5.5224 | 29.4772 | 30.8945
2348 | 8452800 | 5.5225 | 29.4807 | 30.8979
2349 | 8456400 | 5.5227 | 29.4841 | 30.9013
2350 | 8460000 | 5.5229 | 29.4875 | 30.9047
2351 | 8463600 | 5.523 | 29.4909 | 30.9081
2352 | 8467200 | 5.5232 | 29.4943 | 30.9116
2353 | 8470800 | 5.5233 | 29.4977 | 30.915
2354 | 8474400 | 5.5235 | 29.5011 | 30.9184
2355 | 8478000 | 5.5237 | 29.5045 | 30.9218
2356 | 8481600 | 5.5238 | 29.5079 | 30.9252
2357 | 8485200 | 5.524 | 29.5112 | 30.9286
2358 | 8488800 | 5.5241 | 29.5146 | 30.932
2359 | 8492400 | 5.5243 | 29.518 | 30.9354
2360 | 8496000 | 5.5244 | 29.5214 | 30.9388
2361 | 8499600 | 5.5246 | 29.5248 | 30.9422
2362 | 8503200 | 5.5248 | 29.5282 | 30.9457
2363 | 8506800 | 5.5249 | 29.5316 | 30.9491
2364 | 8510400 | 5.5251 | 29.535 | 30.9525
2365 | 8514000 | 5.5252 | 29.5384 | 30.9559
2366 | 8517600 | 5.5254 | 29.5418 | 30.9593
2367 | 8521200 | 5.5255 | 29.5452 | 30.9627
2368 | 8524800 | 5.5257 | 29.5486 | 30.9661
2369 | 8528400 | 5.5258 | 29.552 | 30.9695
2370 | 8532000 | 5.526 | 29.5553 | 30.9729
2371 | 8535600 | 5.5262 | 29.5587 | 30.9763
2372 | 8539200 | 5.5263 | 29.5621 | 30.9797
2373 | 8542800 | 5.5265 | 29.5655 | 30.9831
2374 | 8546400 | 5.5266 | 29.5689 | 30.9865
2375 | 8550000 | 5.5268 | 29.5723 | 30.9899
2376 | 8553600 | 5.5269 | 29.5757 | 30.9933
2377 | 8557200 | 5.5271 | 29.579 | 30.9967
2378 | 8560800 | 5.5273 | 29.5824 | 31.0001
2379 | 8564400 | 5.5274 | 29.5858 | 31.0034
2380 | 8568000 | 5.5276 | 29.5892 | 31.0068
2381 | 8571600 | 5.5277 | 29.5926 | 31.0102
2382 | 8575200 | 5.5279 | 29.5959 | 31.0136
2383 | 8578800 | 5.528 | 29.5993 | 31.017
2384 | 8582400 | 5.5282 | 29.6027 | 31.0204
2385 | 8586000 | 5.5283 | 29.6061 | 31.0238
2386 | 8589600 | 5.5285 | 29.6095 | 31.0272
2387 | 8593200 | 5.5286 | 29.6128 | 31.0306
2388 | 8596800 | 5.5288 | 29.6162 | 31.034
2389 | 8600400 | 5.529 | 29.6196 | 31.0374
2390 | 8604000 | 5.5291 | 29.623 | 31.0407
2391 | 8607600 | 5.5293 | 29.6263 | 31.0441
2392 | 8611200 | 5.5294 | 29.6297 | 31.0475
2393 | 8614800 | 5.5296 | 29.6331 | 31.0509
2394 | 8618400 | 5.5297 | 29.6365 | 31.0543
2395 | 8622000 | 5.5299 | 29.6398 | 31.0577
2396 | 8625600 | 5.53 | 29.6432 | 31.061
2397 | 8629200 | 5.5302 | 29.6466 | 31.0644
2398 | 8632800 | 5.5303 | 29.6499 | 31.0678
2399 | 8636400 | 5.5305 | 29.6533 | 31.0712
2400 | 8640000 | 5.5306 | 29.6567 | 31.0746
2401 | 8643600 | 5.5308 | 29.66 | 31.0779
2402 | 8647200 | 5.5309 | 29.6634 | 31.0813
2403 | 8650800 | 5.5311 | 29.6668 | 31.0847
2404 | 8654400 | 5.5313 | 29.6701 | 31.0881
2405 | 8658000 | 5.5314 | 29.6735 | 31.0915
2406 | 8661600 | 5.5316 | 29.6769 | 31.0948
2407 | 8665200 | 5.5317 | 29.6802 | 31.0982
2408 | 8668800 | 5.5319 | 29.6836 | 31.1016
2409 | 8672400 | 5.532 | 29.6869 | 31.105
2410 | 8676000 | 5.5322 | 29.6903 | 31.1083
2411 | 8679600 | 5.5323 | 29.6937 | 31.1117
2412 | 8683200 | 5.5325 | 29.697 | 31.1151
2413 | 8686800 | 5.5326 | 29.7004 | 31.1184
2414 | 8690400 | 5.5328 | 29.7037 | 31.1218
2415 | 8694000 | 5.5329 | 29.7071 | 31.1252
2416 | 8697600 | 5.5331 | 29.7105 | 31.1286
2417 | 8701200 | 5.5332 | 29.7138 | 31.1319
2418 | 8704800 | 5.5334 | 29.7172 | 31.1353
2419 | 8708400 | 5.5335 | 29.7205 | 31.1387
2420 | 8712000 | 5.5337 | 29.7239 | 31.142
2421 | 8715600 | 5.5338 | 29.7272 | 31.1454
2422 | 8719200 | 5.534 | 29.7306 | 31.1488
2423 | 8722800 | 5.5341 | 29.7339 | 31.1521
2424 | 8726400 | 5.5343 | 29.7373 | 31.1555
2425 | 8730000 | 5.5344 | 29.7406 | 31.1588
2426 | 8733600 | 5.5346 | 29.744 | 31.1622
2427 | 8737200 | 5.5347 | 29.7473 | 31.1656
2428 | 8740800 | 5.5349 | 29.7507 | 31.1689
2429 | 8744400 | 5.535 | 29.754 | 31.1723
2430 | 8748000 | 5.5352 | 29.7574 | 31.1756
2431 | 8751600 | 5.5353 | 29.7607 | 31.179
2432 | 8755200 | 5.5355 | 29.7641 | 31.1824
2433 | 8758800 | 5.5356 | 29.7674 | 31.1857
2434 | 8762400 | 5.5358 | 29.7708 | 31.1891
2435 | 8766000 | 5.5359 | 29.7741 | 31.1924
2436 | 8769600 | 5.5361 | 29.7774 | 31.1958
2437 | 8773200 | 5.5362 | 29.7808 | 31.1991
2438 | 8776800 | 5.5364 | 29.7841 | 31.2025
2439 | 8780400 | 5.5365 | 29.7875 | 31.2059
2440 | 8784000 | 5.5367 | 29.7908 | 31.2092
2441 | 8787600 | 5.5368 | 29.7942 | 31.2126
2442 | 8791200 | 5.537 | 29.7975 | 31.2159
2443 | 8794800 | 5.5371 | 29.8008 | 31.2193
2444 | 8798400 | 5.5373 | 29.8042 | 31.2226
2445 | 8802000 | 5.5374 | 29.8075 | 31.226
2446 | 8805600 | 5.5376 | 29.8108 | 31.2293
2447 | 8809200 | 5.5377 | 29.8142 | 31.2327
2448 | 8812800 | 5.5379 | 29.8175 | 31.236
2449 | 8816400 | 5.538 | 29.8209 | 31.2394
2450 | 8820000 | 5.5382 | 29.8242 | 31.2427
2451 | 8823600 | 5.5383 | 29.8275 | 31.246
2452 | 8827200 | 5.5385 | 29.8309 | 31.2494
2453 | 8830800 | 5.5386 | 29.8342 | 31.2527
2454 | 8834400 | 5.5388 | 29.8375 | 31.2561
2455 | 8838000 | 5.5389 | 29.8408 | 31.2594
2456 | 8841600 | 5.5391 | 29.8442 | 31.2628
2457 | 8845200 | 5.5392 | 29.8475 | 31.2661
2458 | 8848800 | 5.5394 | 29.8508 | 31.2694
2459 | 8852400 | 5.5395 | 29.8542 | 31.2728
2460 | 8856000 | 5.5397 | 29.8575 | 31.2761
2461 | 8859600 | 5.5398 | 29.8608 | 31.2795
2462 | 8863200 | 5.54 | 29.8641 | 31.2828
2463 | 8866800 | 5.5401 | 29.8675 | 31.2861
2464 | 8870400 | 5.5403 | 29.8708 | 31.2895
2465 | 8874000 | 5.5404 | 29.8741 | 31.2928
2466 | 8877600 | 5.5406 | 29.8774 | 31.2961
2467 | 8881200 | 5.5407 | 29.8808 | 31.2995
2468 | 8884800 | 5.5408 | 29.8841 | 31.3028
2469 | 8888400 | 5.541 | 29.8874 | 31.3061
2470 | 8892000 | 5.5411 | 29.8907 | 31.3095
2471 | 8895600 | 5.5413 | 29.8941 | 31.3128
2472 | 8899200 | 5.5414 | 29.8974 | 31.3161
2473 | 8902800 | 5.5416 | 29.9007 | 31.3195
2474 | 8906400 | 5.5417 | 29.904 | 31.3228
2475 | 8910000 | 5.5419 | 29.9073 | 31.3261
2476 | 8913600 | 5.542 | 29.9106 | 31.3295
2477 | 8917200 | 5.5422 | 29.914 | 31.3328
2478 | 8920800 | 5.5423 | 29.9173 | 31.3361
2479 | 8924400 | 5.5425 | 29.9206 | 31.3394
2480 | 8928000 | 5.5426 | 29.9239 | 31.3428
2481 | 8931600 | 5.5428 | 29.9272 | 31.3461
2482 | 8935200 | 5.5429 | 29.9305 | 31.3494
2483 | 8938800 | 5.543 | 29.9338 | 31.3528
2484 | 8942400 | 5.5432 | 29.9372 | 31.3561
2485 | 8946000 | 5.5433 | 29.9405 | 31.3594
2486 | 8949600 | 5.5435 | 29.9438 | 31.3627
2487 | 8953200 | 5.5436 | 29.9471 | 31.366
2488 | 8956800 | 5.5438 | 29.9504 | 31.3694
2489 | 8960400 | 5.5439 | 29.9537 | 31.3727
2490 | 8964000 | 5.5441 | 29.957 | 31.376
2491 | 8967600 | 5.5442 | 29.9603 | 31.3793
2492 | 8971200 | 5.5444 | 29.9636 | 31.3826
2493 | 8974800 | 5.5445 | 29.9669 | 31.386
2494 | 8978400 | 5.5446 | 29.9702 | 31.3893
2495 | 8982000 | 5.5448 | 29.9736 | 31.3926
2496 | 8985600 | 5.5449 | 29.9769 | 31.3959
2497 | 8989200 | 5.5451 | 29.9802 | 31.3992
2498 | 8992800 | 5.5452 | 29.9835 | 31.4025
2499 | 8996400 | 5.5454 | 29.9868 | 31.4059
2500 | 9000000 | 5.5455 | 29.9901 | 31.4092
2501 | 9003600 | 5.5457 | 29.9934 | 31.4125
2502 | 9007200 | 5.5458 | 29.9967 | 31.4158
2503 | 9010800 | 5.5459 | 30 | 31.4191
2504 | 9014400 | 5.5461 | 30.0033 | 31.4224
2505 | 9018000 | 5.5462 | 30.0066 | 31.4257
2506 | 9021600 | 5.5464 | 30.0099 | 31.429
2507 | 9025200 | 5.5465 | 30.0132 | 31.4323
2508 | 9028800 | 5.5467 | 30.0165 | 31.4357
2509 | 9032400 | 5.5468 | 30.0198 | 31.439
2510 | 9036000 | 5.5469 | 30.0231 | 31.4423
2511 | 9039600 | 5.5471 | 30.0263 | 31.4456
2512 | 9043200 | 5.5472 | 30.0296 | 31.4489
2513 | 9046800 | 5.5474 | 30.0329 | 31.4522
2514 | 9050400 | 5.5475 | 30.0362 | 31.4555
2515 | 9054000 | 5.5477 | 30.0395 | 31.4588
2516 | 9057600 | 5.5478 | 30.0428 | 31.4621
2517 | 9061200 | 5.548 | 30.0461 | 31.4654
2518 | 9064800 | 5.5481 | 30.0494 | 31.4687
2519 | 9068400 | 5.5482 | 30.0527 | 31.472
2520 | 9072000 | 5.5484 | 30.056 | 31.4753
2521 | 9075600 | 5.5485 | 30.0593 | 31.4786
2522 | 9079200 | 5.5487 | 30.0626 | 31.4819
2523 | 9082800 | 5.5488 | 30.0658 | 31.4852
2524 | 9086400 | 5.5489 | 30.0691 | 31.4885
2525 | 9090000 | 5.5491 | 30.0724 | 31.4918
2526 | 9093600 | 5.5492 | 30.0757 | 31.4951
2527 | 9097200 | 5.5494 | 30.079 | 31.4984
2528 | 9100800 | 5.5495 | 30.0823 | 31.5017
2529 | 9104400 | 5.5497 | 30.0855 | 31.505
2530 | 9108000 | 5.5498 | 30.0888 | 31.5083
2531 | 9111600 | 5.5499 | 30.0921 | 31.5116
2532 | 9115200 | 5.5501 | 30.0954 | 31.5149
2533 | 9118800 | 5.5502 | 30.0987 | 31.5182
2534 | 9122400 | 5.5504 | 30.102 | 31.5214
2535 | 9126000 | 5.5505 | 30.1052 | 31.5247
2536 | 9129600 | 5.5506 | 30.1085 | 31.528
2537 | 9133200 | 5.5508 | 30.1118 | 31.5313
2538 | 9136800 | 5.5509 | 30.1151 | 31.5346
2539 | 9140400 | 5.5511 | 30.1184 | 31.5379
2540 | 9144000 | 5.5512 | 30.1216 | 31.5412
2541 | 9147600 | 5.5514 | 30.1249 | 31.5445
2542 | 9151200 | 5.5515 | 30.1282 | 31.5478
2543 | 9154800 | 5.5516 | 30.1315 | 31.551
2544 | 9158400 | 5.5518 | 30.1347 | 31.5543
2545 | 9162000 | 5.5519 | 30.138 | 31.5576
2546 | 9165600 | 5.5521 | 30.1413 | 31.5609
2547 | 9169200 | 5.5522 | 30.1445 | 31.5642
2548 | 9172800 | 5.5523 | 30.1478 | 31.5675
2549 | 9176400 | 5.5525 | 30.1511 | 31.5708
2550 | 9180000 | 5.5526 | 30.1544 | 31.574
2551 | 9183600 | 5.5528 | 30.1576 | 31.5773
2552 | 9187200 | 5.5529 | 30.1609 | 31.5806
2553 | 9190800 | 5.553 | 30.1642 | 31.5839
2554 | 9194400 | 5.5532 | 30.1674 | 31.5872
2555 | 9198000 | 5.5533 | 30.1707 | 31.5904
2556 | 9201600 | 5.5535 | 30.174 | 31.5937
2557 | 9205200 | 5.5536 | 30.1772 | 31.597
2558 | 9208800 | 5.5537 | 30.1805 | 31.6003
2559 | 9212400 | 5.5539 | 30.1838 | 31.6035
2560 | 9216000 | 5.554 | 30.187 | 31.6068
2561 | 9219600 | 5.5542 | 30.1903 | 31.6101
2562 | 9223200 | 5.5543 | 30.1936 | 31.6134
2563 | 9226800 | 5.5544 | 30.1968 | 31.6166
2564 | 9230400 | 5.5546 | 30.2001 | 31.6199
2565 | 9234000 | 5.5547 | 30.2033 | 31.6232
2566 | 9237600 | 5.5549 | 30.2066 | 31.6265
2567 | 9241200 | 5.555 | 30.2099 | 31.6297
2568 | 9244800 | 5.5551 | 30.2131 | 31.633
2569 | 9248400 | 5.5553 | 30.2164 | 31.6363
2570 | 9252000 | 5.5554 | 30.2196 | 31.6395
2571 | 9255600 | 5.5555 | 30.2229 | 31.6428
2572 | 9259200 | 5.5557 | 30.2262 | 31.6461
2573 | 9262800 | 5.5558 | 30.2294 | 31.6493
2574 | 9266400 | 5.556 | 30.2327 | 31.6526
2575 | 9270000 | 5.5561 | 30.2359 | 31.6559
2576 | 9273600 | 5.5562 | 30.2392 | 31.6591
2577 | 9277200 | 5.5564 | 30.2424 | 31.6624
2578 | 9280800 | 5.5565 | 30.2457 | 31.6657
2579 | 9284400 | 5.5567 | 30.2489 | 31.6689
2580 | 9288000 | 5.5568 | 30.2522 | 31.6722
2581 | 9291600 | 5.5569 | 30.2554 | 31.6755
2582 | 9295200 | 5.5571 | 30.2587 | 31.6787
2583 | 9298800 | 5.5572 | 30.2619 | 31.682
2584 | 9302400 | 5.5573 | 30.2652 | 31.6852
2585 | 9306000 | 5.5575 | 30.2684 | 31.6885
2586 | 9309600 | 5.5576 | 30.2717 | 31.6918
2587 | 9313200 | 5.5578 | 30.2749 | 31.695
2588 | 9316800 | 5.5579 | 30.2782 | 31.6983
2589 | 9320400 | 5.558 | 30.2814 | 31.7015
2590 | 9324000 | 5.5582 | 30.2847 | 31.7048
2591 | 9327600 | 5.5583 | 30.2879 | 31.7081
2592 | 9331200 | 5.5584 | 30.2912 | 31.7113
2593 | 9334800 | 5.5586 | 30.2944 | 31.7146
2594 | 9338400 | 5.5587 | 30.2977 | 31.7178
2595 | 9342000 | 5.5588 | 30.3009 | 31.7211
2596 | 9345600 | 5.559 | 30.3041 | 31.7243
2597 | 9349200 | 5.5591 | 30.3074 | 31.7276
2598 | 9352800 | 5.5593 | 30.3106 | 31.7308
2599 | 9356400 | 5.5594 | 30.3139 | 31.7341
2600 | 9360000 | 5.5595 | 30.3171 | 31.7373
2601 | 9363600 | 5.5597 | 30.3203 | 31.7406
2602 | 9367200 | 5.5598 | 30.3236 | 31.7438
2603 | 9370800 | 5.5599 | 30.3268 | 31.7471
2604 | 9374400 | 5.5601 | 30.3301 | 31.7503
2605 | 9378000 | 5.5602 | 30.3333 | 31.7536
2606 | 9381600 | 5.5603 | 30.3365 | 31.7568
2607 | 9385200 | 5.5605 | 30.3398 | 31.7601
2608 | 9388800 | 5.5606 | 30.343 | 31.7633
2609 | 9392400 | 5.5608 | 30.3462 | 31.7666
2610 | 9396000 | 5.5609 | 30.3495 | 31.7698
2611 | 9399600 | 5.561 | 30.3527 | 31.7731
2612 | 9403200 | 5.5612 | 30.3559 | 31.7763
2613 | 9406800 | 5.5613 | 30.3592 | 31.7795
2614 | 9410400 | 5.5614 | 30.3624 | 31.7828
2615 | 9414000 | 5.5616 | 30.3656 | 31.786
2616 | 9417600 | 5.5617 | 30.3689 | 31.7893
2617 | 9421200 | 5.5618 | 30.3721 | 31.7925
2618 | 9424800 | 5.562 | 30.3753 | 31.7957
2619 | 9428400 | 5.5621 | 30.3786 | 31.799
2620 | 9432000 | 5.5622 | 30.3818 | 31.8022
2621 | 9435600 | 5.5624 | 30.385 | 31.8055
2622 | 9439200 | 5.5625 | 30.3882 | 31.8087
2623 | 9442800 | 5.5626 | 30.3915 | 31.8119
2624 | 9446400 | 5.5628 | 30.3947 | 31.8152
2625 | 9450000 | 5.5629 | 30.3979 | 31.8184
2626 | 9453600 | 5.563 | 30.4011 | 31.8216
2627 | 9457200 | 5.5632 | 30.4044 | 31.8249
2628 | 9460800 | 5.5633 | 30.4076 | 31.8281
2629 | 9464400 | 5.5634 | 30.4108 | 31.8314
2630 | 9468000 | 5.5636 | 30.414 | 31.8346
2631 | 9471600 | 5.5637 | 30.4173 | 31.8378
2632 | 9475200 | 5.5638 | 30.4205 | 31.841
2633 | 9478800 | 5.564 | 30.4237 | 31.8443
2634 | 9482400 | 5.5641 | 30.4269 | 31.8475
2635 | 9486000 | 5.5642 | 30.4301 | 31.8507
2636 | 9489600 | 5.5644 | 30.4334 | 31.854
2637 | 9493200 | 5.5645 | 30.4366 | 31.8572
2638 | 9496800 | 5.5646 | 30.4398 | 31.8604
2639 | 9500400 | 5.5648 | 30.443 | 31.8637
2640 | 9504000 | 5.5649 | 30.4462 | 31.8669
2641 | 9507600 | 5.565 | 30.4494 | 31.8701
2642 | 9511200 | 5.5652 | 30.4527 | 31.8733
2643 | 9514800 | 5.5653 | 30.4559 | 31.8766
2644 | 9518400 | 5.5654 | 30.4591 | 31.8798
2645 | 9522000 | 5.5656 | 30.4623 | 31.883
2646 | 9525600 | 5.5657 | 30.4655 | 31.8862
2647 | 9529200 | 5.5658 | 30.4687 | 31.8895
2648 | 9532800 | 5.566 | 30.4719 | 31.8927
2649 | 9536400 | 5.5661 | 30.4751 | 31.8959
2650 | 9540000 | 5.5662 | 30.4784 | 31.8991
2651 | 9543600 | 5.5664 | 30.4816 | 31.9023
2652 | 9547200 | 5.5665 | 30.4848 | 31.9056
2653 | 9550800 | 5.5666 | 30.488 | 31.9088
2654 | 9554400 | 5.5668 | 30.4912 | 31.912
2655 | 9558000 | 5.5669 | 30.4944 | 31.9152
2656 | 9561600 | 5.567 | 30.4976 | 31.9184
2657 | 9565200 | 5.5672 | 30.5008 | 31.9216
2658 | 9568800 | 5.5673 | 30.504 | 31.9249
2659 | 9572400 | 5.5674 | 30.5072 | 31.9281
2660 | 9576000 | 5.5676 | 30.5104 | 31.9313
2661 | 9579600 | 5.5677 | 30.5136 | 31.9345
2662 | 9583200 | 5.5678 | 30.5168 | 31.9377
2663 | 9586800 | 5.568 | 30.52 | 31.9409
2664 | 9590400 | 5.5681 | 30.5232 | 31.9442
2665 | 9594000 | 5.5682 | 30.5264 | 31.9474
2666 | 9597600 | 5.5684 | 30.5296 | 31.9506
2667 | 9601200 | 5.5685 | 30.5328 | 31.9538
2668 | 9604800 | 5.5686 | 30.536 | 31.957
2669 | 9608400 | 5.5687 | 30.5392 | 31.9602
2670 | 9612000 | 5.5689 | 30.5424 | 31.9634
2671 | 9615600 | 5.569 | 30.5456 | 31.9666
2672 | 9619200 | 5.5691 | 30.5488 | 31.9698
2673 | 9622800 | 5.5693 | 30.552 | 31.973
2674 | 9626400 | 5.5694 | 30.5552 | 31.9762
2675 | 9630000 | 5.5695 | 30.5584 | 31.9795
2676 | 9633600 | 5.5697 | 30.5616 | 31.9827
2677 | 9637200 | 5.5698 | 30.5648 | 31.9859
2678 | 9640800 | 5.5699 | 30.568 | 31.9891
2679 | 9644400 | 5.5701 | 30.5712 | 31.9923
2680 | 9648000 | 5.5702 | 30.5744 | 31.9955
2681 | 9651600 | 5.5703 | 30.5776 | 31.9987
2682 | 9655200 | 5.5704 | 30.5808 | 32.0019
2683 | 9658800 | 5.5706 | 30.584 | 32.0051
2684 | 9662400 | 5.5707 | 30.5872 | 32.0083
2685 | 9666000 | 5.5708 | 30.5904 | 32.0115
2686 | 9669600 | 5.571 | 30.5935 | 32.0147
2687 | 9673200 | 5.5711 | 30.5967 | 32.0179
2688 | 9676800 | 5.5712 | 30.5999 | 32.0211
2689 | 9680400 | 5.5714 | 30.6031 | 32.0243
2690 | 9684000 | 5.5715 | 30.6063 | 32.0275
2691 | 9687600 | 5.5716 | 30.6095 | 32.0307
2692 | 9691200 | 5.5717 | 30.6127 | 32.0339
2693 | 9694800 | 5.5719 | 30.6159 | 32.0371
2694 | 9698400 | 5.572 | 30.619 | 32.0403
2695 | 9702000 | 5.5721 | 30.6222 | 32.0435
2696 | 9705600 | 5.5723 | 30.6254 | 32.0467
2697 | 9709200 | 5.5724 | 30.6286 | 32.0498
2698 | 9712800 | 5.5725 | 30.6318 | 32.053
2699 | 9716400 | 5.5726 | 30.635 | 32.0562
2700 | 9720000 | 5.5728 | 30.6381 | 32.0594
2701 | 9723600 | 5.5729 | 30.6413 | 32.0626
2702 | 9727200 | 5.573 | 30.6445 | 32.0658
2703 | 9730800 | 5.5732 | 30.6477 | 32.069
2704 | 9734400 | 5.5733 | 30.6509 | 32.0722
2705 | 9738000 | 5.5734 | 30.654 | 32.0754
2706 | 9741600 | 5.5735 | 30.6572 | 32.0786
2707 | 9745200 | 5.5737 | 30.6604 | 32.0818
2708 | 9748800 | 5.5738 | 30.6636 | 32.0849
2709 | 9752400 | 5.5739 | 30.6667 | 32.0881
2710 | 9756000 | 5.5741 | 30.6699 | 32.0913
2711 | 9759600 | 5.5742 | 30.6731 | 32.0945
2712 | 9763200 | 5.5743 | 30.6763 | 32.0977
2713 | 9766800 | 5.5744 | 30.6794 | 32.1009
2714 | 9770400 | 5.5746 | 30.6826 | 32.1041
2715 | 9774000 | 5.5747 | 30.6858 | 32.1072
2716 | 9777600 | 5.5748 | 30.689 | 32.1104
2717 | 9781200 | 5.575 | 30.6921 | 32.1136
2718 | 9784800 | 5.5751 | 30.6953 | 32.1168
2719 | 9788400 | 5.5752 | 30.6985 | 32.12
2720 | 9792000 | 5.5753 | 30.7016 | 32.1231
2721 | 9795600 | 5.5755 | 30.7048 | 32.1263
2722 | 9799200 | 5.5756 | 30.708 | 32.1295
2723 | 9802800 | 5.5757 | 30.7112 | 32.1327
2724 | 9806400 | 5.5758 | 30.7143 | 32.1359
2725 | 9810000 | 5.576 | 30.7175 | 32.139
2726 | 9813600 | 5.5761 | 30.7207 | 32.1422
2727 | 9817200 | 5.5762 | 30.7238 | 32.1454
2728 | 9820800 | 5.5764 | 30.727 | 32.1486
2729 | 9824400 | 5.5765 | 30.7302 | 32.1517
2730 | 9828000 | 5.5766 | 30.7333 | 32.1549
2731 | 9831600 | 5.5767 | 30.7365 | 32.1581
2732 | 9835200 | 5.5769 | 30.7396 | 32.1613
2733 | 9838800 | 5.577 | 30.7428 | 32.1644
2734 | 9842400 | 5.5771 | 30.746 | 32.1676
2735 | 9846000 | 5.5772 | 30.7491 | 32.1708
2736 | 9849600 | 5.5774 | 30.7523 | 32.174
2737 | 9853200 | 5.5775 | 30.7555 | 32.1771
2738 | 9856800 | 5.5776 | 30.7586 | 32.1803
2739 | 9860400 | 5.5777 | 30.7618 | 32.1835
2740 | 9864000 | 5.5779 | 30.7649 | 32.1866
2741 | 9867600 | 5.578 | 30.7681 | 32.1898
2742 | 9871200 | 5.5781 | 30.7712 | 32.193
2743 | 9874800 | 5.5783 | 30.7744 | 32.1961
2744 | 9878400 | 5.5784 | 30.7776 | 32.1993
2745 | 9882000 | 5.5785 | 30.7807 | 32.2025
2746 | 9885600 | 5.5786 | 30.7839 | 32.2056
2747 | 9889200 | 5.5788 | 30.787 | 32.2088
2748 | 9892800 | 5.5789 | 30.7902 | 32.212
2749 | 9896400 | 5.579 | 30.7933 | 32.2151
2750 | 9900000 | 5.5791 | 30.7965 | 32.2183
2751 | 9903600 | 5.5793 | 30.7996 | 32.2215
2752 | 9907200 | 5.5794 | 30.8028 | 32.2246
2753 | 9910800 | 5.5795 | 30.8059 | 32.2278
2754 | 9914400 | 5.5796 | 30.8091 | 32.2309
2755 | 9918000 | 5.5798 | 30.8123 | 32.2341
2756 | 9921600 | 5.5799 | 30.8154 | 32.2373
2757 | 9925200 | 5.58 | 30.8186 | 32.2404
2758 | 9928800 | 5.5801 | 30.8217 | 32.2436
2759 | 9932400 | 5.5803 | 30.8248 | 32.2467
2760 | 9936000 | 5.5804 | 30.828 | 32.2499
2761 | 9939600 | 5.5805 | 30.8311 | 32.2531
2762 | 9943200 | 5.5806 | 30.8343 | 32.2562
2763 | 9946800 | 5.5808 | 30.8374 | 32.2594
2764 | 9950400 | 5.5809 | 30.8406 | 32.2625
2765 | 9954000 | 5.581 | 30.8437 | 32.2657
2766 | 9957600 | 5.5811 | 30.8469 | 32.2688
2767 | 9961200 | 5.5813 | 30.85 | 32.272
2768 | 9964800 | 5.5814 | 30.8532 | 32.2751
2769 | 9968400 | 5.5815 | 30.8563 | 32.2783
2770 | 9972000 | 5.5816 | 30.8594 | 32.2814
2771 | 9975600 | 5.5818 | 30.8626 | 32.2846
2772 | 9979200 | 5.5819 | 30.8657 | 32.2878
2773 | 9982800 | 5.582 | 30.8689 | 32.2909
2774 | 9986400 | 5.5821 | 30.872 | 32.2941
2775 | 9990000 | 5.5822 | 30.8751 | 32.2972
2776 | 9993600 | 5.5824 | 30.8783 | 32.3004
2777 | 9997200 | 5.5825 | 30.8814 | 32.3035
2778 | 10000800 | 5.5826 | 30.8846 | 32.3066
2779 | 10004400 | 5.5827 | 30.8877 | 32.3098
2780 | 10008000 | 5.5829 | 30.8908 | 32.3129
2781 | 10011600 | 5.583 | 30.894 | 32.3161
2782 | 10015200 | 5.5831 | 30.8971 | 32.3192
2783 | 10018800 | 5.5832 | 30.9002 | 32.3224
2784 | 10022400 | 5.5834 | 30.9034 | 32.3255
2785 | 10026000 | 5.5835 | 30.9065 | 32.3287
2786 | 10029600 | 5.5836 | 30.9097 | 32.3318
2787 | 10033200 | 5.5837 | 30.9128 | 32.335
2788 | 10036800 | 5.5839 | 30.9159 | 32.3381
2789 | 10040400 | 5.584 | 30.919 | 32.3412
2790 | 10044000 | 5.5841 | 30.9222 | 32.3444
2791 | 10047600 | 5.5842 | 30.9253 | 32.3475
2792 | 10051200 | 5.5843 | 30.9284 | 32.3507
2793 | 10054800 | 5.5845 | 30.9316 | 32.3538
2794 | 10058400 | 5.5846 | 30.9347 | 32.3569
2795 | 10062000 | 5.5847 | 30.9378 | 32.3601
2796 | 10065600 | 5.5848 | 30.941 | 32.3632
2797 | 10069200 | 5.585 | 30.9441 | 32.3664
2798 | 10072800 | 5.5851 | 30.9472 | 32.3695
2799 | 10076400 | 5.5852 | 30.9503 | 32.3726
2800 | 10080000 | 5.5853 | 30.9535 | 32.3758
2801 | 10083600 | 5.5854 | 30.9566 | 32.3789
2802 | 10087200 | 5.5856 | 30.9597 | 32.382
2803 | 10090800 | 5.5857 | 30.9628 | 32.3852
2804 | 10094400 | 5.5858 | 30.966 | 32.3883
2805 | 10098000 | 5.5859 | 30.9691 | 32.3914
2806 | 10101600 | 5.5861 | 30.9722 | 32.3946
2807 | 10105200 | 5.5862 | 30.9753 | 32.3977
2808 | 10108800 | 5.5863 | 30.9785 | 32.4008
2809 | 10112400 | 5.5864 | 30.9816 | 32.404
2810 | 10116000 | 5.5865 | 30.9847 | 32.4071
2811 | 10119600 | 5.5867 | 30.9878 | 32.4102
2812 | 10123200 | 5.5868 | 30.9909 | 32.4134
2813 | 10126800 | 5.5869 | 30.9941 | 32.4165
2814 | 10130400 | 5.587 | 30.9972 | 32.4196
2815 | 10134000 | 5.5871 | 31.0003 | 32.4227
2816 | 10137600 | 5.5873 | 31.0034 | 32.4259
2817 | 10141200 | 5.5874 | 31.0065 | 32.429
2818 | 10144800 | 5.5875 | 31.0096 | 32.4321
2819 | 10148400 | 5.5876 | 31.0128 | 32.4352
2820 | 10152000 | 5.5878 | 31.0159 | 32.4384
2821 | 10155600 | 5.5879 | 31.019 | 32.4415
2822 | 10159200 | 5.588 | 31.0221 | 32.4446
2823 | 10162800 | 5.5881 | 31.0252 | 32.4477
2824 | 10166400 | 5.5882 | 31.0283 | 32.4509
2825 | 10170000 | 5.5884 | 31.0314 | 32.454
2826 | 10173600 | 5.5885 | 31.0346 | 32.4571
2827 | 10177200 | 5.5886 | 31.0377 | 32.4602
2828 | 10180800 | 5.5887 | 31.0408 | 32.4634
2829 | 10184400 | 5.5888 | 31.0439 | 32.4665
2830 | 10188000 | 5.589 | 31.047 | 32.4696
2831 | 10191600 | 5.5891 | 31.0501 | 32.4727
2832 | 10195200 | 5.5892 | 31.0532 | 32.4758
2833 | 10198800 | 5.5893 | 31.0563 | 32.4789
2834 | 10202400 | 5.5894 | 31.0594 | 32.4821
2835 | 10206000 | 5.5896 | 31.0625 | 32.4852
2836 | 10209600 | 5.5897 | 31.0656 | 32.4883
2837 | 10213200 | 5.5898 | 31.0688 | 32.4914
2838 | 10216800 | 5.5899 | 31.0719 | 32.4945
2839 | 10220400 | 5.59 | 31.075 | 32.4976
2840 | 10224000 | 5.5902 | 31.0781 | 32.5008
2841 | 10227600 | 5.5903 | 31.0812 | 32.5039
2842 | 10231200 | 5.5904 | 31.0843 | 32.507
2843 | 10234800 | 5.5905 | 31.0874 | 32.5101
2844 | 10238400 | 5.5906 | 31.0905 | 32.5132
2845 | 10242000 | 5.5908 | 31.0936 | 32.5163
2846 | 10245600 | 5.5909 | 31.0967 | 32.5194
2847 | 10249200 | 5.591 | 31.0998 | 32.5225
2848 | 10252800 | 5.5911 | 31.1029 | 32.5257
2849 | 10256400 | 5.5912 | 31.106 | 32.5288
2850 | 10260000 | 5.5914 | 31.1091 | 32.5319
2851 | 10263600 | 5.5915 | 31.1122 | 32.535
2852 | 10267200 | 5.5916 | 31.1153 | 32.5381
2853 | 10270800 | 5.5917 | 31.1184 | 32.5412
2854 | 10274400 | 5.5918 | 31.1215 | 32.5443
2855 | 10278000 | 5.5919 | 31.1246 | 32.5474
2856 | 10281600 | 5.5921 | 31.1277 | 32.5505
2857 | 10285200 | 5.5922 | 31.1308 | 32.5536
2858 | 10288800 | 5.5923 | 31.1339 | 32.5567
2859 | 10292400 | 5.5924 | 31.137 | 32.5598
2860 | 10296000 | 5.5925 | 31.1401 | 32.5629
2861 | 10299600 | 5.5927 | 31.1431 | 32.566
2862 | 10303200 | 5.5928 | 31.1462 | 32.5691
2863 | 10306800 | 5.5929 | 31.1493 | 32.5722
2864 | 10310400 | 5.593 | 31.1524 | 32.5753
2865 | 10314000 | 5.5931 | 31.1555 | 32.5784
2866 | 10317600 | 5.5932 | 31.1586 | 32.5815
2867 | 10321200 | 5.5934 | 31.1617 | 32.5846
2868 | 10324800 | 5.5935 | 31.1648 | 32.5877
2869 | 10328400 | 5.5936 | 31.1679 | 32.5908
2870 | 10332000 | 5.5937 | 31.171 | 32.5939
2871 | 10335600 | 5.5938 | 31.1741 | 32.597
2872 | 10339200 | 5.594 | 31.1771 | 32.6001
2873 | 10342800 | 5.5941 | 31.1802 | 32.6032
2874 | 10346400 | 5.5942 | 31.1833 | 32.6063
2875 | 10350000 | 5.5943 | 31.1864 | 32.6094
2876 | 10353600 | 5.5944 | 31.1895 | 32.6125
2877 | 10357200 | 5.5945 | 31.1926 | 32.6156
2878 | 10360800 | 5.5947 | 31.1957 | 32.6187
2879 | 10364400 | 5.5948 | 31.1987 | 32.6218
2880 | 10368000 | 5.5949 | 31.2018 | 32.6249
2881 | 10371600 | 5.595 | 31.2049 | 32.628
2882 | 10375200 | 5.5951 | 31.208 | 32.6311
2883 | 10378800 | 5.5952 | 31.2111 | 32.6342
2884 | 10382400 | 5.5954 | 31.2142 | 32.6373
2885 | 10386000 | 5.5955 | 31.2172 | 32.6404
2886 | 10389600 | 5.5956 | 31.2203 | 32.6434
2887 | 10393200 | 5.5957 | 31.2234 | 32.6465
2888 | 10396800 | 5.5958 | 31.2265 | 32.6496
2889 | 10400400 | 5.5959 | 31.2296 | 32.6527
2890 | 10404000 | 5.5961 | 31.2326 | 32.6558
2891 | 10407600 | 5.5962 | 31.2357 | 32.6589
2892 | 10411200 | 5.5963 | 31.2388 | 32.662
2893 | 10414800 | 5.5964 | 31.2419 | 32.6651
2894 | 10418400 | 5.5965 | 31.2449 | 32.6681
2895 | 10422000 | 5.5966 | 31.248 | 32.6712
2896 | 10425600 | 5.5968 | 31.2511 | 32.6743
2897 | 10429200 | 5.5969 | 31.2542 | 32.6774
2898 | 10432800 | 5.597 | 31.2572 | 32.6805
2899 | 10436400 | 5.5971 | 31.2603 | 32.6836
2900 | 10440000 | 5.5972 | 31.2634 | 32.6867
2901 | 10443600 | 5.5973 | 31.2665 | 32.6897
2902 | 10447200 | 5.5975 | 31.2695 | 32.6928
2903 | 10450800 | 5.5976 | 31.2726 | 32.6959
2904 | 10454400 | 5.5977 | 31.2757 | 32.699
2905 | 10458000 | 5.5978 | 31.2788 | 32.7021
2906 | 10461600 | 5.5979 | 31.2818 | 32.7051
2907 | 10465200 | 5.598 | 31.2849 | 32.7082
2908 | 10468800 | 5.5982 | 31.288 | 32.7113
2909 | 10472400 | 5.5983 | 31.291 | 32.7144
2910 | 10476000 | 5.5984 | 31.2941 | 32.7175
2911 | 10479600 | 5.5985 | 31.2972 | 32.7205
2912 | 10483200 | 5.5986 | 31.3002 | 32.7236
2913 | 10486800 | 5.5987 | 31.3033 | 32.7267
2914 | 10490400 | 5.5988 | 31.3064 | 32.7298
2915 | 10494000 | 5.599 | 31.3094 | 32.7328
2916 | 10497600 | 5.5991 | 31.3125 | 32.7359
2917 | 10501200 | 5.5992 | 31.3156 | 32.739
2918 | 10504800 | 5.5993 | 31.3186 | 32.7421
2919 | 10508400 | 5.5994 | 31.3217 | 32.7451
2920 | 10512000 | 5.5995 | 31.3248 | 32.7482
2921 | 10515600 | 5.5997 | 31.3278 | 32.7513
2922 | 10519200 | 5.5998 | 31.3309 | 32.7543
2923 | 10522800 | 5.5999 | 31.3339 | 32.7574
2924 | 10526400 | 5.6 | 31.337 | 32.7605
2925 | 10530000 | 5.6001 | 31.3401 | 32.7636
2926 | 10533600 | 5.6002 | 31.3431 | 32.7666
2927 | 10537200 | 5.6003 | 31.3462 | 32.7697
2928 | 10540800 | 5.6005 | 31.3492 | 32.7728
2929 | 10544400 | 5.6006 | 31.3523 | 32.7758
2930 | 10548000 | 5.6007 | 31.3554 | 32.7789
2931 | 10551600 | 5.6008 | 31.3584 | 32.782
2932 | 10555200 | 5.6009 | 31.3615 | 32.785
2933 | 10558800 | 5.601 | 31.3645 | 32.7881
2934 | 10562400 | 5.6011 | 31.3676 | 32.7912
2935 | 10566000 | 5.6013 | 31.3706 | 32.7942
2936 | 10569600 | 5.6014 | 31.3737 | 32.7973
2937 | 10573200 | 5.6015 | 31.3768 | 32.8004
2938 | 10576800 | 5.6016 | 31.3798 | 32.8034
2939 | 10580400 | 5.6017 | 31.3829 | 32.8065
2940 | 10584000 | 5.6018 | 31.3859 | 32.8095
2941 | 10587600 | 5.6019 | 31.389 | 32.8126
2942 | 10591200 | 5.602 | 31.392 | 32.8157
2943 | 10594800 | 5.6022 | 31.3951 | 32.8187
2944 | 10598400 | 5.6023 | 31.3981 | 32.8218
2945 | 10602000 | 5.6024 | 31.4012 | 32.8248
2946 | 10605600 | 5.6025 | 31.4042 | 32.8279
2947 | 10609200 | 5.6026 | 31.4073 | 32.831
2948 | 10612800 | 5.6027 | 31.4103 | 32.834
2949 | 10616400 | 5.6028 | 31.4134 | 32.8371
2950 | 10620000 | 5.603 | 31.4164 | 32.8401
2951 | 10623600 | 5.6031 | 31.4195 | 32.8432
2952 | 10627200 | 5.6032 | 31.4225 | 32.8463
2953 | 10630800 | 5.6033 | 31.4256 | 32.8493
2954 | 10634400 | 5.6034 | 31.4286 | 32.8524
2955 | 10638000 | 5.6035 | 31.4317 | 32.8554
2956 | 10641600 | 5.6036 | 31.4347 | 32.8585
2957 | 10645200 | 5.6037 | 31.4377 | 32.8615
2958 | 10648800 | 5.6039 | 31.4408 | 32.8646
2959 | 10652400 | 5.604 | 31.4438 | 32.8676
2960 | 10656000 | 5.6041 | 31.4469 | 32.8707
2961 | 10659600 | 5.6042 | 31.4499 | 32.8737
2962 | 10663200 | 5.6043 | 31.453 | 32.8768
2963 | 10666800 | 5.6044 | 31.456 | 32.8798
2964 | 10670400 | 5.6045 | 31.459 | 32.8829
2965 | 10674000 | 5.6046 | 31.4621 | 32.8859
2966 | 10677600 | 5.6048 | 31.4651 | 32.889
2967 | 10681200 | 5.6049 | 31.4682 | 32.892
2968 | 10684800 | 5.605 | 31.4712 | 32.8951
2969 | 10688400 | 5.6051 | 31.4742 | 32.8981
2970 | 10692000 | 5.6052 | 31.4773 | 32.9012
2971 | 10695600 | 5.6053 | 31.4803 | 32.9042
2972 | 10699200 | 5.6054 | 31.4834 | 32.9073
2973 | 10702800 | 5.6055 | 31.4864 | 32.9103
2974 | 10706400 | 5.6057 | 31.4894 | 32.9134
2975 | 10710000 | 5.6058 | 31.4925 | 32.9164
2976 | 10713600 | 5.6059 | 31.4955 | 32.9194
2977 | 10717200 | 5.606 | 31.4985 | 32.9225
2978 | 10720800 | 5.6061 | 31.5016 | 32.9255
2979 | 10724400 | 5.6062 | 31.5046 | 32.9286
2980 | 10728000 | 5.6063 | 31.5076 | 32.9316
2981 | 10731600 | 5.6064 | 31.5107 | 32.9347
2982 | 10735200 | 5.6065 | 31.5137 | 32.9377
2983 | 10738800 | 5.6067 | 31.5167 | 32.9407
2984 | 10742400 | 5.6068 | 31.5198 | 32.9438
2985 | 10746000 | 5.6069 | 31.5228 | 32.9468
2986 | 10749600 | 5.607 | 31.5258 | 32.9499
2987 | 10753200 | 5.6071 | 31.5288 | 32.9529
2988 | 10756800 | 5.6072 | 31.5319 | 32.9559
2989 | 10760400 | 5.6073 | 31.5349 | 32.959
2990 | 10764000 | 5.6074 | 31.5379 | 32.962
2991 | 10767600 | 5.6075 | 31.541 | 32.9651
2992 | 10771200 | 5.6077 | 31.544 | 32.9681
2993 | 10774800 | 5.6078 | 31.547 | 32.9711
2994 | 10778400 | 5.6079 | 31.55 | 32.9742
2995 | 10782000 | 5.608 | 31.5531 | 32.9772
2996 | 10785600 | 5.6081 | 31.5561 | 32.9802
2997 | 10789200 | 5.6082 | 31.5591 | 32.9833
2998 | 10792800 | 5.6083 | 31.5621 | 32.9863
2999 | 10796400 | 5.6084 | 31.5652 | 32.9893
3000 | 10800000 | 5.6085 | 31.5682 | 32.9924
3001 | 10803600 | 5.6087 | 31.5712 | 32.9954
3002 | 10807200 | 5.6088 | 31.5742 | 32.9984
3003 | 10810800 | 5.6089 | 31.5773 | 33.0015
3004 | 10814400 | 5.609 | 31.5803 | 33.0045
3005 | 10818000 | 5.6091 | 31.5833 | 33.0075
3006 | 10821600 | 5.6092 | 31.5863 | 33.0105
3007 | 10825200 | 5.6093 | 31.5893 | 33.0136
3008 | 10828800 | 5.6094 | 31.5924 | 33.0166
3009 | 10832400 | 5.6095 | 31.5954 | 33.0196
3010 | 10836000 | 5.6096 | 31.5984 | 33.0227
3011 | 10839600 | 5.6098 | 31.6014 | 33.0257
3012 | 10843200 | 5.6099 | 31.6044 | 33.0287
3013 | 10846800 | 5.61 | 31.6075 | 33.0317
3014 | 10850400 | 5.6101 | 31.6105 | 33.0348
3015 | 10854000 | 5.6102 | 31.6135 | 33.0378
3016 | 10857600 | 5.6103 | 31.6165 | 33.0408
3017 | 10861200 | 5.6104 | 31.6195 | 33.0438
3018 | 10864800 | 5.6105 | 31.6225 | 33.0469
3019 | 10868400 | 5.6106 | 31.6255 | 33.0499
3020 | 10872000 | 5.6107 | 31.6286 | 33.0529
3021 | 10875600 | 5.6108 | 31.6316 | 33.0559
3022 | 10879200 | 5.611 | 31.6346 | 33.0589
3023 | 10882800 | 5.6111 | 31.6376 | 33.062
3024 | 10886400 | 5.6112 | 31.6406 | 33.065
3025 | 10890000 | 5.6113 | 31.6436 | 33.068
3026 | 10893600 | 5.6114 | 31.6466 | 33.071
3027 | 10897200 | 5.6115 | 31.6496 | 33.074
3028 | 10900800 | 5.6116 | 31.6526 | 33.0771
3029 | 10904400 | 5.6117 | 31.6557 | 33.0801
3030 | 10908000 | 5.6118 | 31.6587 | 33.0831
3031 | 10911600 | 5.6119 | 31.6617 | 33.0861
3032 | 10915200 | 5.612 | 31.6647 | 33.0891
3033 | 10918800 | 5.6122 | 31.6677 | 33.0921
3034 | 10922400 | 5.6123 | 31.6707 | 33.0952
3035 | 10926000 | 5.6124 | 31.6737 | 33.0982
3036 | 10929600 | 5.6125 | 31.6767 | 33.1012
3037 | 10933200 | 5.6126 | 31.6797 | 33.1042
3038 | 10936800 | 5.6127 | 31.6827 | 33.1072
3039 | 10940400 | 5.6128 | 31.6857 | 33.1102
3040 | 10944000 | 5.6129 | 31.6887 | 33.1132
3041 | 10947600 | 5.613 | 31.6917 | 33.1163
3042 | 10951200 | 5.6131 | 31.6947 | 33.1193
3043 | 10954800 | 5.6132 | 31.6977 | 33.1223
3044 | 10958400 | 5.6133 | 31.7007 | 33.1253
3045 | 10962000 | 5.6135 | 31.7037 | 33.1283
3046 | 10965600 | 5.6136 | 31.7067 | 33.1313
3047 | 10969200 | 5.6137 | 31.7097 | 33.1343
3048 | 10972800 | 5.6138 | 31.7127 | 33.1373
3049 | 10976400 | 5.6139 | 31.7157 | 33.1403
3050 | 10980000 | 5.614 | 31.7187 | 33.1433
3051 | 10983600 | 5.6141 | 31.7217 | 33.1464
3052 | 10987200 | 5.6142 | 31.7247 | 33.1494
3053 | 10990800 | 5.6143 | 31.7277 | 33.1524
3054 | 10994400 | 5.6144 | 31.7307 | 33.1554
3055 | 10998000 | 5.6145 | 31.7337 | 33.1584
3056 | 11001600 | 5.6146 | 31.7367 | 33.1614
3057 | 11005200 | 5.6147 | 31.7397 | 33.1644
3058 | 11008800 | 5.6149 | 31.7427 | 33.1674
3059 | 11012400 | 5.615 | 31.7457 | 33.1704
3060 | 11016000 | 5.6151 | 31.7487 | 33.1734
3061 | 11019600 | 5.6152 | 31.7517 | 33.1764
3062 | 11023200 | 5.6153 | 31.7547 | 33.1794
3063 | 11026800 | 5.6154 | 31.7577 | 33.1824
3064 | 11030400 | 5.6155 | 31.7607 | 33.1854
3065 | 11034000 | 5.6156 | 31.7637 | 33.1884
3066 | 11037600 | 5.6157 | 31.7667 | 33.1914
3067 | 11041200 | 5.6158 | 31.7697 | 33.1944
3068 | 11044800 | 5.6159 | 31.7726 | 33.1974
3069 | 11048400 | 5.616 | 31.7756 | 33.2004
3070 | 11052000 | 5.6161 | 31.7786 | 33.2034
3071 | 11055600 | 5.6162 | 31.7816 | 33.2064
3072 | 11059200 | 5.6164 | 31.7846 | 33.2094
3073 | 11062800 | 5.6165 | 31.7876 | 33.2124
3074 | 11066400 | 5.6166 | 31.7906 | 33.2154
3075 | 11070000 | 5.6167 | 31.7936 | 33.2184
3076 | 11073600 | 5.6168 | 31.7966 | 33.2214
3077 | 11077200 | 5.6169 | 31.7995 | 33.2244
3078 | 11080800 | 5.617 | 31.8025 | 33.2274
3079 | 11084400 | 5.6171 | 31.8055 | 33.2304
3080 | 11088000 | 5.6172 | 31.8085 | 33.2334
3081 | 11091600 | 5.6173 | 31.8115 | 33.2364
3082 | 11095200 | 5.6174 | 31.8145 | 33.2393
3083 | 11098800 | 5.6175 | 31.8175 | 33.2423
3084 | 11102400 | 5.6176 | 31.8204 | 33.2453
3085 | 11106000 | 5.6177 | 31.8234 | 33.2483
3086 | 11109600 | 5.6178 | 31.8264 | 33.2513
3087 | 11113200 | 5.6179 | 31.8294 | 33.2543
3088 | 11116800 | 5.6181 | 31.8324 | 33.2573
3089 | 11120400 | 5.6182 | 31.8353 | 33.2603
3090 | 11124000 | 5.6183 | 31.8383 | 33.2633
3091 | 11127600 | 5.6184 | 31.8413 | 33.2663
3092 | 11131200 | 5.6185 | 31.8443 | 33.2692
3093 | 11134800 | 5.6186 | 31.8473 | 33.2722
3094 | 11138400 | 5.6187 | 31.8502 | 33.2752
3095 | 11142000 | 5.6188 | 31.8532 | 33.2782
3096 | 11145600 | 5.6189 | 31.8562 | 33.2812
3097 | 11149200 | 5.619 | 31.8592 | 33.2842
3098 | 11152800 | 5.6191 | 31.8622 | 33.2872
3099 | 11156400 | 5.6192 | 31.8651 | 33.2902
3100 | 11160000 | 5.6193 | 31.8681 | 33.2931
3101 | 11163600 | 5.6194 | 31.8711 | 33.2961
3102 | 11167200 | 5.6195 | 31.8741 | 33.2991
3103 | 11170800 | 5.6196 | 31.877 | 33.3021
3104 | 11174400 | 5.6197 | 31.88 | 33.3051
3105 | 11178000 | 5.6198 | 31.883 | 33.308
3106 | 11181600 | 5.6199 | 31.8859 | 33.311
3107 | 11185200 | 5.6201 | 31.8889 | 33.314
3108 | 11188800 | 5.6202 | 31.8919 | 33.317
3109 | 11192400 | 5.6203 | 31.8949 | 33.32
3110 | 11196000 | 5.6204 | 31.8978 | 33.323
3111 | 11199600 | 5.6205 | 31.9008 | 33.3259
3112 | 11203200 | 5.6206 | 31.9038 | 33.3289
3113 | 11206800 | 5.6207 | 31.9067 | 33.3319
3114 | 11210400 | 5.6208 | 31.9097 | 33.3349
3115 | 11214000 | 5.6209 | 31.9127 | 33.3378
3116 | 11217600 | 5.621 | 31.9156 | 33.3408
3117 | 11221200 | 5.6211 | 31.9186 | 33.3438
3118 | 11224800 | 5.6212 | 31.9216 | 33.3468
3119 | 11228400 | 5.6213 | 31.9246 | 33.3497
3120 | 11232000 | 5.6214 | 31.9275 | 33.3527
3121 | 11235600 | 5.6215 | 31.9305 | 33.3557
3122 | 11239200 | 5.6216 | 31.9334 | 33.3587
3123 | 11242800 | 5.6217 | 31.9364 | 33.3616
3124 | 11246400 | 5.6218 | 31.9394 | 33.3646
3125 | 11250000 | 5.6219 | 31.9423 | 33.3676
3126 | 11253600 | 5.622 | 31.9453 | 33.3706
3127 | 11257200 | 5.6221 | 31.9483 | 33.3735
3128 | 11260800 | 5.6222 | 31.9512 | 33.3765
3129 | 11264400 | 5.6223 | 31.9542 | 33.3795
3130 | 11268000 | 5.6224 | 31.9572 | 33.3824
3131 | 11271600 | 5.6226 | 31.9601 | 33.3854
3132 | 11275200 | 5.6227 | 31.9631 | 33.3884
3133 | 11278800 | 5.6228 | 31.966 | 33.3914
3134 | 11282400 | 5.6229 | 31.969 | 33.3943
3135 | 11286000 | 5.623 | 31.972 | 33.3973
3136 | 11289600 | 5.6231 | 31.9749 | 33.4003
3137 | 11293200 | 5.6232 | 31.9779 | 33.4032
3138 | 11296800 | 5.6233 | 31.9808 | 33.4062
3139 | 11300400 | 5.6234 | 31.9838 | 33.4092
3140 | 11304000 | 5.6235 | 31.9867 | 33.4121
3141 | 11307600 | 5.6236 | 31.9897 | 33.4151
3142 | 11311200 | 5.6237 | 31.9927 | 33.418
3143 | 11314800 | 5.6238 | 31.9956 | 33.421
3144 | 11318400 | 5.6239 | 31.9986 | 33.424
3145 | 11322000 | 5.624 | 32.0015 | 33.4269
3146 | 11325600 | 5.6241 | 32.0045 | 33.4299
3147 | 11329200 | 5.6242 | 32.0074 | 33.4329
3148 | 11332800 | 5.6243 | 32.0104 | 33.4358
3149 | 11336400 | 5.6244 | 32.0133 | 33.4388
3150 | 11340000 | 5.6245 | 32.0163 | 33.4417
3151 | 11343600 | 5.6246 | 32.0192 | 33.4447
3152 | 11347200 | 5.6247 | 32.0222 | 33.4477
3153 | 11350800 | 5.6248 | 32.0252 | 33.4506
3154 | 11354400 | 5.6249 | 32.0281 | 33.4536
3155 | 11358000 | 5.625 | 32.0311 | 33.4565
3156 | 11361600 | 5.6251 | 32.034 | 33.4595
3157 | 11365200 | 5.6252 | 32.037 | 33.4625
3158 | 11368800 | 5.6253 | 32.0399 | 33.4654
3159 | 11372400 | 5.6254 | 32.0429 | 33.4684
3160 | 11376000 | 5.6255 | 32.0458 | 33.4713
3161 | 11379600 | 5.6256 | 32.0487 | 33.4743
3162 | 11383200 | 5.6257 | 32.0517 | 33.4772
3163 | 11386800 | 5.6258 | 32.0546 | 33.4802
3164 | 11390400 | 5.6259 | 32.0576 | 33.4832
3165 | 11394000 | 5.626 | 32.0605 | 33.4861
3166 | 11397600 | 5.6262 | 32.0635 | 33.4891
3167 | 11401200 | 5.6263 | 32.0664 | 33.492
3168 | 11404800 | 5.6264 | 32.0694 | 33.495
3169 | 11408400 | 5.6265 | 32.0723 | 33.4979
3170 | 11412000 | 5.6266 | 32.0753 | 33.5009
3171 | 11415600 | 5.6267 | 32.0782 | 33.5038
3172 | 11419200 | 5.6268 | 32.0811 | 33.5068
3173 | 11422800 | 5.6269 | 32.0841 | 33.5097
3174 | 11426400 | 5.627 | 32.087 | 33.5127
3175 | 11430000 | 5.6271 | 32.09 | 33.5156
3176 | 11433600 | 5.6272 | 32.0929 | 33.5186
3177 | 11437200 | 5.6273 | 32.0958 | 33.5215
3178 | 11440800 | 5.6274 | 32.0988 | 33.5245
3179 | 11444400 | 5.6275 | 32.1017 | 33.5274
3180 | 11448000 | 5.6276 | 32.1047 | 33.5304
3181 | 11451600 | 5.6277 | 32.1076 | 33.5333
3182 | 11455200 | 5.6278 | 32.1105 | 33.5363
3183 | 11458800 | 5.6279 | 32.1135 | 33.5392
3184 | 11462400 | 5.628 | 32.1164 | 33.5421
3185 | 11466000 | 5.6281 | 32.1194 | 33.5451
3186 | 11469600 | 5.6282 | 32.1223 | 33.548
3187 | 11473200 | 5.6283 | 32.1252 | 33.551
3188 | 11476800 | 5.6284 | 32.1282 | 33.5539
3189 | 11480400 | 5.6285 | 32.1311 | 33.5569
3190 | 11484000 | 5.6286 | 32.134 | 33.5598
3191 | 11487600 | 5.6287 | 32.137 | 33.5628
3192 | 11491200 | 5.6288 | 32.1399 | 33.5657
3193 | 11494800 | 5.6289 | 32.1428 | 33.5686
3194 | 11498400 | 5.629 | 32.1458 | 33.5716
3195 | 11502000 | 5.6291 | 32.1487 | 33.5745
3196 | 11505600 | 5.6292 | 32.1516 | 33.5775
3197 | 11509200 | 5.6293 | 32.1546 | 33.5804
3198 | 11512800 | 5.6294 | 32.1575 | 33.5833
3199 | 11516400 | 5.6295 | 32.1604 | 33.5863
3200 | 11520000 | 5.6296 | 32.1634 | 33.5892
3201 | 11523600 | 5.6297 | 32.1663 | 33.5922
3202 | 11527200 | 5.6298 | 32.1692 | 33.5951
3203 | 11530800 | 5.6299 | 32.1721 | 33.598
3204 | 11534400 | 5.63 | 32.1751 | 33.601
3205 | 11538000 | 5.6301 | 32.178 | 33.6039
3206 | 11541600 | 5.6302 | 32.1809 | 33.6068
3207 | 11545200 | 5.6303 | 32.1839 | 33.6098
3208 | 11548800 | 5.6304 | 32.1868 | 33.6127
3209 | 11552400 | 5.6305 | 32.1897 | 33.6156
3210 | 11556000 | 5.6306 | 32.1926 | 33.6186
3211 | 11559600 | 5.6307 | 32.1956 | 33.6215
3212 | 11563200 | 5.6308 | 32.1985 | 33.6244
3213 | 11566800 | 5.6309 | 32.2014 | 33.6274
3214 | 11570400 | 5.631 | 32.2043 | 33.6303
3215 | 11574000 | 5.6311 | 32.2073 | 33.6332
3216 | 11577600 | 5.6312 | 32.2102 | 33.6362
3217 | 11581200 | 5.6313 | 32.2131 | 33.6391
3218 | 11584800 | 5.6314 | 32.216 | 33.642
3219 | 11588400 | 5.6315 | 32.2189 | 33.645
3220 | 11592000 | 5.6316 | 32.2219 | 33.6479
3221 | 11595600 | 5.6317 | 32.2248 | 33.6508
3222 | 11599200 | 5.6318 | 32.2277 | 33.6537
3223 | 11602800 | 5.6319 | 32.2306 | 33.6567
3224 | 11606400 | 5.632 | 32.2335 | 33.6596
3225 | 11610000 | 5.6321 | 32.2365 | 33.6625
3226 | 11613600 | 5.6322 | 32.2394 | 33.6655
3227 | 11617200 | 5.6323 | 32.2423 | 33.6684
3228 | 11620800 | 5.6324 | 32.2452 | 33.6713
3229 | 11624400 | 5.6325 | 32.2481 | 33.6742
3230 | 11628000 | 5.6326 | 32.2511 | 33.6772
3231 | 11631600 | 5.6327 | 32.254 | 33.6801
3232 | 11635200 | 5.6328 | 32.2569 | 33.683
3233 | 11638800 | 5.6329 | 32.2598 | 33.6859
3234 | 11642400 | 5.633 | 32.2627 | 33.6888
3235 | 11646000 | 5.6331 | 32.2656 | 33.6918
3236 | 11649600 | 5.6332 | 32.2685 | 33.6947
3237 | 11653200 | 5.6333 | 32.2715 | 33.6976
3238 | 11656800 | 5.6334 | 32.2744 | 33.7005
3239 | 11660400 | 5.6335 | 32.2773 | 33.7035
3240 | 11664000 | 5.6336 | 32.2802 | 33.7064
3241 | 11667600 | 5.6337 | 32.2831 | 33.7093
3242 | 11671200 | 5.6338 | 32.286 | 33.7122
3243 | 11674800 | 5.6339 | 32.2889 | 33.7151
3244 | 11678400 | 5.634 | 32.2918 | 33.7181
3245 | 11682000 | 5.6341 | 32.2948 | 33.721
3246 | 11685600 | 5.6342 | 32.2977 | 33.7239
3247 | 11689200 | 5.6343 | 32.3006 | 33.7268
3248 | 11692800 | 5.6344 | 32.3035 | 33.7297
3249 | 11696400 | 5.6345 | 32.3064 | 33.7326
3250 | 11700000 | 5.6346 | 32.3093 | 33.7356
3251 | 11703600 | 5.6346 | 32.3122 | 33.7385
3252 | 11707200 | 5.6347 | 32.3151 | 33.7414
3253 | 11710800 | 5.6348 | 32.318 | 33.7443
3254 | 11714400 | 5.6349 | 32.3209 | 33.7472
3255 | 11718000 | 5.635 | 32.3238 | 33.7501
3256 | 11721600 | 5.6351 | 32.3267 | 33.753
3257 | 11725200 | 5.6352 | 32.3296 | 33.756
3258 | 11728800 | 5.6353 | 32.3325 | 33.7589
3259 | 11732400 | 5.6354 | 32.3355 | 33.7618
3260 | 11736000 | 5.6355 | 32.3384 | 33.7647
3261 | 11739600 | 5.6356 | 32.3413 | 33.7676
3262 | 11743200 | 5.6357 | 32.3442 | 33.7705
3263 | 11746800 | 5.6358 | 32.3471 | 33.7734
3264 | 11750400 | 5.6359 | 32.35 | 33.7763
3265 | 11754000 | 5.636 | 32.3529 | 33.7792
3266 | 11757600 | 5.6361 | 32.3558 | 33.7822
3267 | 11761200 | 5.6362 | 32.3587 | 33.7851
3268 | 11764800 | 5.6363 | 32.3616 | 33.788
3269 | 11768400 | 5.6364 | 32.3645 | 33.7909
3270 | 11772000 | 5.6365 | 32.3674 | 33.7938
3271 | 11775600 | 5.6366 | 32.3703 | 33.7967
3272 | 11779200 | 5.6367 | 32.3732 | 33.7996
3273 | 11782800 | 5.6368 | 32.3761 | 33.8025
3274 | 11786400 | 5.6369 | 32.379 | 33.8054
3275 | 11790000 | 5.637 | 32.3819 | 33.8083
3276 | 11793600 | 5.6371 | 32.3848 | 33.8112
3277 | 11797200 | 5.6372 | 32.3877 | 33.8141
3278 | 11800800 | 5.6373 | 32.3906 | 33.817
3279 | 11804400 | 5.6374 | 32.3934 | 33.8199
3280 | 11808000 | 5.6375 | 32.3963 | 33.8228
3281 | 11811600 | 5.6376 | 32.3992 | 33.8257
3282 | 11815200 | 5.6377 | 32.4021 | 33.8286
3283 | 11818800 | 5.6378 | 32.405 | 33.8315
3284 | 11822400 | 5.6379 | 32.4079 | 33.8344
3285 | 11826000 | 5.638 | 32.4108 | 33.8373
3286 | 11829600 | 5.6381 | 32.4137 | 33.8402
3287 | 11833200 | 5.6382 | 32.4166 | 33.8431
3288 | 11836800 | 5.6382 | 32.4195 | 33.846
3289 | 11840400 | 5.6383 | 32.4224 | 33.8489
3290 | 11844000 | 5.6384 | 32.4253 | 33.8518
3291 | 11847600 | 5.6385 | 32.4282 | 33.8547
3292 | 11851200 | 5.6386 | 32.4311 | 33.8576
3293 | 11854800 | 5.6387 | 32.4339 | 33.8605
3294 | 11858400 | 5.6388 | 32.4368 | 33.8634
3295 | 11862000 | 5.6389 | 32.4397 | 33.8663
3296 | 11865600 | 5.639 | 32.4426 | 33.8692
3297 | 11869200 | 5.6391 | 32.4455 | 33.8721
3298 | 11872800 | 5.6392 | 32.4484 | 33.875
3299 | 11876400 | 5.6393 | 32.4513 | 33.8779
3300 | 11880000 | 5.6394 | 32.4542 | 33.8808
3301 | 11883600 | 5.6395 | 32.457 | 33.8837
3302 | 11887200 | 5.6396 | 32.4599 | 33.8866
3303 | 11890800 | 5.6397 | 32.4628 | 33.8895
3304 | 11894400 | 5.6398 | 32.4657 | 33.8924
3305 | 11898000 | 5.6399 | 32.4686 | 33.8953
3306 | 11901600 | 5.64 | 32.4715 | 33.8982
3307 | 11905200 | 5.6401 | 32.4744 | 33.9011
3308 | 11908800 | 5.6402 | 32.4772 | 33.9039
3309 | 11912400 | 5.6403 | 32.4801 | 33.9068
3310 | 11916000 | 5.6404 | 32.483 | 33.9097
3311 | 11919600 | 5.6405 | 32.4859 | 33.9126
3312 | 11923200 | 5.6405 | 32.4888 | 33.9155
3313 | 11926800 | 5.6406 | 32.4916 | 33.9184
3314 | 11930400 | 5.6407 | 32.4945 | 33.9213
3315 | 11934000 | 5.6408 | 32.4974 | 33.9242
3316 | 11937600 | 5.6409 | 32.5003 | 33.9271
3317 | 11941200 | 5.641 | 32.5032 | 33.9299
3318 | 11944800 | 5.6411 | 32.506 | 33.9328
3319 | 11948400 | 5.6412 | 32.5089 | 33.9357
3320 | 11952000 | 5.6413 | 32.5118 | 33.9386
3321 | 11955600 | 5.6414 | 32.5147 | 33.9415
3322 | 11959200 | 5.6415 | 32.5176 | 33.9444
3323 | 11962800 | 5.6416 | 32.5204 | 33.9473
3324 | 11966400 | 5.6417 | 32.5233 | 33.9501
3325 | 11970000 | 5.6418 | 32.5262 | 33.953
3326 | 11973600 | 5.6419 | 32.5291 | 33.9559
3327 | 11977200 | 5.642 | 32.5319 | 33.9588
3328 | 11980800 | 5.6421 | 32.5348 | 33.9617
3329 | 11984400 | 5.6422 | 32.5377 | 33.9646
3330 | 11988000 | 5.6423 | 32.5406 | 33.9674
3331 | 11991600 | 5.6424 | 32.5434 | 33.9703
3332 | 11995200 | 5.6424 | 32.5463 | 33.9732
3333 | 11998800 | 5.6425 | 32.5492 | 33.9761
3334 | 12002400 | 5.6426 | 32.5521 | 33.979
3335 | 12006000 | 5.6427 | 32.5549 | 33.9818
3336 | 12009600 | 5.6428 | 32.5578 | 33.9847
3337 | 12013200 | 5.6429 | 32.5607 | 33.9876
3338 | 12016800 | 5.643 | 32.5635 | 33.9905
3339 | 12020400 | 5.6431 | 32.5664 | 33.9934
3340 | 12024000 | 5.6432 | 32.5693 | 33.9962
3341 | 12027600 | 5.6433 | 32.5721 | 33.9991
3342 | 12031200 | 5.6434 | 32.575 | 34.002
3343 | 12034800 | 5.6435 | 32.5779 | 34.0049
3344 | 12038400 | 5.6436 | 32.5808 | 34.0077
3345 | 12042000 | 5.6437 | 32.5836 | 34.0106
3346 | 12045600 | 5.6438 | 32.5865 | 34.0135
3347 | 12049200 | 5.6439 | 32.5894 | 34.0164
3348 | 12052800 | 5.644 | 32.5922 | 34.0192
3349 | 12056400 | 5.6441 | 32.5951 | 34.0221
3350 | 12060000 | 5.6441 | 32.598 | 34.025
3351 | 12063600 | 5.6442 | 32.6008 | 34.0279
3352 | 12067200 | 5.6443 | 32.6037 | 34.0307
3353 | 12070800 | 5.6444 | 32.6065 | 34.0336
3354 | 12074400 | 5.6445 | 32.6094 | 34.0365
3355 | 12078000 | 5.6446 | 32.6123 | 34.0393
3356 | 12081600 | 5.6447 | 32.6151 | 34.0422
3357 | 12085200 | 5.6448 | 32.618 | 34.0451
3358 | 12088800 | 5.6449 | 32.6209 | 34.048
3359 | 12092400 | 5.645 | 32.6237 | 34.0508
3360 | 12096000 | 5.6451 | 32.6266 | 34.0537
3361 | 12099600 | 5.6452 | 32.6294 | 34.0566
3362 | 12103200 | 5.6453 | 32.6323 | 34.0594
3363 | 12106800 | 5.6454 | 32.6352 | 34.0623
3364 | 12110400 | 5.6455 | 32.638 | 34.0652
3365 | 12114000 | 5.6455 | 32.6409 | 34.068
3366 | 12117600 | 5.6456 | 32.6437 | 34.0709
3367 | 12121200 | 5.6457 | 32.6466 | 34.0738
3368 | 12124800 | 5.6458 | 32.6495 | 34.0766
3369 | 12128400 | 5.6459 | 32.6523 | 34.0795
3370 | 12132000 | 5.646 | 32.6552 | 34.0824
3371 | 12135600 | 5.6461 | 32.658 | 34.0852
3372 | 12139200 | 5.6462 | 32.6609 | 34.0881
3373 | 12142800 | 5.6463 | 32.6637 | 34.0909
3374 | 12146400 | 5.6464 | 32.6666 | 34.0938
3375 | 12150000 | 5.6465 | 32.6695 | 34.0967
3376 | 12153600 | 5.6466 | 32.6723 | 34.0995
3377 | 12157200 | 5.6467 | 32.6752 | 34.1024
3378 | 12160800 | 5.6468 | 32.678 | 34.1053
3379 | 12164400 | 5.6468 | 32.6809 | 34.1081
3380 | 12168000 | 5.6469 | 32.6837 | 34.111
3381 | 12171600 | 5.647 | 32.6866 | 34.1138
3382 | 12175200 | 5.6471 | 32.6894 | 34.1167
3383 | 12178800 | 5.6472 | 32.6923 | 34.1196
3384 | 12182400 | 5.6473 | 32.6951 | 34.1224
3385 | 12186000 | 5.6474 | 32.698 | 34.1253
3386 | 12189600 | 5.6475 | 32.7008 | 34.1281
3387 | 12193200 | 5.6476 | 32.7037 | 34.131
3388 | 12196800 | 5.6477 | 32.7065 | 34.1339
3389 | 12200400 | 5.6478 | 32.7094 | 34.1367
3390 | 12204000 | 5.6479 | 32.7122 | 34.1396
3391 | 12207600 | 5.648 | 32.7151 | 34.1424
3392 | 12211200 | 5.648 | 32.7179 | 34.1453
3393 | 12214800 | 5.6481 | 32.7208 | 34.1481
3394 | 12218400 | 5.6482 | 32.7236 | 34.151
3395 | 12222000 | 5.6483 | 32.7265 | 34.1538
3396 | 12225600 | 5.6484 | 32.7293 | 34.1567
3397 | 12229200 | 5.6485 | 32.7322 | 34.1596
3398 | 12232800 | 5.6486 | 32.735 | 34.1624
3399 | 12236400 | 5.6487 | 32.7379 | 34.1653
3400 | 12240000 | 5.6488 | 32.7407 | 34.1681
3401 | 12243600 | 5.6489 | 32.7436 | 34.171
3402 | 12247200 | 5.649 | 32.7464 | 34.1738
3403 | 12250800 | 5.6491 | 32.7492 | 34.1767
3404 | 12254400 | 5.6491 | 32.7521 | 34.1795
3405 | 12258000 | 5.6492 | 32.7549 | 34.1824
3406 | 12261600 | 5.6493 | 32.7578 | 34.1852
3407 | 12265200 | 5.6494 | 32.7606 | 34.1881
3408 | 12268800 | 5.6495 | 32.7635 | 34.1909
3409 | 12272400 | 5.6496 | 32.7663 | 34.1938
3410 | 12276000 | 5.6497 | 32.7691 | 34.1966
3411 | 12279600 | 5.6498 | 32.772 | 34.1995
3412 | 12283200 | 5.6499 | 32.7748 | 34.2023
3413 | 12286800 | 5.65 | 32.7777 | 34.2052
3414 | 12290400 | 5.6501 | 32.7805 | 34.208
3415 | 12294000 | 5.6502 | 32.7833 | 34.2108
3416 | 12297600 | 5.6502 | 32.7862 | 34.2137
3417 | 12301200 | 5.6503 | 32.789 | 34.2165
3418 | 12304800 | 5.6504 | 32.7918 | 34.2194
3419 | 12308400 | 5.6505 | 32.7947 | 34.2222
3420 | 12312000 | 5.6506 | 32.7975 | 34.2251
3421 | 12315600 | 5.6507 | 32.8004 | 34.2279
3422 | 12319200 | 5.6508 | 32.8032 | 34.2308
3423 | 12322800 | 5.6509 | 32.806 | 34.2336
3424 | 12326400 | 5.651 | 32.8089 | 34.2364
3425 | 12330000 | 5.6511 | 32.8117 | 34.2393
3426 | 12333600 | 5.6512 | 32.8145 | 34.2421
3427 | 12337200 | 5.6512 | 32.8174 | 34.245
3428 | 12340800 | 5.6513 | 32.8202 | 34.2478
3429 | 12344400 | 5.6514 | 32.823 | 34.2507
3430 | 12348000 | 5.6515 | 32.8259 | 34.2535
3431 | 12351600 | 5.6516 | 32.8287 | 34.2563
3432 | 12355200 | 5.6517 | 32.8315 | 34.2592
3433 | 12358800 | 5.6518 | 32.8344 | 34.262
3434 | 12362400 | 5.6519 | 32.8372 | 34.2649
3435 | 12366000 | 5.652 | 32.84 | 34.2677
3436 | 12369600 | 5.6521 | 32.8429 | 34.2705
3437 | 12373200 | 5.6522 | 32.8457 | 34.2734
3438 | 12376800 | 5.6522 | 32.8485 | 34.2762
3439 | 12380400 | 5.6523 | 32.8513 | 34.279
3440 | 12384000 | 5.6524 | 32.8542 | 34.2819
3441 | 12387600 | 5.6525 | 32.857 | 34.2847
3442 | 12391200 | 5.6526 | 32.8598 | 34.2875
3443 | 12394800 | 5.6527 | 32.8627 | 34.2904
3444 | 12398400 | 5.6528 | 32.8655 | 34.2932
3445 | 12402000 | 5.6529 | 32.8683 | 34.296
3446 | 12405600 | 5.653 | 32.8711 | 34.2989
3447 | 12409200 | 5.6531 | 32.874 | 34.3017
3448 | 12412800 | 5.6531 | 32.8768 | 34.3045
3449 | 12416400 | 5.6532 | 32.8796 | 34.3074
3450 | 12420000 | 5.6533 | 32.8824 | 34.3102
3451 | 12423600 | 5.6534 | 32.8853 | 34.313
3452 | 12427200 | 5.6535 | 32.8881 | 34.3159
3453 | 12430800 | 5.6536 | 32.8909 | 34.3187
3454 | 12434400 | 5.6537 | 32.8937 | 34.3215
3455 | 12438000 | 5.6538 | 32.8966 | 34.3244
3456 | 12441600 | 5.6539 | 32.8994 | 34.3272
3457 | 12445200 | 5.654 | 32.9022 | 34.33
3458 | 12448800 | 5.654 | 32.905 | 34.3329
3459 | 12452400 | 5.6541 | 32.9079 | 34.3357
3460 | 12456000 | 5.6542 | 32.9107 | 34.3385
3461 | 12459600 | 5.6543 | 32.9135 | 34.3413
3462 | 12463200 | 5.6544 | 32.9163 | 34.3442
3463 | 12466800 | 5.6545 | 32.9191 | 34.347
3464 | 12470400 | 5.6546 | 32.922 | 34.3498
3465 | 12474000 | 5.6547 | 32.9248 | 34.3526
3466 | 12477600 | 5.6548 | 32.9276 | 34.3555
3467 | 12481200 | 5.6548 | 32.9304 | 34.3583
3468 | 12484800 | 5.6549 | 32.9332 | 34.3611
3469 | 12488400 | 5.655 | 32.936 | 34.3639
3470 | 12492000 | 5.6551 | 32.9389 | 34.3668
3471 | 12495600 | 5.6552 | 32.9417 | 34.3696
3472 | 12499200 | 5.6553 | 32.9445 | 34.3724
3473 | 12502800 | 5.6554 | 32.9473 | 34.3752
3474 | 12506400 | 5.6555 | 32.9501 | 34.3781
3475 | 12510000 | 5.6556 | 32.9529 | 34.3809
3476 | 12513600 | 5.6556 | 32.9558 | 34.3837
3477 | 12517200 | 5.6557 | 32.9586 | 34.3865
3478 | 12520800 | 5.6558 | 32.9614 | 34.3893
3479 | 12524400 | 5.6559 | 32.9642 | 34.3922
3480 | 12528000 | 5.656 | 32.967 | 34.395
3481 | 12531600 | 5.6561 | 32.9698 | 34.3978
3482 | 12535200 | 5.6562 | 32.9726 | 34.4006
3483 | 12538800 | 5.6563 | 32.9754 | 34.4034
3484 | 12542400 | 5.6564 | 32.9783 | 34.4063
3485 | 12546000 | 5.6564 | 32.9811 | 34.4091
3486 | 12549600 | 5.6565 | 32.9839 | 34.4119
3487 | 12553200 | 5.6566 | 32.9867 | 34.4147
3488 | 12556800 | 5.6567 | 32.9895 | 34.4175
3489 | 12560400 | 5.6568 | 32.9923 | 34.4204
3490 | 12564000 | 5.6569 | 32.9951 | 34.4232
3491 | 12567600 | 5.657 | 32.9979 | 34.426
3492 | 12571200 | 5.6571 | 33.0007 | 34.4288
3493 | 12574800 | 5.6572 | 33.0035 | 34.4316
3494 | 12578400 | 5.6572 | 33.0063 | 34.4344
3495 | 12582000 | 5.6573 | 33.0092 | 34.4372
3496 | 12585600 | 5.6574 | 33.012 | 34.4401
3497 | 12589200 | 5.6575 | 33.0148 | 34.4429
3498 | 12592800 | 5.6576 | 33.0176 | 34.4457
3499 | 12596400 | 5.6577 | 33.0204 | 34.4485
3500 | 12600000 | 5.6578 | 33.0232 | 34.4513
3501 | 12603600 | 5.6579 | 33.026 | 34.4541
3502 | 12607200 | 5.6579 | 33.0288 | 34.4569
3503 | 12610800 | 5.658 | 33.0316 | 34.4597
3504 | 12614400 | 5.6581 | 33.0344 | 34.4626
3505 | 12618000 | 5.6582 | 33.0372 | 34.4654
3506 | 12621600 | 5.6583 | 33.04 | 34.4682
3507 | 12625200 | 5.6584 | 33.0428 | 34.471
3508 | 12628800 | 5.6585 | 33.0456 | 34.4738
3509 | 12632400 | 5.6586 | 33.0484 | 34.4766
3510 | 12636000 | 5.6586 | 33.0512 | 34.4794
3511 | 12639600 | 5.6587 | 33.054 | 34.4822
3512 | 12643200 | 5.6588 | 33.0568 | 34.485
3513 | 12646800 | 5.6589 | 33.0596 | 34.4878
3514 | 12650400 | 5.659 | 33.0624 | 34.4906
3515 | 12654000 | 5.6591 | 33.0652 | 34.4934
3516 | 12657600 | 5.6592 | 33.068 | 34.4963
3517 | 12661200 | 5.6593 | 33.0708 | 34.4991
3518 | 12664800 | 5.6593 | 33.0736 | 34.5019
3519 | 12668400 | 5.6594 | 33.0764 | 34.5047
3520 | 12672000 | 5.6595 | 33.0792 | 34.5075
3521 | 12675600 | 5.6596 | 33.082 | 34.5103
3522 | 12679200 | 5.6597 | 33.0848 | 34.5131
3523 | 12682800 | 5.6598 | 33.0876 | 34.5159
3524 | 12686400 | 5.6599 | 33.0904 | 34.5187
3525 | 12690000 | 5.66 | 33.0932 | 34.5215
3526 | 12693600 | 5.66 | 33.096 | 34.5243
3527 | 12697200 | 5.6601 | 33.0988 | 34.5271
3528 | 12700800 | 5.6602 | 33.1016 | 34.5299
3529 | 12704400 | 5.6603 | 33.1044 | 34.5327
3530 | 12708000 | 5.6604 | 33.1072 | 34.5355
3531 | 12711600 | 5.6605 | 33.11 | 34.5383
3532 | 12715200 | 5.6606 | 33.1127 | 34.5411
3533 | 12718800 | 5.6606 | 33.1155 | 34.5439
3534 | 12722400 | 5.6607 | 33.1183 | 34.5467
3535 | 12726000 | 5.6608 | 33.1211 | 34.5495
3536 | 12729600 | 5.6609 | 33.1239 | 34.5523
3537 | 12733200 | 5.661 | 33.1267 | 34.5551
3538 | 12736800 | 5.6611 | 33.1295 | 34.5579
3539 | 12740400 | 5.6612 | 33.1323 | 34.5607
3540 | 12744000 | 5.6613 | 33.1351 | 34.5635
3541 | 12747600 | 5.6613 | 33.1379 | 34.5663
3542 | 12751200 | 5.6614 | 33.1407 | 34.5691
3543 | 12754800 | 5.6615 | 33.1434 | 34.5719
3544 | 12758400 | 5.6616 | 33.1462 | 34.5747
3545 | 12762000 | 5.6617 | 33.149 | 34.5775
3546 | 12765600 | 5.6618 | 33.1518 | 34.5803
3547 | 12769200 | 5.6619 | 33.1546 | 34.583
3548 | 12772800 | 5.6619 | 33.1574 | 34.5858
3549 | 12776400 | 5.662 | 33.1602 | 34.5886
3550 | 12780000 | 5.6621 | 33.163 | 34.5914
3551 | 12783600 | 5.6622 | 33.1657 | 34.5942
3552 | 12787200 | 5.6623 | 33.1685 | 34.597
3553 | 12790800 | 5.6624 | 33.1713 | 34.5998
3554 | 12794400 | 5.6625 | 33.1741 | 34.6026
3555 | 12798000 | 5.6625 | 33.1769 | 34.6054
3556 | 12801600 | 5.6626 | 33.1797 | 34.6082
3557 | 12805200 | 5.6627 | 33.1824 | 34.611
3558 | 12808800 | 5.6628 | 33.1852 | 34.6138
3559 | 12812400 | 5.6629 | 33.188 | 34.6165
3560 | 12816000 | 5.663 | 33.1908 | 34.6193
3561 | 12819600 | 5.6631 | 33.1936 | 34.6221
3562 | 12823200 | 5.6631 | 33.1964 | 34.6249
3563 | 12826800 | 5.6632 | 33.1991 | 34.6277
3564 | 12830400 | 5.6633 | 33.2019 | 34.6305
3565 | 12834000 | 5.6634 | 33.2047 | 34.6333
3566 | 12837600 | 5.6635 | 33.2075 | 34.6361
3567 | 12841200 | 5.6636 | 33.2103 | 34.6388
3568 | 12844800 | 5.6637 | 33.213 | 34.6416
3569 | 12848400 | 5.6637 | 33.2158 | 34.6444
3570 | 12852000 | 5.6638 | 33.2186 | 34.6472
3571 | 12855600 | 5.6639 | 33.2214 | 34.65
3572 | 12859200 | 5.664 | 33.2241 | 34.6528
3573 | 12862800 | 5.6641 | 33.2269 | 34.6556
3574 | 12866400 | 5.6642 | 33.2297 | 34.6583
3575 | 12870000 | 5.6643 | 33.2325 | 34.6611
3576 | 12873600 | 5.6643 | 33.2353 | 34.6639
3577 | 12877200 | 5.6644 | 33.238 | 34.6667
3578 | 12880800 | 5.6645 | 33.2408 | 34.6695
3579 | 12884400 | 5.6646 | 33.2436 | 34.6723
3580 | 12888000 | 5.6647 | 33.2464 | 34.675
3581 | 12891600 | 5.6648 | 33.2491 | 34.6778
3582 | 12895200 | 5.6649 | 33.2519 | 34.6806
3583 | 12898800 | 5.6649 | 33.2547 | 34.6834
3584 | 12902400 | 5.665 | 33.2574 | 34.6862
3585 | 12906000 | 5.6651 | 33.2602 | 34.6889
3586 | 12909600 | 5.6652 | 33.263 | 34.6917
3587 | 12913200 | 5.6653 | 33.2658 | 34.6945
3588 | 12916800 | 5.6654 | 33.2685 | 34.6973
3589 | 12920400 | 5.6654 | 33.2713 | 34.7
3590 | 12924000 | 5.6655 | 33.2741 | 34.7028
3591 | 12927600 | 5.6656 | 33.2768 | 34.7056
3592 | 12931200 | 5.6657 | 33.2796 | 34.7084
3593 | 12934800 | 5.6658 | 33.2824 | 34.7112
3594 | 12938400 | 5.6659 | 33.2852 | 34.7139
3595 | 12942000 | 5.666 | 33.2879 | 34.7167
3596 | 12945600 | 5.666 | 33.2907 | 34.7195
3597 | 12949200 | 5.6661 | 33.2935 | 34.7223
3598 | 12952800 | 5.6662 | 33.2962 | 34.725
3599 | 12956400 | 5.6663 | 33.299 | 34.7278
3600 | 12960000 | 5.6664 | 33.3018 | 34.7306
3601 | 12963600 | 5.6665 | 33.3045 | 34.7334
3602 | 12967200 | 5.6665 | 33.3073 | 34.7361
3603 | 12970800 | 5.6666 | 33.3101 | 34.7389
3604 | 12974400 | 5.6667 | 33.3128 | 34.7417
3605 | 12978000 | 5.6668 | 33.3156 | 34.7444
3606 | 12981600 | 5.6669 | 33.3184 | 34.7472
3607 | 12985200 | 5.667 | 33.3211 | 34.75
3608 | 12988800 | 5.6671 | 33.3239 | 34.7528
3609 | 12992400 | 5.6671 | 33.3266 | 34.7555
3610 | 12996000 | 5.6672 | 33.3294 | 34.7583
3611 | 12999600 | 5.6673 | 33.3322 | 34.7611
3612 | 13003200 | 5.6674 | 33.3349 | 34.7638
3613 | 13006800 | 5.6675 | 33.3377 | 34.7666
3614 | 13010400 | 5.6676 | 33.3405 | 34.7694
3615 | 13014000 | 5.6676 | 33.3432 | 34.7721
3616 | 13017600 | 5.6677 | 33.346 | 34.7749
3617 | 13021200 | 5.6678 | 33.3487 | 34.7777
3618 | 13024800 | 5.6679 | 33.3515 | 34.7804
3619 | 13028400 | 5.668 | 33.3543 | 34.7832
3620 | 13032000 | 5.6681 | 33.357 | 34.786
3621 | 13035600 | 5.6681 | 33.3598 | 34.7887
3622 | 13039200 | 5.6682 | 33.3625 | 34.7915
3623 | 13042800 | 5.6683 | 33.3653 | 34.7943
3624 | 13046400 | 5.6684 | 33.3681 | 34.797
3625 | 13050000 | 5.6685 | 33.3708 | 34.7998
3626 | 13053600 | 5.6686 | 33.3736 | 34.8026
3627 | 13057200 | 5.6686 | 33.3763 | 34.8053
3628 | 13060800 | 5.6687 | 33.3791 | 34.8081
3629 | 13064400 | 5.6688 | 33.3818 | 34.8109
3630 | 13068000 | 5.6689 | 33.3846 | 34.8136
3631 | 13071600 | 5.669 | 33.3874 | 34.8164
3632 | 13075200 | 5.6691 | 33.3901 | 34.8191
3633 | 13078800 | 5.6691 | 33.3929 | 34.8219
3634 | 13082400 | 5.6692 | 33.3956 | 34.8247
3635 | 13086000 | 5.6693 | 33.3984 | 34.8274
3636 | 13089600 | 5.6694 | 33.4011 | 34.8302
3637 | 13093200 | 5.6695 | 33.4039 | 34.8329
3638 | 13096800 | 5.6696 | 33.4066 | 34.8357
3639 | 13100400 | 5.6696 | 33.4094 | 34.8385
3640 | 13104000 | 5.6697 | 33.4121 | 34.8412
3641 | 13107600 | 5.6698 | 33.4149 | 34.844
3642 | 13111200 | 5.6699 | 33.4176 | 34.8467
3643 | 13114800 | 5.67 | 33.4204 | 34.8495
3644 | 13118400 | 5.6701 | 33.4231 | 34.8523
3645 | 13122000 | 5.6701 | 33.4259 | 34.855
3646 | 13125600 | 5.6702 | 33.4286 | 34.8578
3647 | 13129200 | 5.6703 | 33.4314 | 34.8605
3648 | 13132800 | 5.6704 | 33.4341 | 34.8633
3649 | 13136400 | 5.6705 | 33.4369 | 34.866
3650 | 13140000 | 5.6706 | 33.4396 | 34.8688
3651 | 13143600 | 5.6706 | 33.4424 | 34.8715
3652 | 13147200 | 5.6707 | 33.4451 | 34.8743
3653 | 13150800 | 5.6708 | 33.4479 | 34.8771
3654 | 13154400 | 5.6709 | 33.4506 | 34.8798
3655 | 13158000 | 5.671 | 33.4534 | 34.8826
3656 | 13161600 | 5.671 | 33.4561 | 34.8853
3657 | 13165200 | 5.6711 | 33.4589 | 34.8881
3658 | 13168800 | 5.6712 | 33.4616 | 34.8908
3659 | 13172400 | 5.6713 | 33.4644 | 34.8936
3660 | 13176000 | 5.6714 | 33.4671 | 34.8963
3661 | 13179600 | 5.6715 | 33.4698 | 34.8991
3662 | 13183200 | 5.6715 | 33.4726 | 34.9018
3663 | 13186800 | 5.6716 | 33.4753 | 34.9046
3664 | 13190400 | 5.6717 | 33.4781 | 34.9073
3665 | 13194000 | 5.6718 | 33.4808 | 34.9101
3666 | 13197600 | 5.6719 | 33.4836 | 34.9128
3667 | 13201200 | 5.672 | 33.4863 | 34.9156
3668 | 13204800 | 5.672 | 33.489 | 34.9183
3669 | 13208400 | 5.6721 | 33.4918 | 34.9211
3670 | 13212000 | 5.6722 | 33.4945 | 34.9238
3671 | 13215600 | 5.6723 | 33.4973 | 34.9266
3672 | 13219200 | 5.6724 | 33.5 | 34.9293
3673 | 13222800 | 5.6724 | 33.5027 | 34.9321
3674 | 13226400 | 5.6725 | 33.5055 | 34.9348
3675 | 13230000 | 5.6726 | 33.5082 | 34.9375
3676 | 13233600 | 5.6727 | 33.511 | 34.9403
3677 | 13237200 | 5.6728 | 33.5137 | 34.943
3678 | 13240800 | 5.6729 | 33.5164 | 34.9458
3679 | 13244400 | 5.6729 | 33.5192 | 34.9485
3680 | 13248000 | 5.673 | 33.5219 | 34.9513
3681 | 13251600 | 5.6731 | 33.5247 | 34.954
3682 | 13255200 | 5.6732 | 33.5274 | 34.9568
3683 | 13258800 | 5.6733 | 33.5301 | 34.9595
3684 | 13262400 | 5.6733 | 33.5329 | 34.9622
3685 | 13266000 | 5.6734 | 33.5356 | 34.965
3686 | 13269600 | 5.6735 | 33.5383 | 34.9677
3687 | 13273200 | 5.6736 | 33.5411 | 34.9705
3688 | 13276800 | 5.6737 | 33.5438 | 34.9732
3689 | 13280400 | 5.6738 | 33.5465 | 34.9759
3690 | 13284000 | 5.6738 | 33.5493 | 34.9787
3691 | 13287600 | 5.6739 | 33.552 | 34.9814
3692 | 13291200 | 5.674 | 33.5547 | 34.9842
3693 | 13294800 | 5.6741 | 33.5575 | 34.9869
3694 | 13298400 | 5.6742 | 33.5602 | 34.9896
3695 | 13302000 | 5.6742 | 33.5629 | 34.9924
3696 | 13305600 | 5.6743 | 33.5657 | 34.9951
3697 | 13309200 | 5.6744 | 33.5684 | 34.9979
3698 | 13312800 | 5.6745 | 33.5711 | 35.0006
3699 | 13316400 | 5.6746 | 33.5739 | 35.0033
3700 | 13320000 | 5.6746 | 33.5766 | 35.0061
3701 | 13323600 | 5.6747 | 33.5793 | 35.0088
3702 | 13327200 | 5.6748 | 33.5821 | 35.0115
3703 | 13330800 | 5.6749 | 33.5848 | 35.0143
3704 | 13334400 | 5.675 | 33.5875 | 35.017
3705 | 13338000 | 5.675 | 33.5902 | 35.0198
3706 | 13341600 | 5.6751 | 33.593 | 35.0225
3707 | 13345200 | 5.6752 | 33.5957 | 35.0252
3708 | 13348800 | 5.6753 | 33.5984 | 35.028
3709 | 13352400 | 5.6754 | 33.6011 | 35.0307
3710 | 13356000 | 5.6755 | 33.6039 | 35.0334
3711 | 13359600 | 5.6755 | 33.6066 | 35.0362
3712 | 13363200 | 5.6756 | 33.6093 | 35.0389
3713 | 13366800 | 5.6757 | 33.6121 | 35.0416
3714 | 13370400 | 5.6758 | 33.6148 | 35.0443
3715 | 13374000 | 5.6759 | 33.6175 | 35.0471
3716 | 13377600 | 5.6759 | 33.6202 | 35.0498
3717 | 13381200 | 5.676 | 33.623 | 35.0525
3718 | 13384800 | 5.6761 | 33.6257 | 35.0553
3719 | 13388400 | 5.6762 | 33.6284 | 35.058
3720 | 13392000 | 5.6763 | 33.6311 | 35.0607
3721 | 13395600 | 5.6763 | 33.6338 | 35.0635
3722 | 13399200 | 5.6764 | 33.6366 | 35.0662
3723 | 13402800 | 5.6765 | 33.6393 | 35.0689
3724 | 13406400 | 5.6766 | 33.642 | 35.0716
3725 | 13410000 | 5.6767 | 33.6447 | 35.0744
3726 | 13413600 | 5.6767 | 33.6475 | 35.0771
3727 | 13417200 | 5.6768 | 33.6502 | 35.0798
3728 | 13420800 | 5.6769 | 33.6529 | 35.0826
3729 | 13424400 | 5.677 | 33.6556 | 35.0853
3730 | 13428000 | 5.6771 | 33.6583 | 35.088
3731 | 13431600 | 5.6771 | 33.6611 | 35.0907
3732 | 13435200 | 5.6772 | 33.6638 | 35.0935
3733 | 13438800 | 5.6773 | 33.6665 | 35.0962
3734 | 13442400 | 5.6774 | 33.6692 | 35.0989
3735 | 13446000 | 5.6775 | 33.6719 | 35.1016
3736 | 13449600 | 5.6775 | 33.6746 | 35.1044
3737 | 13453200 | 5.6776 | 33.6774 | 35.1071
3738 | 13456800 | 5.6777 | 33.6801 | 35.1098
3739 | 13460400 | 5.6778 | 33.6828 | 35.1125
3740 | 13464000 | 5.6779 | 33.6855 | 35.1152
3741 | 13467600 | 5.6779 | 33.6882 | 35.118
3742 | 13471200 | 5.678 | 33.6909 | 35.1207
3743 | 13474800 | 5.6781 | 33.6937 | 35.1234
3744 | 13478400 | 5.6782 | 33.6964 | 35.1261
3745 | 13482000 | 5.6783 | 33.6991 | 35.1289
3746 | 13485600 | 5.6783 | 33.7018 | 35.1316
3747 | 13489200 | 5.6784 | 33.7045 | 35.1343
3748 | 13492800 | 5.6785 | 33.7072 | 35.137
3749 | 13496400 | 5.6786 | 33.7099 | 35.1397
3750 | 13500000 | 5.6787 | 33.7126 | 35.1425
3751 | 13503600 | 5.6787 | 33.7154 | 35.1452
3752 | 13507200 | 5.6788 | 33.7181 | 35.1479
3753 | 13510800 | 5.6789 | 33.7208 | 35.1506
3754 | 13514400 | 5.679 | 33.7235 | 35.1533
3755 | 13518000 | 5.6791 | 33.7262 | 35.156
3756 | 13521600 | 5.6791 | 33.7289 | 35.1588
3757 | 13525200 | 5.6792 | 33.7316 | 35.1615
3758 | 13528800 | 5.6793 | 33.7343 | 35.1642
3759 | 13532400 | 5.6794 | 33.737 | 35.1669
3760 | 13536000 | 5.6794 | 33.7398 | 35.1696
3761 | 13539600 | 5.6795 | 33.7425 | 35.1723
3762 | 13543200 | 5.6796 | 33.7452 | 35.1751
3763 | 13546800 | 5.6797 | 33.7479 | 35.1778
3764 | 13550400 | 5.6798 | 33.7506 | 35.1805
3765 | 13554000 | 5.6798 | 33.7533 | 35.1832
3766 | 13557600 | 5.6799 | 33.756 | 35.1859
3767 | 13561200 | 5.68 | 33.7587 | 35.1886
3768 | 13564800 | 5.6801 | 33.7614 | 35.1913
3769 | 13568400 | 5.6802 | 33.7641 | 35.194
3770 | 13572000 | 5.6802 | 33.7668 | 35.1968
3771 | 13575600 | 5.6803 | 33.7695 | 35.1995
3772 | 13579200 | 5.6804 | 33.7722 | 35.2022
3773 | 13582800 | 5.6805 | 33.7749 | 35.2049
3774 | 13586400 | 5.6806 | 33.7776 | 35.2076
3775 | 13590000 | 5.6806 | 33.7803 | 35.2103
3776 | 13593600 | 5.6807 | 33.783 | 35.213
3777 | 13597200 | 5.6808 | 33.7858 | 35.2157
3778 | 13600800 | 5.6809 | 33.7885 | 35.2184
3779 | 13604400 | 5.6809 | 33.7912 | 35.2211
3780 | 13608000 | 5.681 | 33.7939 | 35.2239
3781 | 13611600 | 5.6811 | 33.7966 | 35.2266
3782 | 13615200 | 5.6812 | 33.7993 | 35.2293
3783 | 13618800 | 5.6813 | 33.802 | 35.232
3784 | 13622400 | 5.6813 | 33.8047 | 35.2347
3785 | 13626000 | 5.6814 | 33.8074 | 35.2374
3786 | 13629600 | 5.6815 | 33.8101 | 35.2401
3787 | 13633200 | 5.6816 | 33.8128 | 35.2428
3788 | 13636800 | 5.6817 | 33.8155 | 35.2455
3789 | 13640400 | 5.6817 | 33.8182 | 35.2482
3790 | 13644000 | 5.6818 | 33.8209 | 35.2509
3791 | 13647600 | 5.6819 | 33.8236 | 35.2536
3792 | 13651200 | 5.682 | 33.8263 | 35.2563
3793 | 13654800 | 5.682 | 33.829 | 35.259
3794 | 13658400 | 5.6821 | 33.8316 | 35.2617
3795 | 13662000 | 5.6822 | 33.8343 | 35.2644
3796 | 13665600 | 5.6823 | 33.837 | 35.2671
3797 | 13669200 | 5.6824 | 33.8397 | 35.2698
3798 | 13672800 | 5.6824 | 33.8424 | 35.2725
3799 | 13676400 | 5.6825 | 33.8451 | 35.2752
3800 | 13680000 | 5.6826 | 33.8478 | 35.2779
3801 | 13683600 | 5.6827 | 33.8505 | 35.2806
3802 | 13687200 | 5.6827 | 33.8532 | 35.2833
3803 | 13690800 | 5.6828 | 33.8559 | 35.286
3804 | 13694400 | 5.6829 | 33.8586 | 35.2887
3805 | 13698000 | 5.683 | 33.8613 | 35.2914
3806 | 13701600 | 5.6831 | 33.864 | 35.2941
3807 | 13705200 | 5.6831 | 33.8667 | 35.2968
3808 | 13708800 | 5.6832 | 33.8694 | 35.2995
3809 | 13712400 | 5.6833 | 33.8721 | 35.3022
3810 | 13716000 | 5.6834 | 33.8748 | 35.3049
3811 | 13719600 | 5.6834 | 33.8774 | 35.3076
3812 | 13723200 | 5.6835 | 33.8801 | 35.3103
3813 | 13726800 | 5.6836 | 33.8828 | 35.313
3814 | 13730400 | 5.6837 | 33.8855 | 35.3157
3815 | 13734000 | 5.6838 | 33.8882 | 35.3184
3816 | 13737600 | 5.6838 | 33.8909 | 35.3211
3817 | 13741200 | 5.6839 | 33.8936 | 35.3238
3818 | 13744800 | 5.684 | 33.8963 | 35.3265
3819 | 13748400 | 5.6841 | 33.899 | 35.3292
3820 | 13752000 | 5.6841 | 33.9017 | 35.3319
3821 | 13755600 | 5.6842 | 33.9043 | 35.3346
3822 | 13759200 | 5.6843 | 33.907 | 35.3373
3823 | 13762800 | 5.6844 | 33.9097 | 35.34
3824 | 13766400 | 5.6844 | 33.9124 | 35.3427
3825 | 13770000 | 5.6845 | 33.9151 | 35.3454
3826 | 13773600 | 5.6846 | 33.9178 | 35.3481
3827 | 13777200 | 5.6847 | 33.9205 | 35.3507
3828 | 13780800 | 5.6848 | 33.9231 | 35.3534
3829 | 13784400 | 5.6848 | 33.9258 | 35.3561
3830 | 13788000 | 5.6849 | 33.9285 | 35.3588
3831 | 13791600 | 5.685 | 33.9312 | 35.3615
3832 | 13795200 | 5.6851 | 33.9339 | 35.3642
3833 | 13798800 | 5.6851 | 33.9366 | 35.3669
3834 | 13802400 | 5.6852 | 33.9392 | 35.3696
3835 | 13806000 | 5.6853 | 33.9419 | 35.3723
3836 | 13809600 | 5.6854 | 33.9446 | 35.375
3837 | 13813200 | 5.6854 | 33.9473 | 35.3776
3838 | 13816800 | 5.6855 | 33.95 | 35.3803
3839 | 13820400 | 5.6856 | 33.9527 | 35.383
3840 | 13824000 | 5.6857 | 33.9553 | 35.3857
3841 | 13827600 | 5.6858 | 33.958 | 35.3884
3842 | 13831200 | 5.6858 | 33.9607 | 35.3911
3843 | 13834800 | 5.6859 | 33.9634 | 35.3938
3844 | 13838400 | 5.686 | 33.9661 | 35.3965
3845 | 13842000 | 5.6861 | 33.9687 | 35.3991
3846 | 13845600 | 5.6861 | 33.9714 | 35.4018
3847 | 13849200 | 5.6862 | 33.9741 | 35.4045
3848 | 13852800 | 5.6863 | 33.9768 | 35.4072
3849 | 13856400 | 5.6864 | 33.9795 | 35.4099
3850 | 13860000 | 5.6864 | 33.9821 | 35.4126
3851 | 13863600 | 5.6865 | 33.9848 | 35.4152
3852 | 13867200 | 5.6866 | 33.9875 | 35.4179
3853 | 13870800 | 5.6867 | 33.9902 | 35.4206
3854 | 13874400 | 5.6867 | 33.9928 | 35.4233
3855 | 13878000 | 5.6868 | 33.9955 | 35.426
3856 | 13881600 | 5.6869 | 33.9982 | 35.4287
3857 | 13885200 | 5.687 | 34.0009 | 35.4313
3858 | 13888800 | 5.6871 | 34.0035 | 35.434
3859 | 13892400 | 5.6871 | 34.0062 | 35.4367
3860 | 13896000 | 5.6872 | 34.0089 | 35.4394
3861 | 13899600 | 5.6873 | 34.0116 | 35.4421
3862 | 13903200 | 5.6874 | 34.0142 | 35.4447
3863 | 13906800 | 5.6874 | 34.0169 | 35.4474
3864 | 13910400 | 5.6875 | 34.0196 | 35.4501
3865 | 13914000 | 5.6876 | 34.0223 | 35.4528
3866 | 13917600 | 5.6877 | 34.0249 | 35.4555
3867 | 13921200 | 5.6877 | 34.0276 | 35.4581
3868 | 13924800 | 5.6878 | 34.0303 | 35.4608
3869 | 13928400 | 5.6879 | 34.0329 | 35.4635
3870 | 13932000 | 5.688 | 34.0356 | 35.4662
3871 | 13935600 | 5.688 | 34.0383 | 35.4688
3872 | 13939200 | 5.6881 | 34.041 | 35.4715
3873 | 13942800 | 5.6882 | 34.0436 | 35.4742
3874 | 13946400 | 5.6883 | 34.0463 | 35.4769
3875 | 13950000 | 5.6883 | 34.049 | 35.4796
3876 | 13953600 | 5.6884 | 34.0516 | 35.4822
3877 | 13957200 | 5.6885 | 34.0543 | 35.4849
3878 | 13960800 | 5.6886 | 34.057 | 35.4876
3879 | 13964400 | 5.6886 | 34.0596 | 35.4902
3880 | 13968000 | 5.6887 | 34.0623 | 35.4929
3881 | 13971600 | 5.6888 | 34.065 | 35.4956
3882 | 13975200 | 5.6889 | 34.0676 | 35.4983
3883 | 13978800 | 5.6889 | 34.0703 | 35.5009
3884 | 13982400 | 5.689 | 34.073 | 35.5036
3885 | 13986000 | 5.6891 | 34.0756 | 35.5063
3886 | 13989600 | 5.6892 | 34.0783 | 35.509
3887 | 13993200 | 5.6892 | 34.081 | 35.5116
3888 | 13996800 | 5.6893 | 34.0836 | 35.5143
3889 | 14000400 | 5.6894 | 34.0863 | 35.517
3890 | 14004000 | 5.6895 | 34.089 | 35.5196
3891 | 14007600 | 5.6896 | 34.0916 | 35.5223
3892 | 14011200 | 5.6896 | 34.0943 | 35.525
3893 | 14014800 | 5.6897 | 34.097 | 35.5277
3894 | 14018400 | 5.6898 | 34.0996 | 35.5303
3895 | 14022000 | 5.6899 | 34.1023 | 35.533
3896 | 14025600 | 5.6899 | 34.1049 | 35.5357
3897 | 14029200 | 5.69 | 34.1076 | 35.5383
3898 | 14032800 | 5.6901 | 34.1103 | 35.541
3899 | 14036400 | 5.6902 | 34.1129 | 35.5437
3900 | 14040000 | 5.6902 | 34.1156 | 35.5463
3901 | 14043600 | 5.6903 | 34.1183 | 35.549
3902 | 14047200 | 5.6904 | 34.1209 | 35.5517
3903 | 14050800 | 5.6905 | 34.1236 | 35.5543
3904 | 14054400 | 5.6905 | 34.1262 | 35.557
3905 | 14058000 | 5.6906 | 34.1289 | 35.5597
3906 | 14061600 | 5.6907 | 34.1316 | 35.5623
3907 | 14065200 | 5.6908 | 34.1342 | 35.565
3908 | 14068800 | 5.6908 | 34.1369 | 35.5677
3909 | 14072400 | 5.6909 | 34.1395 | 35.5703
3910 | 14076000 | 5.691 | 34.1422 | 35.573
3911 | 14079600 | 5.691 | 34.1448 | 35.5756
3912 | 14083200 | 5.6911 | 34.1475 | 35.5783
3913 | 14086800 | 5.6912 | 34.1502 | 35.581
3914 | 14090400 | 5.6913 | 34.1528 | 35.5836
3915 | 14094000 | 5.6913 | 34.1555 | 35.5863
3916 | 14097600 | 5.6914 | 34.1581 | 35.589
3917 | 14101200 | 5.6915 | 34.1608 | 35.5916
3918 | 14104800 | 5.6916 | 34.1634 | 35.5943
3919 | 14108400 | 5.6916 | 34.1661 | 35.5969
3920 | 14112000 | 5.6917 | 34.1687 | 35.5996
3921 | 14115600 | 5.6918 | 34.1714 | 35.6023
3922 | 14119200 | 5.6919 | 34.1741 | 35.6049
3923 | 14122800 | 5.6919 | 34.1767 | 35.6076
3924 | 14126400 | 5.692 | 34.1794 | 35.6102
3925 | 14130000 | 5.6921 | 34.182 | 35.6129
3926 | 14133600 | 5.6922 | 34.1847 | 35.6156
3927 | 14137200 | 5.6922 | 34.1873 | 35.6182
3928 | 14140800 | 5.6923 | 34.19 | 35.6209
3929 | 14144400 | 5.6924 | 34.1926 | 35.6235
3930 | 14148000 | 5.6925 | 34.1953 | 35.6262
3931 | 14151600 | 5.6925 | 34.1979 | 35.6288
3932 | 14155200 | 5.6926 | 34.2006 | 35.6315
3933 | 14158800 | 5.6927 | 34.2032 | 35.6342
3934 | 14162400 | 5.6928 | 34.2059 | 35.6368
3935 | 14166000 | 5.6928 | 34.2085 | 35.6395
3936 | 14169600 | 5.6929 | 34.2112 | 35.6421
3937 | 14173200 | 5.693 | 34.2138 | 35.6448
3938 | 14176800 | 5.6931 | 34.2165 | 35.6474
3939 | 14180400 | 5.6931 | 34.2191 | 35.6501
3940 | 14184000 | 5.6932 | 34.2218 | 35.6527
3941 | 14187600 | 5.6933 | 34.2244 | 35.6554
3942 | 14191200 | 5.6933 | 34.2271 | 35.658
3943 | 14194800 | 5.6934 | 34.2297 | 35.6607
3944 | 14198400 | 5.6935 | 34.2324 | 35.6633
3945 | 14202000 | 5.6936 | 34.235 | 35.666
3946 | 14205600 | 5.6936 | 34.2376 | 35.6687
3947 | 14209200 | 5.6937 | 34.2403 | 35.6713
3948 | 14212800 | 5.6938 | 34.2429 | 35.674
3949 | 14216400 | 5.6939 | 34.2456 | 35.6766
3950 | 14220000 | 5.6939 | 34.2482 | 35.6793
3951 | 14223600 | 5.694 | 34.2509 | 35.6819
3952 | 14227200 | 5.6941 | 34.2535 | 35.6846
3953 | 14230800 | 5.6942 | 34.2562 | 35.6872
3954 | 14234400 | 5.6942 | 34.2588 | 35.6899
3955 | 14238000 | 5.6943 | 34.2614 | 35.6925
3956 | 14241600 | 5.6944 | 34.2641 | 35.6951
3957 | 14245200 | 5.6945 | 34.2667 | 35.6978
3958 | 14248800 | 5.6945 | 34.2694 | 35.7004
3959 | 14252400 | 5.6946 | 34.272 | 35.7031
3960 | 14256000 | 5.6947 | 34.2746 | 35.7057
3961 | 14259600 | 5.6947 | 34.2773 | 35.7084
3962 | 14263200 | 5.6948 | 34.2799 | 35.711
3963 | 14266800 | 5.6949 | 34.2826 | 35.7137
3964 | 14270400 | 5.695 | 34.2852 | 35.7163
3965 | 14274000 | 5.695 | 34.2879 | 35.719
3966 | 14277600 | 5.6951 | 34.2905 | 35.7216
3967 | 14281200 | 5.6952 | 34.2931 | 35.7243
3968 | 14284800 | 5.6953 | 34.2958 | 35.7269
3969 | 14288400 | 5.6953 | 34.2984 | 35.7295
3970 | 14292000 | 5.6954 | 34.301 | 35.7322
3971 | 14295600 | 5.6955 | 34.3037 | 35.7348
3972 | 14299200 | 5.6955 | 34.3063 | 35.7375
3973 | 14302800 | 5.6956 | 34.309 | 35.7401
3974 | 14306400 | 5.6957 | 34.3116 | 35.7428
3975 | 14310000 | 5.6958 | 34.3142 | 35.7454
3976 | 14313600 | 5.6958 | 34.3169 | 35.748
3977 | 14317200 | 5.6959 | 34.3195 | 35.7507
3978 | 14320800 | 5.696 | 34.3221 | 35.7533
3979 | 14324400 | 5.6961 | 34.3248 | 35.756
3980 | 14328000 | 5.6961 | 34.3274 | 35.7586
3981 | 14331600 | 5.6962 | 34.33 | 35.7613
3982 | 14335200 | 5.6963 | 34.3327 | 35.7639
3983 | 14338800 | 5.6964 | 34.3353 | 35.7665
3984 | 14342400 | 5.6964 | 34.3379 | 35.7692
3985 | 14346000 | 5.6965 | 34.3406 | 35.7718
3986 | 14349600 | 5.6966 | 34.3432 | 35.7745
3987 | 14353200 | 5.6966 | 34.3458 | 35.7771
3988 | 14356800 | 5.6967 | 34.3485 | 35.7797
3989 | 14360400 | 5.6968 | 34.3511 | 35.7824
3990 | 14364000 | 5.6969 | 34.3537 | 35.785
3991 | 14367600 | 5.6969 | 34.3564 | 35.7876
3992 | 14371200 | 5.697 | 34.359 | 35.7903
3993 | 14374800 | 5.6971 | 34.3616 | 35.7929
3994 | 14378400 | 5.6971 | 34.3643 | 35.7955
3995 | 14382000 | 5.6972 | 34.3669 | 35.7982
3996 | 14385600 | 5.6973 | 34.3695 | 35.8008
3997 | 14389200 | 5.6974 | 34.3721 | 35.8035
3998 | 14392800 | 5.6974 | 34.3748 | 35.8061
3999 | 14396400 | 5.6975 | 34.3774 | 35.8087
4000 | 14400000 | 5.6976 | 34.38 | 35.8114
4001 | 14403600 | 5.6977 | 34.3827 | 35.814
4002 | 14407200 | 5.6977 | 34.3853 | 35.8166
4003 | 14410800 | 5.6978 | 34.3879 | 35.8193
4004 | 14414400 | 5.6979 | 34.3905 | 35.8219
4005 | 14418000 | 5.6979 | 34.3932 | 35.8245
4006 | 14421600 | 5.698 | 34.3958 | 35.8272
4007 | 14425200 | 5.6981 | 34.3984 | 35.8298
4008 | 14428800 | 5.6982 | 34.401 | 35.8324
4009 | 14432400 | 5.6982 | 34.4037 | 35.8351
4010 | 14436000 | 5.6983 | 34.4063 | 35.8377
4011 | 14439600 | 5.6984 | 34.4089 | 35.8403
4012 | 14443200 | 5.6984 | 34.4115 | 35.8429
4013 | 14446800 | 5.6985 | 34.4142 | 35.8456
4014 | 14450400 | 5.6986 | 34.4168 | 35.8482
4015 | 14454000 | 5.6987 | 34.4194 | 35.8508
4016 | 14457600 | 5.6987 | 34.422 | 35.8535
4017 | 14461200 | 5.6988 | 34.4247 | 35.8561
4018 | 14464800 | 5.6989 | 34.4273 | 35.8587
4019 | 14468400 | 5.6989 | 34.4299 | 35.8613
4020 | 14472000 | 5.699 | 34.4325 | 35.864
4021 | 14475600 | 5.6991 | 34.4352 | 35.8666
4022 | 14479200 | 5.6992 | 34.4378 | 35.8692
4023 | 14482800 | 5.6992 | 34.4404 | 35.8719
4024 | 14486400 | 5.6993 | 34.443 | 35.8745
4025 | 14490000 | 5.6994 | 34.4456 | 35.8771
4026 | 14493600 | 5.6994 | 34.4483 | 35.8797
4027 | 14497200 | 5.6995 | 34.4509 | 35.8824
4028 | 14500800 | 5.6996 | 34.4535 | 35.885
4029 | 14504400 | 5.6997 | 34.4561 | 35.8876
4030 | 14508000 | 5.6997 | 34.4587 | 35.8902
4031 | 14511600 | 5.6998 | 34.4614 | 35.8929
4032 | 14515200 | 5.6999 | 34.464 | 35.8955
4033 | 14518800 | 5.6999 | 34.4666 | 35.8981
4034 | 14522400 | 5.7 | 34.4692 | 35.9007
4035 | 14526000 | 5.7001 | 34.4718 | 35.9033
4036 | 14529600 | 5.7002 | 34.4744 | 35.906
4037 | 14533200 | 5.7002 | 34.4771 | 35.9086
4038 | 14536800 | 5.7003 | 34.4797 | 35.9112
4039 | 14540400 | 5.7004 | 34.4823 | 35.9138
4040 | 14544000 | 5.7004 | 34.4849 | 35.9165
4041 | 14547600 | 5.7005 | 34.4875 | 35.9191
4042 | 14551200 | 5.7006 | 34.4901 | 35.9217
4043 | 14554800 | 5.7007 | 34.4927 | 35.9243
4044 | 14558400 | 5.7007 | 34.4954 | 35.9269
4045 | 14562000 | 5.7008 | 34.498 | 35.9296
4046 | 14565600 | 5.7009 | 34.5006 | 35.9322
4047 | 14569200 | 5.7009 | 34.5032 | 35.9348
4048 | 14572800 | 5.701 | 34.5058 | 35.9374
4049 | 14576400 | 5.7011 | 34.5084 | 35.94
4050 | 14580000 | 5.7012 | 34.511 | 35.9427
4051 | 14583600 | 5.7012 | 34.5137 | 35.9453
4052 | 14587200 | 5.7013 | 34.5163 | 35.9479
4053 | 14590800 | 5.7014 | 34.5189 | 35.9505
4054 | 14594400 | 5.7014 | 34.5215 | 35.9531
4055 | 14598000 | 5.7015 | 34.5241 | 35.9557
4056 | 14601600 | 5.7016 | 34.5267 | 35.9584
4057 | 14605200 | 5.7017 | 34.5293 | 35.961
4058 | 14608800 | 5.7017 | 34.5319 | 35.9636
4059 | 14612400 | 5.7018 | 34.5345 | 35.9662
4060 | 14616000 | 5.7019 | 34.5371 | 35.9688
4061 | 14619600 | 5.7019 | 34.5398 | 35.9714
4062 | 14623200 | 5.702 | 34.5424 | 35.974
4063 | 14626800 | 5.7021 | 34.545 | 35.9767
4064 | 14630400 | 5.7021 | 34.5476 | 35.9793
4065 | 14634000 | 5.7022 | 34.5502 | 35.9819
4066 | 14637600 | 5.7023 | 34.5528 | 35.9845
4067 | 14641200 | 5.7024 | 34.5554 | 35.9871
4068 | 14644800 | 5.7024 | 34.558 | 35.9897
4069 | 14648400 | 5.7025 | 34.5606 | 35.9923
4070 | 14652000 | 5.7026 | 34.5632 | 35.9949
4071 | 14655600 | 5.7026 | 34.5658 | 35.9976
4072 | 14659200 | 5.7027 | 34.5684 | 36.0002
4073 | 14662800 | 5.7028 | 34.571 | 36.0028
4074 | 14666400 | 5.7029 | 34.5736 | 36.0054
4075 | 14670000 | 5.7029 | 34.5762 | 36.008
4076 | 14673600 | 5.703 | 34.5789 | 36.0106
4077 | 14677200 | 5.7031 | 34.5815 | 36.0132
4078 | 14680800 | 5.7031 | 34.5841 | 36.0158
4079 | 14684400 | 5.7032 | 34.5867 | 36.0184
4080 | 14688000 | 5.7033 | 34.5893 | 36.021
4081 | 14691600 | 5.7033 | 34.5919 | 36.0237
4082 | 14695200 | 5.7034 | 34.5945 | 36.0263
4083 | 14698800 | 5.7035 | 34.5971 | 36.0289
4084 | 14702400 | 5.7036 | 34.5997 | 36.0315
4085 | 14706000 | 5.7036 | 34.6023 | 36.0341
4086 | 14709600 | 5.7037 | 34.6049 | 36.0367
4087 | 14713200 | 5.7038 | 34.6075 | 36.0393
4088 | 14716800 | 5.7038 | 34.6101 | 36.0419
4089 | 14720400 | 5.7039 | 34.6127 | 36.0445
4090 | 14724000 | 5.704 | 34.6153 | 36.0471
4091 | 14727600 | 5.704 | 34.6179 | 36.0497
4092 | 14731200 | 5.7041 | 34.6205 | 36.0523
4093 | 14734800 | 5.7042 | 34.6231 | 36.0549
4094 | 14738400 | 5.7043 | 34.6257 | 36.0575
4095 | 14742000 | 5.7043 | 34.6283 | 36.0601
4096 | 14745600 | 5.7044 | 34.6309 | 36.0627
4097 | 14749200 | 5.7045 | 34.6335 | 36.0653
4098 | 14752800 | 5.7045 | 34.6361 | 36.068
4099 | 14756400 | 5.7046 | 34.6387 | 36.0706
4100 | 14760000 | 5.7047 | 34.6413 | 36.0732
4101 | 14763600 | 5.7047 | 34.6439 | 36.0758
4102 | 14767200 | 5.7048 | 34.6465 | 36.0784
4103 | 14770800 | 5.7049 | 34.6491 | 36.081
4104 | 14774400 | 5.7049 | 34.6516 | 36.0836
4105 | 14778000 | 5.705 | 34.6542 | 36.0862
4106 | 14781600 | 5.7051 | 34.6568 | 36.0888
4107 | 14785200 | 5.7052 | 34.6594 | 36.0914
4108 | 14788800 | 5.7052 | 34.662 | 36.094
4109 | 14792400 | 5.7053 | 34.6646 | 36.0966
4110 | 14796000 | 5.7054 | 34.6672 | 36.0992
4111 | 14799600 | 5.7054 | 34.6698 | 36.1018
4112 | 14803200 | 5.7055 | 34.6724 | 36.1044
4113 | 14806800 | 5.7056 | 34.675 | 36.107
4114 | 14810400 | 5.7056 | 34.6776 | 36.1096
4115 | 14814000 | 5.7057 | 34.6802 | 36.1122
4116 | 14817600 | 5.7058 | 34.6828 | 36.1148
4117 | 14821200 | 5.7058 | 34.6854 | 36.1173
4118 | 14824800 | 5.7059 | 34.688 | 36.1199
4119 | 14828400 | 5.706 | 34.6905 | 36.1225
4120 | 14832000 | 5.7061 | 34.6931 | 36.1251
4121 | 14835600 | 5.7061 | 34.6957 | 36.1277
4122 | 14839200 | 5.7062 | 34.6983 | 36.1303
4123 | 14842800 | 5.7063 | 34.7009 | 36.1329
4124 | 14846400 | 5.7063 | 34.7035 | 36.1355
4125 | 14850000 | 5.7064 | 34.7061 | 36.1381
4126 | 14853600 | 5.7065 | 34.7087 | 36.1407
4127 | 14857200 | 5.7065 | 34.7113 | 36.1433
4128 | 14860800 | 5.7066 | 34.7138 | 36.1459
4129 | 14864400 | 5.7067 | 34.7164 | 36.1485
4130 | 14868000 | 5.7067 | 34.719 | 36.1511
4131 | 14871600 | 5.7068 | 34.7216 | 36.1537
4132 | 14875200 | 5.7069 | 34.7242 | 36.1563
4133 | 14878800 | 5.707 | 34.7268 | 36.1589
4134 | 14882400 | 5.707 | 34.7294 | 36.1615
4135 | 14886000 | 5.7071 | 34.732 | 36.164
4136 | 14889600 | 5.7072 | 34.7345 | 36.1666
4137 | 14893200 | 5.7072 | 34.7371 | 36.1692
4138 | 14896800 | 5.7073 | 34.7397 | 36.1718
4139 | 14900400 | 5.7074 | 34.7423 | 36.1744
4140 | 14904000 | 5.7074 | 34.7449 | 36.177
4141 | 14907600 | 5.7075 | 34.7475 | 36.1796
4142 | 14911200 | 5.7076 | 34.75 | 36.1822
4143 | 14914800 | 5.7076 | 34.7526 | 36.1848
4144 | 14918400 | 5.7077 | 34.7552 | 36.1874
4145 | 14922000 | 5.7078 | 34.7578 | 36.1899
4146 | 14925600 | 5.7078 | 34.7604 | 36.1925
4147 | 14929200 | 5.7079 | 34.763 | 36.1951
4148 | 14932800 | 5.708 | 34.7655 | 36.1977
4149 | 14936400 | 5.7081 | 34.7681 | 36.2003
4150 | 14940000 | 5.7081 | 34.7707 | 36.2029
4151 | 14943600 | 5.7082 | 34.7733 | 36.2055
4152 | 14947200 | 5.7083 | 34.7759 | 36.2081
4153 | 14950800 | 5.7083 | 34.7785 | 36.2106
4154 | 14954400 | 5.7084 | 34.781 | 36.2132
4155 | 14958000 | 5.7085 | 34.7836 | 36.2158
4156 | 14961600 | 5.7085 | 34.7862 | 36.2184
4157 | 14965200 | 5.7086 | 34.7888 | 36.221
4158 | 14968800 | 5.7087 | 34.7913 | 36.2236
4159 | 14972400 | 5.7087 | 34.7939 | 36.2261
4160 | 14976000 | 5.7088 | 34.7965 | 36.2287
4161 | 14979600 | 5.7089 | 34.7991 | 36.2313
4162 | 14983200 | 5.7089 | 34.8017 | 36.2339
4163 | 14986800 | 5.709 | 34.8042 | 36.2365
4164 | 14990400 | 5.7091 | 34.8068 | 36.2391
4165 | 14994000 | 5.7091 | 34.8094 | 36.2416
4166 | 14997600 | 5.7092 | 34.812 | 36.2442
4167 | 15001200 | 5.7093 | 34.8145 | 36.2468
4168 | 15004800 | 5.7093 | 34.8171 | 36.2494
4169 | 15008400 | 5.7094 | 34.8197 | 36.252
4170 | 15012000 | 5.7095 | 34.8223 | 36.2546
4171 | 15015600 | 5.7095 | 34.8248 | 36.2571
4172 | 15019200 | 5.7096 | 34.8274 | 36.2597
4173 | 15022800 | 5.7097 | 34.83 | 36.2623
4174 | 15026400 | 5.7098 | 34.8326 | 36.2649
4175 | 15030000 | 5.7098 | 34.8351 | 36.2675
4176 | 15033600 | 5.7099 | 34.8377 | 36.27
4177 | 15037200 | 5.71 | 34.8403 | 36.2726
4178 | 15040800 | 5.71 | 34.8429 | 36.2752
4179 | 15044400 | 5.7101 | 34.8454 | 36.2778
4180 | 15048000 | 5.7102 | 34.848 | 36.2803
4181 | 15051600 | 5.7102 | 34.8506 | 36.2829
4182 | 15055200 | 5.7103 | 34.8532 | 36.2855
4183 | 15058800 | 5.7104 | 34.8557 | 36.2881
4184 | 15062400 | 5.7104 | 34.8583 | 36.2907
4185 | 15066000 | 5.7105 | 34.8609 | 36.2932
4186 | 15069600 | 5.7106 | 34.8634 | 36.2958
4187 | 15073200 | 5.7106 | 34.866 | 36.2984
4188 | 15076800 | 5.7107 | 34.8686 | 36.301
4189 | 15080400 | 5.7108 | 34.8711 | 36.3035
4190 | 15084000 | 5.7108 | 34.8737 | 36.3061
4191 | 15087600 | 5.7109 | 34.8763 | 36.3087
4192 | 15091200 | 5.711 | 34.8789 | 36.3113
4193 | 15094800 | 5.711 | 34.8814 | 36.3138
4194 | 15098400 | 5.7111 | 34.884 | 36.3164
4195 | 15102000 | 5.7112 | 34.8866 | 36.319
4196 | 15105600 | 5.7112 | 34.8891 | 36.3215
4197 | 15109200 | 5.7113 | 34.8917 | 36.3241
4198 | 15112800 | 5.7114 | 34.8943 | 36.3267
4199 | 15116400 | 5.7114 | 34.8968 | 36.3293
4200 | 15120000 | 5.7115 | 34.8994 | 36.3318
4201 | 15123600 | 5.7116 | 34.902 | 36.3344
4202 | 15127200 | 5.7116 | 34.9045 | 36.337
4203 | 15130800 | 5.7117 | 34.9071 | 36.3396
4204 | 15134400 | 5.7118 | 34.9097 | 36.3421
4205 | 15138000 | 5.7118 | 34.9122 | 36.3447
4206 | 15141600 | 5.7119 | 34.9148 | 36.3473
4207 | 15145200 | 5.712 | 34.9174 | 36.3498
4208 | 15148800 | 5.712 | 34.9199 | 36.3524
4209 | 15152400 | 5.7121 | 34.9225 | 36.355
4210 | 15156000 | 5.7122 | 34.925 | 36.3575
4211 | 15159600 | 5.7122 | 34.9276 | 36.3601
4212 | 15163200 | 5.7123 | 34.9302 | 36.3627
4213 | 15166800 | 5.7124 | 34.9327 | 36.3652
4214 | 15170400 | 5.7124 | 34.9353 | 36.3678
4215 | 15174000 | 5.7125 | 34.9379 | 36.3704
4216 | 15177600 | 5.7126 | 34.9404 | 36.3729
4217 | 15181200 | 5.7126 | 34.943 | 36.3755
4218 | 15184800 | 5.7127 | 34.9455 | 36.3781
4219 | 15188400 | 5.7128 | 34.9481 | 36.3806
4220 | 15192000 | 5.7128 | 34.9507 | 36.3832
4221 | 15195600 | 5.7129 | 34.9532 | 36.3858
4222 | 15199200 | 5.713 | 34.9558 | 36.3883
4223 | 15202800 | 5.713 | 34.9583 | 36.3909
4224 | 15206400 | 5.7131 | 34.9609 | 36.3935
4225 | 15210000 | 5.7132 | 34.9635 | 36.396
4226 | 15213600 | 5.7132 | 34.966 | 36.3986
4227 | 15217200 | 5.7133 | 34.9686 | 36.4012
4228 | 15220800 | 5.7134 | 34.9711 | 36.4037
4229 | 15224400 | 5.7134 | 34.9737 | 36.4063
4230 | 15228000 | 5.7135 | 34.9762 | 36.4089
4231 | 15231600 | 5.7136 | 34.9788 | 36.4114
4232 | 15235200 | 5.7136 | 34.9814 | 36.414
4233 | 15238800 | 5.7137 | 34.9839 | 36.4165
4234 | 15242400 | 5.7138 | 34.9865 | 36.4191
4235 | 15246000 | 5.7138 | 34.989 | 36.4217
4236 | 15249600 | 5.7139 | 34.9916 | 36.4242
4237 | 15253200 | 5.714 | 34.9941 | 36.4268
4238 | 15256800 | 5.714 | 34.9967 | 36.4293
4239 | 15260400 | 5.7141 | 34.9993 | 36.4319
4240 | 15264000 | 5.7142 | 35.0018 | 36.4345
4241 | 15267600 | 5.7142 | 35.0044 | 36.437
4242 | 15271200 | 5.7143 | 35.0069 | 36.4396
4243 | 15274800 | 5.7144 | 35.0095 | 36.4421
4244 | 15278400 | 5.7144 | 35.012 | 36.4447
4245 | 15282000 | 5.7145 | 35.0146 | 36.4473
4246 | 15285600 | 5.7146 | 35.0171 | 36.4498
4247 | 15289200 | 5.7146 | 35.0197 | 36.4524
4248 | 15292800 | 5.7147 | 35.0222 | 36.4549
4249 | 15296400 | 5.7148 | 35.0248 | 36.4575
4250 | 15300000 | 5.7148 | 35.0273 | 36.46
4251 | 15303600 | 5.7149 | 35.0299 | 36.4626
4252 | 15307200 | 5.715 | 35.0324 | 36.4652
4253 | 15310800 | 5.715 | 35.035 | 36.4677
4254 | 15314400 | 5.7151 | 35.0375 | 36.4703
4255 | 15318000 | 5.7152 | 35.0401 | 36.4728
4256 | 15321600 | 5.7152 | 35.0426 | 36.4754
4257 | 15325200 | 5.7153 | 35.0452 | 36.4779
4258 | 15328800 | 5.7154 | 35.0477 | 36.4805
4259 | 15332400 | 5.7154 | 35.0503 | 36.483
4260 | 15336000 | 5.7155 | 35.0528 | 36.4856
4261 | 15339600 | 5.7156 | 35.0554 | 36.4882
4262 | 15343200 | 5.7156 | 35.0579 | 36.4907
4263 | 15346800 | 5.7157 | 35.0605 | 36.4933
4264 | 15350400 | 5.7158 | 35.063 | 36.4958
4265 | 15354000 | 5.7158 | 35.0656 | 36.4984
4266 | 15357600 | 5.7159 | 35.0681 | 36.5009
4267 | 15361200 | 5.716 | 35.0707 | 36.5035
4268 | 15364800 | 5.716 | 35.0732 | 36.506
4269 | 15368400 | 5.7161 | 35.0758 | 36.5086
4270 | 15372000 | 5.7162 | 35.0783 | 36.5111
4271 | 15375600 | 5.7162 | 35.0808 | 36.5137
4272 | 15379200 | 5.7163 | 35.0834 | 36.5162
4273 | 15382800 | 5.7163 | 35.0859 | 36.5188
4274 | 15386400 | 5.7164 | 35.0885 | 36.5213
4275 | 15390000 | 5.7165 | 35.091 | 36.5239
4276 | 15393600 | 5.7165 | 35.0936 | 36.5264
4277 | 15397200 | 5.7166 | 35.0961 | 36.529
4278 | 15400800 | 5.7167 | 35.0987 | 36.5315
4279 | 15404400 | 5.7167 | 35.1012 | 36.5341
4280 | 15408000 | 5.7168 | 35.1037 | 36.5366
4281 | 15411600 | 5.7169 | 35.1063 | 36.5392
4282 | 15415200 | 5.7169 | 35.1088 | 36.5417
4283 | 15418800 | 5.717 | 35.1114 | 36.5443
4284 | 15422400 | 5.7171 | 35.1139 | 36.5468
4285 | 15426000 | 5.7171 | 35.1165 | 36.5493
4286 | 15429600 | 5.7172 | 35.119 | 36.5519
4287 | 15433200 | 5.7173 | 35.1215 | 36.5544
4288 | 15436800 | 5.7173 | 35.1241 | 36.557
4289 | 15440400 | 5.7174 | 35.1266 | 36.5595
4290 | 15444000 | 5.7175 | 35.1292 | 36.5621
4291 | 15447600 | 5.7175 | 35.1317 | 36.5646
4292 | 15451200 | 5.7176 | 35.1342 | 36.5672
4293 | 15454800 | 5.7177 | 35.1368 | 36.5697
4294 | 15458400 | 5.7177 | 35.1393 | 36.5723
4295 | 15462000 | 5.7178 | 35.1419 | 36.5748
4296 | 15465600 | 5.7178 | 35.1444 | 36.5773
4297 | 15469200 | 5.7179 | 35.1469 | 36.5799
4298 | 15472800 | 5.718 | 35.1495 | 36.5824
4299 | 15476400 | 5.718 | 35.152 | 36.585
4300 | 15480000 | 5.7181 | 35.1545 | 36.5875
4301 | 15483600 | 5.7182 | 35.1571 | 36.5901
4302 | 15487200 | 5.7182 | 35.1596 | 36.5926
4303 | 15490800 | 5.7183 | 35.1621 | 36.5951
4304 | 15494400 | 5.7184 | 35.1647 | 36.5977
4305 | 15498000 | 5.7184 | 35.1672 | 36.6002
4306 | 15501600 | 5.7185 | 35.1698 | 36.6028
4307 | 15505200 | 5.7186 | 35.1723 | 36.6053
4308 | 15508800 | 5.7186 | 35.1748 | 36.6078
4309 | 15512400 | 5.7187 | 35.1774 | 36.6104
4310 | 15516000 | 5.7188 | 35.1799 | 36.6129
4311 | 15519600 | 5.7188 | 35.1824 | 36.6155
4312 | 15523200 | 5.7189 | 35.185 | 36.618
4313 | 15526800 | 5.7189 | 35.1875 | 36.6205
4314 | 15530400 | 5.719 | 35.19 | 36.6231
4315 | 15534000 | 5.7191 | 35.1926 | 36.6256
4316 | 15537600 | 5.7191 | 35.1951 | 36.6281
4317 | 15541200 | 5.7192 | 35.1976 | 36.6307
4318 | 15544800 | 5.7193 | 35.2002 | 36.6332
4319 | 15548400 | 5.7193 | 35.2027 | 36.6358
4320 | 15552000 | 5.7194 | 35.2052 | 36.6383
4321 | 15555600 | 5.7195 | 35.2077 | 36.6408
4322 | 15559200 | 5.7195 | 35.2103 | 36.6434
4323 | 15562800 | 5.7196 | 35.2128 | 36.6459
4324 | 15566400 | 5.7197 | 35.2153 | 36.6484
4325 | 15570000 | 5.7197 | 35.2179 | 36.651
4326 | 15573600 | 5.7198 | 35.2204 | 36.6535
4327 | 15577200 | 5.7198 | 35.2229 | 36.656
4328 | 15580800 | 5.7199 | 35.2255 | 36.6586
4329 | 15584400 | 5.72 | 35.228 | 36.6611
4330 | 15588000 | 5.72 | 35.2305 | 36.6636
4331 | 15591600 | 5.7201 | 35.233 | 36.6662
4332 | 15595200 | 5.7202 | 35.2356 | 36.6687
4333 | 15598800 | 5.7202 | 35.2381 | 36.6712
4334 | 15602400 | 5.7203 | 35.2406 | 36.6738
4335 | 15606000 | 5.7204 | 35.2432 | 36.6763
4336 | 15609600 | 5.7204 | 35.2457 | 36.6788
4337 | 15613200 | 5.7205 | 35.2482 | 36.6814
4338 | 15616800 | 5.7206 | 35.2507 | 36.6839
4339 | 15620400 | 5.7206 | 35.2533 | 36.6864
4340 | 15624000 | 5.7207 | 35.2558 | 36.689
4341 | 15627600 | 5.7207 | 35.2583 | 36.6915
4342 | 15631200 | 5.7208 | 35.2608 | 36.694
4343 | 15634800 | 5.7209 | 35.2634 | 36.6966
4344 | 15638400 | 5.7209 | 35.2659 | 36.6991
4345 | 15642000 | 5.721 | 35.2684 | 36.7016
4346 | 15645600 | 5.7211 | 35.2709 | 36.7041
4347 | 15649200 | 5.7211 | 35.2735 | 36.7067
4348 | 15652800 | 5.7212 | 35.276 | 36.7092
4349 | 15656400 | 5.7213 | 35.2785 | 36.7117
4350 | 15660000 | 5.7213 | 35.281 | 36.7143
4351 | 15663600 | 5.7214 | 35.2835 | 36.7168
4352 | 15667200 | 5.7214 | 35.2861 | 36.7193
4353 | 15670800 | 5.7215 | 35.2886 | 36.7218
4354 | 15674400 | 5.7216 | 35.2911 | 36.7244
4355 | 15678000 | 5.7216 | 35.2936 | 36.7269
4356 | 15681600 | 5.7217 | 35.2962 | 36.7294
4357 | 15685200 | 5.7218 | 35.2987 | 36.7319
4358 | 15688800 | 5.7218 | 35.3012 | 36.7345
4359 | 15692400 | 5.7219 | 35.3037 | 36.737
4360 | 15696000 | 5.722 | 35.3062 | 36.7395
4361 | 15699600 | 5.722 | 35.3088 | 36.742
4362 | 15703200 | 5.7221 | 35.3113 | 36.7446
4363 | 15706800 | 5.7221 | 35.3138 | 36.7471
4364 | 15710400 | 5.7222 | 35.3163 | 36.7496
4365 | 15714000 | 5.7223 | 35.3188 | 36.7521
4366 | 15717600 | 5.7223 | 35.3213 | 36.7547
4367 | 15721200 | 5.7224 | 35.3239 | 36.7572
4368 | 15724800 | 5.7225 | 35.3264 | 36.7597
4369 | 15728400 | 5.7225 | 35.3289 | 36.7622
4370 | 15732000 | 5.7226 | 35.3314 | 36.7648
4371 | 15735600 | 5.7227 | 35.3339 | 36.7673
4372 | 15739200 | 5.7227 | 35.3364 | 36.7698
4373 | 15742800 | 5.7228 | 35.339 | 36.7723
4374 | 15746400 | 5.7228 | 35.3415 | 36.7748
4375 | 15750000 | 5.7229 | 35.344 | 36.7774
4376 | 15753600 | 5.723 | 35.3465 | 36.7799
4377 | 15757200 | 5.723 | 35.349 | 36.7824
4378 | 15760800 | 5.7231 | 35.3515 | 36.7849
4379 | 15764400 | 5.7232 | 35.3541 | 36.7874
4380 | 15768000 | 5.7232 | 35.3566 | 36.79
4381 | 15771600 | 5.7233 | 35.3591 | 36.7925
4382 | 15775200 | 5.7234 | 35.3616 | 36.795
4383 | 15778800 | 5.7234 | 35.3641 | 36.7975
4384 | 15782400 | 5.7235 | 35.3666 | 36.8
4385 | 15786000 | 5.7235 | 35.3691 | 36.8025
4386 | 15789600 | 5.7236 | 35.3716 | 36.8051
4387 | 15793200 | 5.7237 | 35.3742 | 36.8076
4388 | 15796800 | 5.7237 | 35.3767 | 36.8101
4389 | 15800400 | 5.7238 | 35.3792 | 36.8126
4390 | 15804000 | 5.7239 | 35.3817 | 36.8151
4391 | 15807600 | 5.7239 | 35.3842 | 36.8176
4392 | 15811200 | 5.724 | 35.3867 | 36.8202
4393 | 15814800 | 5.724 | 35.3892 | 36.8227
4394 | 15818400 | 5.7241 | 35.3917 | 36.8252
4395 | 15822000 | 5.7242 | 35.3942 | 36.8277
4396 | 15825600 | 5.7242 | 35.3968 | 36.8302
4397 | 15829200 | 5.7243 | 35.3993 | 36.8327
4398 | 15832800 | 5.7244 | 35.4018 | 36.8353
4399 | 15836400 | 5.7244 | 35.4043 | 36.8378
4400 | 15840000 | 5.7245 | 35.4068 | 36.8403
4401 | 15843600 | 5.7245 | 35.4093 | 36.8428
4402 | 15847200 | 5.7246 | 35.4118 | 36.8453
4403 | 15850800 | 5.7247 | 35.4143 | 36.8478
4404 | 15854400 | 5.7247 | 35.4168 | 36.8503
4405 | 15858000 | 5.7248 | 35.4193 | 36.8528
4406 | 15861600 | 5.7249 | 35.4218 | 36.8554
4407 | 15865200 | 5.7249 | 35.4243 | 36.8579
4408 | 15868800 | 5.725 | 35.4269 | 36.8604
4409 | 15872400 | 5.725 | 35.4294 | 36.8629
4410 | 15876000 | 5.7251 | 35.4319 | 36.8654
4411 | 15879600 | 5.7252 | 35.4344 | 36.8679
4412 | 15883200 | 5.7252 | 35.4369 | 36.8704
4413 | 15886800 | 5.7253 | 35.4394 | 36.8729
4414 | 15890400 | 5.7254 | 35.4419 | 36.8754
4415 | 15894000 | 5.7254 | 35.4444 | 36.878
4416 | 15897600 | 5.7255 | 35.4469 | 36.8805
4417 | 15901200 | 5.7255 | 35.4494 | 36.883
4418 | 15904800 | 5.7256 | 35.4519 | 36.8855
4419 | 15908400 | 5.7257 | 35.4544 | 36.888
4420 | 15912000 | 5.7257 | 35.4569 | 36.8905
4421 | 15915600 | 5.7258 | 35.4594 | 36.893
4422 | 15919200 | 5.7259 | 35.4619 | 36.8955
4423 | 15922800 | 5.7259 | 35.4644 | 36.898
4424 | 15926400 | 5.726 | 35.4669 | 36.9005
4425 | 15930000 | 5.726 | 35.4694 | 36.903
4426 | 15933600 | 5.7261 | 35.4719 | 36.9055
4427 | 15937200 | 5.7262 | 35.4744 | 36.908
4428 | 15940800 | 5.7262 | 35.4769 | 36.9106
4429 | 15944400 | 5.7263 | 35.4794 | 36.9131
4430 | 15948000 | 5.7264 | 35.4819 | 36.9156
4431 | 15951600 | 5.7264 | 35.4844 | 36.9181
4432 | 15955200 | 5.7265 | 35.4869 | 36.9206
4433 | 15958800 | 5.7265 | 35.4894 | 36.9231
4434 | 15962400 | 5.7266 | 35.4919 | 36.9256
4435 | 15966000 | 5.7267 | 35.4944 | 36.9281
4436 | 15969600 | 5.7267 | 35.4969 | 36.9306
4437 | 15973200 | 5.7268 | 35.4994 | 36.9331
4438 | 15976800 | 5.7268 | 35.5019 | 36.9356
4439 | 15980400 | 5.7269 | 35.5044 | 36.9381
4440 | 15984000 | 5.727 | 35.5069 | 36.9406
4441 | 15987600 | 5.727 | 35.5094 | 36.9431
4442 | 15991200 | 5.7271 | 35.5119 | 36.9456
4443 | 15994800 | 5.7272 | 35.5144 | 36.9481
4444 | 15998400 | 5.7272 | 35.5169 | 36.9506
4445 | 16002000 | 5.7273 | 35.5194 | 36.9531
4446 | 16005600 | 5.7273 | 35.5219 | 36.9556
4447 | 16009200 | 5.7274 | 35.5244 | 36.9581
4448 | 16012800 | 5.7275 | 35.5269 | 36.9606
4449 | 16016400 | 5.7275 | 35.5294 | 36.9631
4450 | 16020000 | 5.7276 | 35.5319 | 36.9656
4451 | 16023600 | 5.7277 | 35.5344 | 36.9681
4452 | 16027200 | 5.7277 | 35.5369 | 36.9706
4453 | 16030800 | 5.7278 | 35.5394 | 36.9731
4454 | 16034400 | 5.7278 | 35.5418 | 36.9756
4455 | 16038000 | 5.7279 | 35.5443 | 36.9781
4456 | 16041600 | 5.728 | 35.5468 | 36.9806
4457 | 16045200 | 5.728 | 35.5493 | 36.9831
4458 | 16048800 | 5.7281 | 35.5518 | 36.9856
4459 | 16052400 | 5.7281 | 35.5543 | 36.9881
4460 | 16056000 | 5.7282 | 35.5568 | 36.9906
4461 | 16059600 | 5.7283 | 35.5593 | 36.9931
4462 | 16063200 | 5.7283 | 35.5618 | 36.9956
4463 | 16066800 | 5.7284 | 35.5643 | 36.9981
4464 | 16070400 | 5.7285 | 35.5668 | 37.0006
4465 | 16074000 | 5.7285 | 35.5693 | 37.0031
4466 | 16077600 | 5.7286 | 35.5718 | 37.0056
4467 | 16081200 | 5.7286 | 35.5742 | 37.0081
4468 | 16084800 | 5.7287 | 35.5767 | 37.0106
4469 | 16088400 | 5.7288 | 35.5792 | 37.013
4470 | 16092000 | 5.7288 | 35.5817 | 37.0155
4471 | 16095600 | 5.7289 | 35.5842 | 37.018
4472 | 16099200 | 5.7289 | 35.5867 | 37.0205
4473 | 16102800 | 5.729 | 35.5892 | 37.023
4474 | 16106400 | 5.7291 | 35.5917 | 37.0255
4475 | 16110000 | 5.7291 | 35.5942 | 37.028
4476 | 16113600 | 5.7292 | 35.5966 | 37.0305
4477 | 16117200 | 5.7292 | 35.5991 | 37.033
4478 | 16120800 | 5.7293 | 35.6016 | 37.0355
4479 | 16124400 | 5.7294 | 35.6041 | 37.038
4480 | 16128000 | 5.7294 | 35.6066 | 37.0405
4481 | 16131600 | 5.7295 | 35.6091 | 37.043
4482 | 16135200 | 5.7296 | 35.6116 | 37.0455
4483 | 16138800 | 5.7296 | 35.614 | 37.0479
4484 | 16142400 | 5.7297 | 35.6165 | 37.0504
4485 | 16146000 | 5.7297 | 35.619 | 37.0529
4486 | 16149600 | 5.7298 | 35.6215 | 37.0554
4487 | 16153200 | 5.7299 | 35.624 | 37.0579
4488 | 16156800 | 5.7299 | 35.6265 | 37.0604
4489 | 16160400 | 5.73 | 35.629 | 37.0629
4490 | 16164000 | 5.73 | 35.6314 | 37.0654
4491 | 16167600 | 5.7301 | 35.6339 | 37.0679
4492 | 16171200 | 5.7302 | 35.6364 | 37.0703
4493 | 16174800 | 5.7302 | 35.6389 | 37.0728
4494 | 16178400 | 5.7303 | 35.6414 | 37.0753
4495 | 16182000 | 5.7303 | 35.6439 | 37.0778
4496 | 16185600 | 5.7304 | 35.6463 | 37.0803
4497 | 16189200 | 5.7305 | 35.6488 | 37.0828
4498 | 16192800 | 5.7305 | 35.6513 | 37.0853
4499 | 16196400 | 5.7306 | 35.6538 | 37.0878
4500 | 16200000 | 5.7306 | 35.6563 | 37.0902
4501 | 16203600 | 5.7307 | 35.6587 | 37.0927
4502 | 16207200 | 5.7308 | 35.6612 | 37.0952
4503 | 16210800 | 5.7308 | 35.6637 | 37.0977
4504 | 16214400 | 5.7309 | 35.6662 | 37.1002
4505 | 16218000 | 5.731 | 35.6687 | 37.1027
4506 | 16221600 | 5.731 | 35.6711 | 37.1052
4507 | 16225200 | 5.7311 | 35.6736 | 37.1076
4508 | 16228800 | 5.7311 | 35.6761 | 37.1101
4509 | 16232400 | 5.7312 | 35.6786 | 37.1126
4510 | 16236000 | 5.7313 | 35.6811 | 37.1151
4511 | 16239600 | 5.7313 | 35.6835 | 37.1176
4512 | 16243200 | 5.7314 | 35.686 | 37.1201
4513 | 16246800 | 5.7314 | 35.6885 | 37.1225
4514 | 16250400 | 5.7315 | 35.691 | 37.125
4515 | 16254000 | 5.7316 | 35.6934 | 37.1275
4516 | 16257600 | 5.7316 | 35.6959 | 37.13
4517 | 16261200 | 5.7317 | 35.6984 | 37.1325
4518 | 16264800 | 5.7317 | 35.7009 | 37.1349
4519 | 16268400 | 5.7318 | 35.7034 | 37.1374
4520 | 16272000 | 5.7319 | 35.7058 | 37.1399
4521 | 16275600 | 5.7319 | 35.7083 | 37.1424
4522 | 16279200 | 5.732 | 35.7108 | 37.1449
4523 | 16282800 | 5.732 | 35.7133 | 37.1473
4524 | 16286400 | 5.7321 | 35.7157 | 37.1498
4525 | 16290000 | 5.7322 | 35.7182 | 37.1523
4526 | 16293600 | 5.7322 | 35.7207 | 37.1548
4527 | 16297200 | 5.7323 | 35.7232 | 37.1573
4528 | 16300800 | 5.7323 | 35.7256 | 37.1597
4529 | 16304400 | 5.7324 | 35.7281 | 37.1622
4530 | 16308000 | 5.7325 | 35.7306 | 37.1647
4531 | 16311600 | 5.7325 | 35.733 | 37.1672
4532 | 16315200 | 5.7326 | 35.7355 | 37.1697
4533 | 16318800 | 5.7326 | 35.738 | 37.1721
4534 | 16322400 | 5.7327 | 35.7405 | 37.1746
4535 | 16326000 | 5.7328 | 35.7429 | 37.1771
4536 | 16329600 | 5.7328 | 35.7454 | 37.1796
4537 | 16333200 | 5.7329 | 35.7479 | 37.182
4538 | 16336800 | 5.7329 | 35.7503 | 37.1845
4539 | 16340400 | 5.733 | 35.7528 | 37.187
4540 | 16344000 | 5.7331 | 35.7553 | 37.1895
4541 | 16347600 | 5.7331 | 35.7578 | 37.1919
4542 | 16351200 | 5.7332 | 35.7602 | 37.1944
4543 | 16354800 | 5.7332 | 35.7627 | 37.1969
4544 | 16358400 | 5.7333 | 35.7652 | 37.1994
4545 | 16362000 | 5.7334 | 35.7676 | 37.2018
4546 | 16365600 | 5.7334 | 35.7701 | 37.2043
4547 | 16369200 | 5.7335 | 35.7726 | 37.2068
4548 | 16372800 | 5.7335 | 35.775 | 37.2093
4549 | 16376400 | 5.7336 | 35.7775 | 37.2117
4550 | 16380000 | 5.7337 | 35.78 | 37.2142
4551 | 16383600 | 5.7337 | 35.7824 | 37.2167
4552 | 16387200 | 5.7338 | 35.7849 | 37.2191
4553 | 16390800 | 5.7338 | 35.7874 | 37.2216
4554 | 16394400 | 5.7339 | 35.7898 | 37.2241
4555 | 16398000 | 5.734 | 35.7923 | 37.2266
4556 | 16401600 | 5.734 | 35.7948 | 37.229
4557 | 16405200 | 5.7341 | 35.7972 | 37.2315
4558 | 16408800 | 5.7341 | 35.7997 | 37.234
4559 | 16412400 | 5.7342 | 35.8022 | 37.2364
4560 | 16416000 | 5.7343 | 35.8046 | 37.2389
4561 | 16419600 | 5.7343 | 35.8071 | 37.2414
4562 | 16423200 | 5.7344 | 35.8096 | 37.2438
4563 | 16426800 | 5.7344 | 35.812 | 37.2463
4564 | 16430400 | 5.7345 | 35.8145 | 37.2488
4565 | 16434000 | 5.7345 | 35.817 | 37.2513
4566 | 16437600 | 5.7346 | 35.8194 | 37.2537
4567 | 16441200 | 5.7347 | 35.8219 | 37.2562
4568 | 16444800 | 5.7347 | 35.8243 | 37.2587
4569 | 16448400 | 5.7348 | 35.8268 | 37.2611
4570 | 16452000 | 5.7348 | 35.8293 | 37.2636
4571 | 16455600 | 5.7349 | 35.8317 | 37.2661
4572 | 16459200 | 5.735 | 35.8342 | 37.2685
4573 | 16462800 | 5.735 | 35.8367 | 37.271
4574 | 16466400 | 5.7351 | 35.8391 | 37.2735
4575 | 16470000 | 5.7351 | 35.8416 | 37.2759
4576 | 16473600 | 5.7352 | 35.844 | 37.2784
4577 | 16477200 | 5.7353 | 35.8465 | 37.2809
4578 | 16480800 | 5.7353 | 35.849 | 37.2833
4579 | 16484400 | 5.7354 | 35.8514 | 37.2858
4580 | 16488000 | 5.7354 | 35.8539 | 37.2883
4581 | 16491600 | 5.7355 | 35.8563 | 37.2907
4582 | 16495200 | 5.7356 | 35.8588 | 37.2932
4583 | 16498800 | 5.7356 | 35.8613 | 37.2956
4584 | 16502400 | 5.7357 | 35.8637 | 37.2981
4585 | 16506000 | 5.7357 | 35.8662 | 37.3006
4586 | 16509600 | 5.7358 | 35.8686 | 37.303
4587 | 16513200 | 5.7358 | 35.8711 | 37.3055
4588 | 16516800 | 5.7359 | 35.8736 | 37.308
4589 | 16520400 | 5.736 | 35.876 | 37.3104
4590 | 16524000 | 5.736 | 35.8785 | 37.3129
4591 | 16527600 | 5.7361 | 35.8809 | 37.3153
4592 | 16531200 | 5.7361 | 35.8834 | 37.3178
4593 | 16534800 | 5.7362 | 35.8858 | 37.3203
4594 | 16538400 | 5.7363 | 35.8883 | 37.3227
4595 | 16542000 | 5.7363 | 35.8908 | 37.3252
4596 | 16545600 | 5.7364 | 35.8932 | 37.3276
4597 | 16549200 | 5.7364 | 35.8957 | 37.3301
4598 | 16552800 | 5.7365 | 35.8981 | 37.3326
4599 | 16556400 | 5.7366 | 35.9006 | 37.335
4600 | 16560000 | 5.7366 | 35.903 | 37.3375
4601 | 16563600 | 5.7367 | 35.9055 | 37.3399
4602 | 16567200 | 5.7367 | 35.9079 | 37.3424
4603 | 16570800 | 5.7368 | 35.9104 | 37.3449
4604 | 16574400 | 5.7368 | 35.9128 | 37.3473
4605 | 16578000 | 5.7369 | 35.9153 | 37.3498
4606 | 16581600 | 5.737 | 35.9177 | 37.3522
4607 | 16585200 | 5.737 | 35.9202 | 37.3547
4608 | 16588800 | 5.7371 | 35.9227 | 37.3572
4609 | 16592400 | 5.7371 | 35.9251 | 37.3596
4610 | 16596000 | 5.7372 | 35.9276 | 37.3621
4611 | 16599600 | 5.7373 | 35.93 | 37.3645
4612 | 16603200 | 5.7373 | 35.9325 | 37.367
4613 | 16606800 | 5.7374 | 35.9349 | 37.3694
4614 | 16610400 | 5.7374 | 35.9374 | 37.3719
4615 | 16614000 | 5.7375 | 35.9398 | 37.3743
4616 | 16617600 | 5.7376 | 35.9423 | 37.3768
4617 | 16621200 | 5.7376 | 35.9447 | 37.3793
4618 | 16624800 | 5.7377 | 35.9472 | 37.3817
4619 | 16628400 | 5.7377 | 35.9496 | 37.3842
4620 | 16632000 | 5.7378 | 35.9521 | 37.3866
4621 | 16635600 | 5.7378 | 35.9545 | 37.3891
4622 | 16639200 | 5.7379 | 35.957 | 37.3915
4623 | 16642800 | 5.738 | 35.9594 | 37.394
4624 | 16646400 | 5.738 | 35.9619 | 37.3964
4625 | 16650000 | 5.7381 | 35.9643 | 37.3989
4626 | 16653600 | 5.7381 | 35.9668 | 37.4013
4627 | 16657200 | 5.7382 | 35.9692 | 37.4038
4628 | 16660800 | 5.7382 | 35.9716 | 37.4062
4629 | 16664400 | 5.7383 | 35.9741 | 37.4087
4630 | 16668000 | 5.7384 | 35.9765 | 37.4111
4631 | 16671600 | 5.7384 | 35.979 | 37.4136
4632 | 16675200 | 5.7385 | 35.9814 | 37.416
4633 | 16678800 | 5.7385 | 35.9839 | 37.4185
4634 | 16682400 | 5.7386 | 35.9863 | 37.4209
4635 | 16686000 | 5.7387 | 35.9888 | 37.4234
4636 | 16689600 | 5.7387 | 35.9912 | 37.4258
4637 | 16693200 | 5.7388 | 35.9937 | 37.4283
4638 | 16696800 | 5.7388 | 35.9961 | 37.4307
4639 | 16700400 | 5.7389 | 35.9986 | 37.4332
4640 | 16704000 | 5.7389 | 36.001 | 37.4356
4641 | 16707600 | 5.739 | 36.0034 | 37.4381
4642 | 16711200 | 5.7391 | 36.0059 | 37.4405
4643 | 16714800 | 5.7391 | 36.0083 | 37.443
4644 | 16718400 | 5.7392 | 36.0108 | 37.4454
4645 | 16722000 | 5.7392 | 36.0132 | 37.4479
4646 | 16725600 | 5.7393 | 36.0157 | 37.4503
4647 | 16729200 | 5.7394 | 36.0181 | 37.4528
4648 | 16732800 | 5.7394 | 36.0205 | 37.4552
4649 | 16736400 | 5.7395 | 36.023 | 37.4577
4650 | 16740000 | 5.7395 | 36.0254 | 37.4601
4651 | 16743600 | 5.7396 | 36.0279 | 37.4626
4652 | 16747200 | 5.7396 | 36.0303 | 37.465
4653 | 16750800 | 5.7397 | 36.0327 | 37.4675
4654 | 16754400 | 5.7398 | 36.0352 | 37.4699
4655 | 16758000 | 5.7398 | 36.0376 | 37.4723
4656 | 16761600 | 5.7399 | 36.0401 | 37.4748
4657 | 16765200 | 5.7399 | 36.0425 | 37.4772
4658 | 16768800 | 5.74 | 36.0449 | 37.4797
4659 | 16772400 | 5.74 | 36.0474 | 37.4821
4660 | 16776000 | 5.7401 | 36.0498 | 37.4846
4661 | 16779600 | 5.7402 | 36.0523 | 37.487
4662 | 16783200 | 5.7402 | 36.0547 | 37.4895
4663 | 16786800 | 5.7403 | 36.0571 | 37.4919
4664 | 16790400 | 5.7403 | 36.0596 | 37.4943
4665 | 16794000 | 5.7404 | 36.062 | 37.4968
4666 | 16797600 | 5.7404 | 36.0645 | 37.4992
4667 | 16801200 | 5.7405 | 36.0669 | 37.5017
4668 | 16804800 | 5.7406 | 36.0693 | 37.5041
4669 | 16808400 | 5.7406 | 36.0718 | 37.5065
4670 | 16812000 | 5.7407 | 36.0742 | 37.509
4671 | 16815600 | 5.7407 | 36.0766 | 37.5114
4672 | 16819200 | 5.7408 | 36.0791 | 37.5139
4673 | 16822800 | 5.7408 | 36.0815 | 37.5163
4674 | 16826400 | 5.7409 | 36.0839 | 37.5187
4675 | 16830000 | 5.741 | 36.0864 | 37.5212
4676 | 16833600 | 5.741 | 36.0888 | 37.5236
4677 | 16837200 | 5.7411 | 36.0912 | 37.5261
4678 | 16840800 | 5.7411 | 36.0937 | 37.5285
4679 | 16844400 | 5.7412 | 36.0961 | 37.5309
4680 | 16848000 | 5.7412 | 36.0986 | 37.5334
4681 | 16851600 | 5.7413 | 36.101 | 37.5358
4682 | 16855200 | 5.7414 | 36.1034 | 37.5383
4683 | 16858800 | 5.7414 | 36.1059 | 37.5407
4684 | 16862400 | 5.7415 | 36.1083 | 37.5431
4685 | 16866000 | 5.7415 | 36.1107 | 37.5456
4686 | 16869600 | 5.7416 | 36.1131 | 37.548
4687 | 16873200 | 5.7416 | 36.1156 | 37.5504
4688 | 16876800 | 5.7417 | 36.118 | 37.5529
4689 | 16880400 | 5.7418 | 36.1204 | 37.5553
4690 | 16884000 | 5.7418 | 36.1229 | 37.5578
4691 | 16887600 | 5.7419 | 36.1253 | 37.5602
4692 | 16891200 | 5.7419 | 36.1277 | 37.5626
4693 | 16894800 | 5.742 | 36.1302 | 37.5651
4694 | 16898400 | 5.742 | 36.1326 | 37.5675
4695 | 16902000 | 5.7421 | 36.135 | 37.5699
4696 | 16905600 | 5.7422 | 36.1375 | 37.5724
4697 | 16909200 | 5.7422 | 36.1399 | 37.5748
4698 | 16912800 | 5.7423 | 36.1423 | 37.5772
4699 | 16916400 | 5.7423 | 36.1447 | 37.5797
4700 | 16920000 | 5.7424 | 36.1472 | 37.5821
4701 | 16923600 | 5.7424 | 36.1496 | 37.5845
4702 | 16927200 | 5.7425 | 36.152 | 37.587
4703 | 16930800 | 5.7426 | 36.1545 | 37.5894
4704 | 16934400 | 5.7426 | 36.1569 | 37.5918
4705 | 16938000 | 5.7427 | 36.1593 | 37.5943
4706 | 16941600 | 5.7427 | 36.1617 | 37.5967
4707 | 16945200 | 5.7428 | 36.1642 | 37.5991
4708 | 16948800 | 5.7428 | 36.1666 | 37.6016
4709 | 16952400 | 5.7429 | 36.169 | 37.604
4710 | 16956000 | 5.743 | 36.1715 | 37.6064
4711 | 16959600 | 5.743 | 36.1739 | 37.6089
4712 | 16963200 | 5.7431 | 36.1763 | 37.6113
4713 | 16966800 | 5.7431 | 36.1787 | 37.6137
4714 | 16970400 | 5.7432 | 36.1812 | 37.6161
4715 | 16974000 | 5.7432 | 36.1836 | 37.6186
4716 | 16977600 | 5.7433 | 36.186 | 37.621
4717 | 16981200 | 5.7434 | 36.1884 | 37.6234
4718 | 16984800 | 5.7434 | 36.1909 | 37.6259
4719 | 16988400 | 5.7435 | 36.1933 | 37.6283
4720 | 16992000 | 5.7435 | 36.1957 | 37.6307
4721 | 16995600 | 5.7436 | 36.1981 | 37.6331
4722 | 16999200 | 5.7436 | 36.2005 | 37.6356
4723 | 17002800 | 5.7437 | 36.203 | 37.638
4724 | 17006400 | 5.7437 | 36.2054 | 37.6404
4725 | 17010000 | 5.7438 | 36.2078 | 37.6429
4726 | 17013600 | 5.7439 | 36.2102 | 37.6453
4727 | 17017200 | 5.7439 | 36.2127 | 37.6477
4728 | 17020800 | 5.744 | 36.2151 | 37.6501
4729 | 17024400 | 5.744 | 36.2175 | 37.6526
4730 | 17028000 | 5.7441 | 36.2199 | 37.655
4731 | 17031600 | 5.7441 | 36.2223 | 37.6574
4732 | 17035200 | 5.7442 | 36.2248 | 37.6598
4733 | 17038800 | 5.7443 | 36.2272 | 37.6623
4734 | 17042400 | 5.7443 | 36.2296 | 37.6647
4735 | 17046000 | 5.7444 | 36.232 | 37.6671
4736 | 17049600 | 5.7444 | 36.2344 | 37.6695
4737 | 17053200 | 5.7445 | 36.2369 | 37.672
4738 | 17056800 | 5.7445 | 36.2393 | 37.6744
4739 | 17060400 | 5.7446 | 36.2417 | 37.6768
4740 | 17064000 | 5.7447 | 36.2441 | 37.6792
4741 | 17067600 | 5.7447 | 36.2465 | 37.6817
4742 | 17071200 | 5.7448 | 36.249 | 37.6841
4743 | 17074800 | 5.7448 | 36.2514 | 37.6865
4744 | 17078400 | 5.7449 | 36.2538 | 37.6889
4745 | 17082000 | 5.7449 | 36.2562 | 37.6913
4746 | 17085600 | 5.745 | 36.2586 | 37.6938
4747 | 17089200 | 5.745 | 36.261 | 37.6962
4748 | 17092800 | 5.7451 | 36.2635 | 37.6986
4749 | 17096400 | 5.7452 | 36.2659 | 37.701
4750 | 17100000 | 5.7452 | 36.2683 | 37.7034
4751 | 17103600 | 5.7453 | 36.2707 | 37.7059
4752 | 17107200 | 5.7453 | 36.2731 | 37.7083
4753 | 17110800 | 5.7454 | 36.2755 | 37.7107
4754 | 17114400 | 5.7454 | 36.278 | 37.7131
4755 | 17118000 | 5.7455 | 36.2804 | 37.7155
4756 | 17121600 | 5.7455 | 36.2828 | 37.718
4757 | 17125200 | 5.7456 | 36.2852 | 37.7204
4758 | 17128800 | 5.7457 | 36.2876 | 37.7228
4759 | 17132400 | 5.7457 | 36.29 | 37.7252
4760 | 17136000 | 5.7458 | 36.2924 | 37.7276
4761 | 17139600 | 5.7458 | 36.2949 | 37.7301
4762 | 17143200 | 5.7459 | 36.2973 | 37.7325
4763 | 17146800 | 5.7459 | 36.2997 | 37.7349
4764 | 17150400 | 5.746 | 36.3021 | 37.7373
4765 | 17154000 | 5.746 | 36.3045 | 37.7397
4766 | 17157600 | 5.7461 | 36.3069 | 37.7421
4767 | 17161200 | 5.7462 | 36.3093 | 37.7446
4768 | 17164800 | 5.7462 | 36.3117 | 37.747
4769 | 17168400 | 5.7463 | 36.3142 | 37.7494
4770 | 17172000 | 5.7463 | 36.3166 | 37.7518
4771 | 17175600 | 5.7464 | 36.319 | 37.7542
4772 | 17179200 | 5.7464 | 36.3214 | 37.7566
4773 | 17182800 | 5.7465 | 36.3238 | 37.7591
4774 | 17186400 | 5.7465 | 36.3262 | 37.7615
4775 | 17190000 | 5.7466 | 36.3286 | 37.7639
4776 | 17193600 | 5.7467 | 36.331 | 37.7663
4777 | 17197200 | 5.7467 | 36.3334 | 37.7687
4778 | 17200800 | 5.7468 | 36.3359 | 37.7711
4779 | 17204400 | 5.7468 | 36.3383 | 37.7735
4780 | 17208000 | 5.7469 | 36.3407 | 37.776
4781 | 17211600 | 5.7469 | 36.3431 | 37.7784
4782 | 17215200 | 5.747 | 36.3455 | 37.7808
4783 | 17218800 | 5.747 | 36.3479 | 37.7832
4784 | 17222400 | 5.7471 | 36.3503 | 37.7856
4785 | 17226000 | 5.7472 | 36.3527 | 37.788
4786 | 17229600 | 5.7472 | 36.3551 | 37.7904
4787 | 17233200 | 5.7473 | 36.3575 | 37.7928
4788 | 17236800 | 5.7473 | 36.3599 | 37.7953
4789 | 17240400 | 5.7474 | 36.3623 | 37.7977
4790 | 17244000 | 5.7474 | 36.3647 | 37.8001
4791 | 17247600 | 5.7475 | 36.3671 | 37.8025
4792 | 17251200 | 5.7475 | 36.3696 | 37.8049
4793 | 17254800 | 5.7476 | 36.372 | 37.8073
4794 | 17258400 | 5.7477 | 36.3744 | 37.8097
4795 | 17262000 | 5.7477 | 36.3768 | 37.8121
4796 | 17265600 | 5.7478 | 36.3792 | 37.8145
4797 | 17269200 | 5.7478 | 36.3816 | 37.8169
4798 | 17272800 | 5.7479 | 36.384 | 37.8194
4799 | 17276400 | 5.7479 | 36.3864 | 37.8218
4800 | 17280000 | 5.748 | 36.3888 | 37.8242
4801 | 17283600 | 5.748 | 36.3912 | 37.8266
4802 | 17287200 | 5.7481 | 36.3936 | 37.829
4803 | 17290800 | 5.7482 | 36.396 | 37.8314
4804 | 17294400 | 5.7482 | 36.3984 | 37.8338
4805 | 17298000 | 5.7483 | 36.4008 | 37.8362
4806 | 17301600 | 5.7483 | 36.4032 | 37.8386
4807 | 17305200 | 5.7484 | 36.4056 | 37.841
4808 | 17308800 | 5.7484 | 36.408 | 37.8434
4809 | 17312400 | 5.7485 | 36.4104 | 37.8458
4810 | 17316000 | 5.7485 | 36.4128 | 37.8482
4811 | 17319600 | 5.7486 | 36.4152 | 37.8506
4812 | 17323200 | 5.7486 | 36.4176 | 37.853
4813 | 17326800 | 5.7487 | 36.42 | 37.8555
4814 | 17330400 | 5.7488 | 36.4224 | 37.8579
4815 | 17334000 | 5.7488 | 36.4248 | 37.8603
4816 | 17337600 | 5.7489 | 36.4272 | 37.8627
4817 | 17341200 | 5.7489 | 36.4296 | 37.8651
4818 | 17344800 | 5.749 | 36.432 | 37.8675
4819 | 17348400 | 5.749 | 36.4344 | 37.8699
4820 | 17352000 | 5.7491 | 36.4368 | 37.8723
4821 | 17355600 | 5.7491 | 36.4392 | 37.8747
4822 | 17359200 | 5.7492 | 36.4416 | 37.8771
4823 | 17362800 | 5.7493 | 36.444 | 37.8795
4824 | 17366400 | 5.7493 | 36.4464 | 37.8819
4825 | 17370000 | 5.7494 | 36.4488 | 37.8843
4826 | 17373600 | 5.7494 | 36.4512 | 37.8867
4827 | 17377200 | 5.7495 | 36.4536 | 37.8891
4828 | 17380800 | 5.7495 | 36.456 | 37.8915
4829 | 17384400 | 5.7496 | 36.4584 | 37.8939
4830 | 17388000 | 5.7496 | 36.4608 | 37.8963
4831 | 17391600 | 5.7497 | 36.4632 | 37.8987
4832 | 17395200 | 5.7497 | 36.4656 | 37.9011
4833 | 17398800 | 5.7498 | 36.468 | 37.9035
4834 | 17402400 | 5.7499 | 36.4704 | 37.9059
4835 | 17406000 | 5.7499 | 36.4728 | 37.9083
4836 | 17409600 | 5.75 | 36.4752 | 37.9107
4837 | 17413200 | 5.75 | 36.4776 | 37.9131
4838 | 17416800 | 5.7501 | 36.48 | 37.9155
4839 | 17420400 | 5.7501 | 36.4824 | 37.9179
4840 | 17424000 | 5.7502 | 36.4847 | 37.9203
4841 | 17427600 | 5.7502 | 36.4871 | 37.9227
4842 | 17431200 | 5.7503 | 36.4895 | 37.9251
4843 | 17434800 | 5.7503 | 36.4919 | 37.9275
4844 | 17438400 | 5.7504 | 36.4943 | 37.9299
4845 | 17442000 | 5.7505 | 36.4967 | 37.9323
4846 | 17445600 | 5.7505 | 36.4991 | 37.9347
4847 | 17449200 | 5.7506 | 36.5015 | 37.9371
4848 | 17452800 | 5.7506 | 36.5039 | 37.9395
4849 | 17456400 | 5.7507 | 36.5063 | 37.9419
4850 | 17460000 | 5.7507 | 36.5087 | 37.9443
4851 | 17463600 | 5.7508 | 36.5111 | 37.9467
4852 | 17467200 | 5.7508 | 36.5135 | 37.9491
4853 | 17470800 | 5.7509 | 36.5158 | 37.9515
4854 | 17474400 | 5.7509 | 36.5182 | 37.9539
4855 | 17478000 | 5.751 | 36.5206 | 37.9562
4856 | 17481600 | 5.751 | 36.523 | 37.9586
4857 | 17485200 | 5.7511 | 36.5254 | 37.961
4858 | 17488800 | 5.7512 | 36.5278 | 37.9634
4859 | 17492400 | 5.7512 | 36.5302 | 37.9658
4860 | 17496000 | 5.7513 | 36.5326 | 37.9682
4861 | 17499600 | 5.7513 | 36.535 | 37.9706
4862 | 17503200 | 5.7514 | 36.5374 | 37.973
4863 | 17506800 | 5.7514 | 36.5397 | 37.9754
4864 | 17510400 | 5.7515 | 36.5421 | 37.9778
4865 | 17514000 | 5.7515 | 36.5445 | 37.9802
4866 | 17517600 | 5.7516 | 36.5469 | 37.9826
4867 | 17521200 | 5.7516 | 36.5493 | 37.985
4868 | 17524800 | 5.7517 | 36.5517 | 37.9874
4869 | 17528400 | 5.7517 | 36.5541 | 37.9897
4870 | 17532000 | 5.7518 | 36.5565 | 37.9921
4871 | 17535600 | 5.7519 | 36.5588 | 37.9945
4872 | 17539200 | 5.7519 | 36.5612 | 37.9969
4873 | 17542800 | 5.752 | 36.5636 | 37.9993
4874 | 17546400 | 5.752 | 36.566 | 38.0017
4875 | 17550000 | 5.7521 | 36.5684 | 38.0041
4876 | 17553600 | 5.7521 | 36.5708 | 38.0065
4877 | 17557200 | 5.7522 | 36.5732 | 38.0089
4878 | 17560800 | 5.7522 | 36.5755 | 38.0113
4879 | 17564400 | 5.7523 | 36.5779 | 38.0136
4880 | 17568000 | 5.7523 | 36.5803 | 38.016
4881 | 17571600 | 5.7524 | 36.5827 | 38.0184
4882 | 17575200 | 5.7524 | 36.5851 | 38.0208
4883 | 17578800 | 5.7525 | 36.5875 | 38.0232
4884 | 17582400 | 5.7526 | 36.5898 | 38.0256
4885 | 17586000 | 5.7526 | 36.5922 | 38.028
4886 | 17589600 | 5.7527 | 36.5946 | 38.0304
4887 | 17593200 | 5.7527 | 36.597 | 38.0328
4888 | 17596800 | 5.7528 | 36.5994 | 38.0351
4889 | 17600400 | 5.7528 | 36.6018 | 38.0375
4890 | 17604000 | 5.7529 | 36.6041 | 38.0399
4891 | 17607600 | 5.7529 | 36.6065 | 38.0423
4892 | 17611200 | 5.753 | 36.6089 | 38.0447
4893 | 17614800 | 5.753 | 36.6113 | 38.0471
4894 | 17618400 | 5.7531 | 36.6137 | 38.0495
4895 | 17622000 | 5.7531 | 36.6161 | 38.0518
4896 | 17625600 | 5.7532 | 36.6184 | 38.0542
4897 | 17629200 | 5.7533 | 36.6208 | 38.0566
4898 | 17632800 | 5.7533 | 36.6232 | 38.059
4899 | 17636400 | 5.7534 | 36.6256 | 38.0614
4900 | 17640000 | 5.7534 | 36.628 | 38.0638
4901 | 17643600 | 5.7535 | 36.6303 | 38.0661
4902 | 17647200 | 5.7535 | 36.6327 | 38.0685
4903 | 17650800 | 5.7536 | 36.6351 | 38.0709
4904 | 17654400 | 5.7536 | 36.6375 | 38.0733
4905 | 17658000 | 5.7537 | 36.6398 | 38.0757
4906 | 17661600 | 5.7537 | 36.6422 | 38.0781
4907 | 17665200 | 5.7538 | 36.6446 | 38.0804
4908 | 17668800 | 5.7538 | 36.647 | 38.0828
4909 | 17672400 | 5.7539 | 36.6494 | 38.0852
4910 | 17676000 | 5.7539 | 36.6517 | 38.0876
4911 | 17679600 | 5.754 | 36.6541 | 38.09
4912 | 17683200 | 5.7541 | 36.6565 | 38.0924
4913 | 17686800 | 5.7541 | 36.6589 | 38.0947
4914 | 17690400 | 5.7542 | 36.6612 | 38.0971
4915 | 17694000 | 5.7542 | 36.6636 | 38.0995
4916 | 17697600 | 5.7543 | 36.666 | 38.1019
4917 | 17701200 | 5.7543 | 36.6684 | 38.1043
4918 | 17704800 | 5.7544 | 36.6707 | 38.1066
4919 | 17708400 | 5.7544 | 36.6731 | 38.109
4920 | 17712000 | 5.7545 | 36.6755 | 38.1114
4921 | 17715600 | 5.7545 | 36.6779 | 38.1138
4922 | 17719200 | 5.7546 | 36.6802 | 38.1162
4923 | 17722800 | 5.7546 | 36.6826 | 38.1185
4924 | 17726400 | 5.7547 | 36.685 | 38.1209
4925 | 17730000 | 5.7547 | 36.6874 | 38.1233
4926 | 17733600 | 5.7548 | 36.6897 | 38.1257
4927 | 17737200 | 5.7549 | 36.6921 | 38.128
4928 | 17740800 | 5.7549 | 36.6945 | 38.1304
4929 | 17744400 | 5.755 | 36.6969 | 38.1328
4930 | 17748000 | 5.755 | 36.6992 | 38.1352
4931 | 17751600 | 5.7551 | 36.7016 | 38.1375
4932 | 17755200 | 5.7551 | 36.704 | 38.1399
4933 | 17758800 | 5.7552 | 36.7063 | 38.1423
4934 | 17762400 | 5.7552 | 36.7087 | 38.1447
4935 | 17766000 | 5.7553 | 36.7111 | 38.1471
4936 | 17769600 | 5.7553 | 36.7135 | 38.1494
4937 | 17773200 | 5.7554 | 36.7158 | 38.1518
4938 | 17776800 | 5.7554 | 36.7182 | 38.1542
4939 | 17780400 | 5.7555 | 36.7206 | 38.1566
4940 | 17784000 | 5.7555 | 36.7229 | 38.1589
4941 | 17787600 | 5.7556 | 36.7253 | 38.1613
4942 | 17791200 | 5.7556 | 36.7277 | 38.1637
4943 | 17794800 | 5.7557 | 36.7301 | 38.166
4944 | 17798400 | 5.7558 | 36.7324 | 38.1684
4945 | 17802000 | 5.7558 | 36.7348 | 38.1708
4946 | 17805600 | 5.7559 | 36.7372 | 38.1732
4947 | 17809200 | 5.7559 | 36.7395 | 38.1755
4948 | 17812800 | 5.756 | 36.7419 | 38.1779
4949 | 17816400 | 5.756 | 36.7443 | 38.1803
4950 | 17820000 | 5.7561 | 36.7466 | 38.1827
4951 | 17823600 | 5.7561 | 36.749 | 38.185
4952 | 17827200 | 5.7562 | 36.7514 | 38.1874
4953 | 17830800 | 5.7562 | 36.7537 | 38.1898
4954 | 17834400 | 5.7563 | 36.7561 | 38.1921
4955 | 17838000 | 5.7563 | 36.7585 | 38.1945
4956 | 17841600 | 5.7564 | 36.7608 | 38.1969
4957 | 17845200 | 5.7564 | 36.7632 | 38.1993
4958 | 17848800 | 5.7565 | 36.7656 | 38.2016
4959 | 17852400 | 5.7565 | 36.7679 | 38.204
4960 | 17856000 | 5.7566 | 36.7703 | 38.2064
4961 | 17859600 | 5.7566 | 36.7727 | 38.2087
4962 | 17863200 | 5.7567 | 36.775 | 38.2111
4963 | 17866800 | 5.7567 | 36.7774 | 38.2135
4964 | 17870400 | 5.7568 | 36.7798 | 38.2158
4965 | 17874000 | 5.7569 | 36.7821 | 38.2182
4966 | 17877600 | 5.7569 | 36.7845 | 38.2206
4967 | 17881200 | 5.757 | 36.7869 | 38.2229
4968 | 17884800 | 5.757 | 36.7892 | 38.2253
4969 | 17888400 | 5.7571 | 36.7916 | 38.2277
4970 | 17892000 | 5.7571 | 36.7939 | 38.2301
4971 | 17895600 | 5.7572 | 36.7963 | 38.2324
4972 | 17899200 | 5.7572 | 36.7987 | 38.2348
4973 | 17902800 | 5.7573 | 36.801 | 38.2372
4974 | 17906400 | 5.7573 | 36.8034 | 38.2395
4975 | 17910000 | 5.7574 | 36.8058 | 38.2419
4976 | 17913600 | 5.7574 | 36.8081 | 38.2443
4977 | 17917200 | 5.7575 | 36.8105 | 38.2466
4978 | 17920800 | 5.7575 | 36.8128 | 38.249
4979 | 17924400 | 5.7576 | 36.8152 | 38.2513
4980 | 17928000 | 5.7576 | 36.8176 | 38.2537
4981 | 17931600 | 5.7577 | 36.8199 | 38.2561
4982 | 17935200 | 5.7577 | 36.8223 | 38.2584
4983 | 17938800 | 5.7578 | 36.8246 | 38.2608
4984 | 17942400 | 5.7578 | 36.827 | 38.2632
4985 | 17946000 | 5.7579 | 36.8294 | 38.2655
4986 | 17949600 | 5.758 | 36.8317 | 38.2679
4987 | 17953200 | 5.758 | 36.8341 | 38.2703
4988 | 17956800 | 5.7581 | 36.8364 | 38.2726
4989 | 17960400 | 5.7581 | 36.8388 | 38.275
4990 | 17964000 | 5.7582 | 36.8412 | 38.2774
4991 | 17967600 | 5.7582 | 36.8435 | 38.2797
4992 | 17971200 | 5.7583 | 36.8459 | 38.2821
4993 | 17974800 | 5.7583 | 36.8482 | 38.2844
4994 | 17978400 | 5.7584 | 36.8506 | 38.2868
4995 | 17982000 | 5.7584 | 36.8529 | 38.2892
4996 | 17985600 | 5.7585 | 36.8553 | 38.2915
4997 | 17989200 | 5.7585 | 36.8577 | 38.2939
4998 | 17992800 | 5.7586 | 36.86 | 38.2962
4999 | 17996400 | 5.7586 | 36.8624 | 38.2986
5000 | 18000000 | 5.7587 | 36.8647 | 38.301
5001 | 18003600 | 5.7587 | 36.8671 | 38.3033
5002 | 18007200 | 5.7588 | 36.8694 | 38.3057
5003 | 18010800 | 5.7588 | 36.8718 | 38.308
5004 | 18014400 | 5.7589 | 36.8742 | 38.3104
5005 | 18018000 | 5.7589 | 36.8765 | 38.3128
5006 | 18021600 | 5.759 | 36.8789 | 38.3151
5007 | 18025200 | 5.759 | 36.8812 | 38.3175
5008 | 18028800 | 5.7591 | 36.8836 | 38.3198
5009 | 18032400 | 5.7591 | 36.8859 | 38.3222
5010 | 18036000 | 5.7592 | 36.8883 | 38.3246
5011 | 18039600 | 5.7592 | 36.8906 | 38.3269
5012 | 18043200 | 5.7593 | 36.893 | 38.3293
5013 | 18046800 | 5.7594 | 36.8953 | 38.3316
5014 | 18050400 | 5.7594 | 36.8977 | 38.334
5015 | 18054000 | 5.7595 | 36.9 | 38.3363
5016 | 18057600 | 5.7595 | 36.9024 | 38.3387
5017 | 18061200 | 5.7596 | 36.9048 | 38.3411
5018 | 18064800 | 5.7596 | 36.9071 | 38.3434
5019 | 18068400 | 5.7597 | 36.9095 | 38.3458
5020 | 18072000 | 5.7597 | 36.9118 | 38.3481
5021 | 18075600 | 5.7598 | 36.9142 | 38.3505
5022 | 18079200 | 5.7598 | 36.9165 | 38.3528
5023 | 18082800 | 5.7599 | 36.9189 | 38.3552
5024 | 18086400 | 5.7599 | 36.9212 | 38.3575
5025 | 18090000 | 5.76 | 36.9236 | 38.3599
5026 | 18093600 | 5.76 | 36.9259 | 38.3623
5027 | 18097200 | 5.7601 | 36.9283 | 38.3646
5028 | 18100800 | 5.7601 | 36.9306 | 38.367
5029 | 18104400 | 5.7602 | 36.933 | 38.3693
5030 | 18108000 | 5.7602 | 36.9353 | 38.3717
5031 | 18111600 | 5.7603 | 36.9377 | 38.374
5032 | 18115200 | 5.7603 | 36.94 | 38.3764
5033 | 18118800 | 5.7604 | 36.9424 | 38.3787
5034 | 18122400 | 5.7604 | 36.9447 | 38.3811
5035 | 18126000 | 5.7605 | 36.9471 | 38.3834
5036 | 18129600 | 5.7605 | 36.9494 | 38.3858
5037 | 18133200 | 5.7606 | 36.9517 | 38.3881
5038 | 18136800 | 5.7606 | 36.9541 | 38.3905
5039 | 18140400 | 5.7607 | 36.9564 | 38.3928
5040 | 18144000 | 5.7607 | 36.9588 | 38.3952
5041 | 18147600 | 5.7608 | 36.9611 | 38.3975
5042 | 18151200 | 5.7608 | 36.9635 | 38.3999
5043 | 18154800 | 5.7609 | 36.9658 | 38.4022
5044 | 18158400 | 5.7609 | 36.9682 | 38.4046
5045 | 18162000 | 5.761 | 36.9705 | 38.4069
5046 | 18165600 | 5.761 | 36.9729 | 38.4093
5047 | 18169200 | 5.7611 | 36.9752 | 38.4116
5048 | 18172800 | 5.7612 | 36.9776 | 38.414
5049 | 18176400 | 5.7612 | 36.9799 | 38.4163
5050 | 18180000 | 5.7613 | 36.9822 | 38.4187
5051 | 18183600 | 5.7613 | 36.9846 | 38.421
5052 | 18187200 | 5.7614 | 36.9869 | 38.4234
5053 | 18190800 | 5.7614 | 36.9893 | 38.4257
5054 | 18194400 | 5.7615 | 36.9916 | 38.4281
5055 | 18198000 | 5.7615 | 36.994 | 38.4304
5056 | 18201600 | 5.7616 | 36.9963 | 38.4328
5057 | 18205200 | 5.7616 | 36.9987 | 38.4351
5058 | 18208800 | 5.7617 | 37.001 | 38.4375
5059 | 18212400 | 5.7617 | 37.0033 | 38.4398
5060 | 18216000 | 5.7618 | 37.0057 | 38.4422
5061 | 18219600 | 5.7618 | 37.008 | 38.4445
5062 | 18223200 | 5.7619 | 37.0104 | 38.4469
5063 | 18226800 | 5.7619 | 37.0127 | 38.4492
5064 | 18230400 | 5.762 | 37.015 | 38.4515
5065 | 18234000 | 5.762 | 37.0174 | 38.4539
5066 | 18237600 | 5.7621 | 37.0197 | 38.4562
5067 | 18241200 | 5.7621 | 37.0221 | 38.4586
5068 | 18244800 | 5.7622 | 37.0244 | 38.4609
5069 | 18248400 | 5.7622 | 37.0268 | 38.4633
5070 | 18252000 | 5.7623 | 37.0291 | 38.4656
5071 | 18255600 | 5.7623 | 37.0314 | 38.468
5072 | 18259200 | 5.7624 | 37.0338 | 38.4703
5073 | 18262800 | 5.7624 | 37.0361 | 38.4726
5074 | 18266400 | 5.7625 | 37.0385 | 38.475
5075 | 18270000 | 5.7625 | 37.0408 | 38.4773
5076 | 18273600 | 5.7626 | 37.0431 | 38.4797
5077 | 18277200 | 5.7626 | 37.0455 | 38.482
5078 | 18280800 | 5.7627 | 37.0478 | 38.4844
5079 | 18284400 | 5.7627 | 37.0501 | 38.4867
5080 | 18288000 | 5.7628 | 37.0525 | 38.489
5081 | 18291600 | 5.7628 | 37.0548 | 38.4914
5082 | 18295200 | 5.7629 | 37.0572 | 38.4937
5083 | 18298800 | 5.7629 | 37.0595 | 38.4961
5084 | 18302400 | 5.763 | 37.0618 | 38.4984
5085 | 18306000 | 5.763 | 37.0642 | 38.5008
5086 | 18309600 | 5.7631 | 37.0665 | 38.5031
5087 | 18313200 | 5.7631 | 37.0688 | 38.5054
5088 | 18316800 | 5.7632 | 37.0712 | 38.5078
5089 | 18320400 | 5.7632 | 37.0735 | 38.5101
5090 | 18324000 | 5.7633 | 37.0759 | 38.5125
5091 | 18327600 | 5.7633 | 37.0782 | 38.5148
5092 | 18331200 | 5.7634 | 37.0805 | 38.5171
5093 | 18334800 | 5.7634 | 37.0829 | 38.5195
5094 | 18338400 | 5.7635 | 37.0852 | 38.5218
5095 | 18342000 | 5.7635 | 37.0875 | 38.5241
5096 | 18345600 | 5.7636 | 37.0899 | 38.5265
5097 | 18349200 | 5.7636 | 37.0922 | 38.5288
5098 | 18352800 | 5.7637 | 37.0945 | 38.5312
5099 | 18356400 | 5.7637 | 37.0969 | 38.5335
5100 | 18360000 | 5.7638 | 37.0992 | 38.5358
5101 | 18363600 | 5.7638 | 37.1015 | 38.5382
5102 | 18367200 | 5.7639 | 37.1039 | 38.5405
5103 | 18370800 | 5.7639 | 37.1062 | 38.5429
5104 | 18374400 | 5.764 | 37.1085 | 38.5452
5105 | 18378000 | 5.764 | 37.1109 | 38.5475
5106 | 18381600 | 5.7641 | 37.1132 | 38.5499
5107 | 18385200 | 5.7641 | 37.1155 | 38.5522
5108 | 18388800 | 5.7642 | 37.1179 | 38.5545
5109 | 18392400 | 5.7642 | 37.1202 | 38.5569
5110 | 18396000 | 5.7643 | 37.1225 | 38.5592
5111 | 18399600 | 5.7643 | 37.1248 | 38.5615
5112 | 18403200 | 5.7644 | 37.1272 | 38.5639
5113 | 18406800 | 5.7644 | 37.1295 | 38.5662
5114 | 18410400 | 5.7645 | 37.1318 | 38.5685
5115 | 18414000 | 5.7645 | 37.1342 | 38.5709
5116 | 18417600 | 5.7646 | 37.1365 | 38.5732
5117 | 18421200 | 5.7646 | 37.1388 | 38.5755
5118 | 18424800 | 5.7647 | 37.1412 | 38.5779
5119 | 18428400 | 5.7647 | 37.1435 | 38.5802
5120 | 18432000 | 5.7648 | 37.1458 | 38.5825
5121 | 18435600 | 5.7648 | 37.1481 | 38.5849
5122 | 18439200 | 5.7649 | 37.1505 | 38.5872
5123 | 18442800 | 5.7649 | 37.1528 | 38.5895
5124 | 18446400 | 5.765 | 37.1551 | 38.5919
5125 | 18450000 | 5.765 | 37.1575 | 38.5942
5126 | 18453600 | 5.7651 | 37.1598 | 38.5965
5127 | 18457200 | 5.7651 | 37.1621 | 38.5989
5128 | 18460800 | 5.7652 | 37.1644 | 38.6012
5129 | 18464400 | 5.7652 | 37.1668 | 38.6035
5130 | 18468000 | 5.7653 | 37.1691 | 38.6059
5131 | 18471600 | 5.7653 | 37.1714 | 38.6082
5132 | 18475200 | 5.7654 | 37.1737 | 38.6105
5133 | 18478800 | 5.7654 | 37.1761 | 38.6128
5134 | 18482400 | 5.7655 | 37.1784 | 38.6152
5135 | 18486000 | 5.7655 | 37.1807 | 38.6175
5136 | 18489600 | 5.7656 | 37.183 | 38.6198
5137 | 18493200 | 5.7656 | 37.1854 | 38.6222
5138 | 18496800 | 5.7657 | 37.1877 | 38.6245
5139 | 18500400 | 5.7657 | 37.19 | 38.6268
5140 | 18504000 | 5.7658 | 37.1923 | 38.6292
5141 | 18507600 | 5.7658 | 37.1947 | 38.6315
5142 | 18511200 | 5.7659 | 37.197 | 38.6338
5143 | 18514800 | 5.7659 | 37.1993 | 38.6361
5144 | 18518400 | 5.766 | 37.2016 | 38.6385
5145 | 18522000 | 5.766 | 37.204 | 38.6408
5146 | 18525600 | 5.7661 | 37.2063 | 38.6431
5147 | 18529200 | 5.7661 | 37.2086 | 38.6454
5148 | 18532800 | 5.7662 | 37.2109 | 38.6478
5149 | 18536400 | 5.7662 | 37.2133 | 38.6501
5150 | 18540000 | 5.7663 | 37.2156 | 38.6524
5151 | 18543600 | 5.7663 | 37.2179 | 38.6548
5152 | 18547200 | 5.7664 | 37.2202 | 38.6571
5153 | 18550800 | 5.7664 | 37.2225 | 38.6594
5154 | 18554400 | 5.7665 | 37.2249 | 38.6617
5155 | 18558000 | 5.7665 | 37.2272 | 38.6641
5156 | 18561600 | 5.7666 | 37.2295 | 38.6664
5157 | 18565200 | 5.7666 | 37.2318 | 38.6687
5158 | 18568800 | 5.7667 | 37.2342 | 38.671
5159 | 18572400 | 5.7667 | 37.2365 | 38.6734
5160 | 18576000 | 5.7668 | 37.2388 | 38.6757
5161 | 18579600 | 5.7668 | 37.2411 | 38.678
5162 | 18583200 | 5.7669 | 37.2434 | 38.6803
5163 | 18586800 | 5.7669 | 37.2457 | 38.6826
5164 | 18590400 | 5.767 | 37.2481 | 38.685
5165 | 18594000 | 5.767 | 37.2504 | 38.6873
5166 | 18597600 | 5.7671 | 37.2527 | 38.6896
5167 | 18601200 | 5.7671 | 37.255 | 38.6919
5168 | 18604800 | 5.7672 | 37.2573 | 38.6943
5169 | 18608400 | 5.7672 | 37.2597 | 38.6966
5170 | 18612000 | 5.7673 | 37.262 | 38.6989
5171 | 18615600 | 5.7673 | 37.2643 | 38.7012
5172 | 18619200 | 5.7674 | 37.2666 | 38.7035
5173 | 18622800 | 5.7674 | 37.2689 | 38.7059
5174 | 18626400 | 5.7675 | 37.2712 | 38.7082
5175 | 18630000 | 5.7675 | 37.2736 | 38.7105
5176 | 18633600 | 5.7676 | 37.2759 | 38.7128
5177 | 18637200 | 5.7676 | 37.2782 | 38.7152
5178 | 18640800 | 5.7677 | 37.2805 | 38.7175
5179 | 18644400 | 5.7677 | 37.2828 | 38.7198
5180 | 18648000 | 5.7678 | 37.2851 | 38.7221
5181 | 18651600 | 5.7678 | 37.2875 | 38.7244
5182 | 18655200 | 5.7679 | 37.2898 | 38.7267
5183 | 18658800 | 5.7679 | 37.2921 | 38.7291
5184 | 18662400 | 5.768 | 37.2944 | 38.7314
5185 | 18666000 | 5.768 | 37.2967 | 38.7337
5186 | 18669600 | 5.7681 | 37.299 | 38.736
5187 | 18673200 | 5.7681 | 37.3013 | 38.7383
5188 | 18676800 | 5.7682 | 37.3037 | 38.7407
5189 | 18680400 | 5.7682 | 37.306 | 38.743
5190 | 18684000 | 5.7683 | 37.3083 | 38.7453
5191 | 18687600 | 5.7683 | 37.3106 | 38.7476
5192 | 18691200 | 5.7684 | 37.3129 | 38.7499
5193 | 18694800 | 5.7684 | 37.3152 | 38.7522
5194 | 18698400 | 5.7685 | 37.3175 | 38.7546
5195 | 18702000 | 5.7685 | 37.3199 | 38.7569
5196 | 18705600 | 5.7686 | 37.3222 | 38.7592
5197 | 18709200 | 5.7686 | 37.3245 | 38.7615
5198 | 18712800 | 5.7687 | 37.3268 | 38.7638
5199 | 18716400 | 5.7687 | 37.3291 | 38.7661
5200 | 18720000 | 5.7688 | 37.3314 | 38.7685
5201 | 18723600 | 5.7688 | 37.3337 | 38.7708
5202 | 18727200 | 5.7689 | 37.336 | 38.7731
5203 | 18730800 | 5.7689 | 37.3383 | 38.7754
5204 | 18734400 | 5.769 | 37.3407 | 38.7777
5205 | 18738000 | 5.769 | 37.343 | 38.78
5206 | 18741600 | 5.769 | 37.3453 | 38.7823
5207 | 18745200 | 5.7691 | 37.3476 | 38.7847
5208 | 18748800 | 5.7691 | 37.3499 | 38.787
5209 | 18752400 | 5.7692 | 37.3522 | 38.7893
5210 | 18756000 | 5.7692 | 37.3545 | 38.7916
5211 | 18759600 | 5.7693 | 37.3568 | 38.7939
5212 | 18763200 | 5.7693 | 37.3591 | 38.7962
5213 | 18766800 | 5.7694 | 37.3614 | 38.7985
5214 | 18770400 | 5.7694 | 37.3637 | 38.8008
5215 | 18774000 | 5.7695 | 37.3661 | 38.8032
5216 | 18777600 | 5.7695 | 37.3684 | 38.8055
5217 | 18781200 | 5.7696 | 37.3707 | 38.8078
5218 | 18784800 | 5.7696 | 37.373 | 38.8101
5219 | 18788400 | 5.7697 | 37.3753 | 38.8124
5220 | 18792000 | 5.7697 | 37.3776 | 38.8147
5221 | 18795600 | 5.7698 | 37.3799 | 38.817
5222 | 18799200 | 5.7698 | 37.3822 | 38.8193
5223 | 18802800 | 5.7699 | 37.3845 | 38.8216
5224 | 18806400 | 5.7699 | 37.3868 | 38.824
5225 | 18810000 | 5.77 | 37.3891 | 38.8263
5226 | 18813600 | 5.77 | 37.3914 | 38.8286
5227 | 18817200 | 5.7701 | 37.3937 | 38.8309
5228 | 18820800 | 5.7701 | 37.396 | 38.8332
5229 | 18824400 | 5.7702 | 37.3983 | 38.8355
5230 | 18828000 | 5.7702 | 37.4006 | 38.8378
5231 | 18831600 | 5.7703 | 37.403 | 38.8401
5232 | 18835200 | 5.7703 | 37.4053 | 38.8424
5233 | 18838800 | 5.7704 | 37.4076 | 38.8447
5234 | 18842400 | 5.7704 | 37.4099 | 38.847
5235 | 18846000 | 5.7705 | 37.4122 | 38.8494
5236 | 18849600 | 5.7705 | 37.4145 | 38.8517
5237 | 18853200 | 5.7706 | 37.4168 | 38.854
5238 | 18856800 | 5.7706 | 37.4191 | 38.8563
5239 | 18860400 | 5.7707 | 37.4214 | 38.8586
5240 | 18864000 | 5.7707 | 37.4237 | 38.8609
5241 | 18867600 | 5.7708 | 37.426 | 38.8632
5242 | 18871200 | 5.7708 | 37.4283 | 38.8655
5243 | 18874800 | 5.7708 | 37.4306 | 38.8678
5244 | 18878400 | 5.7709 | 37.4329 | 38.8701
5245 | 18882000 | 5.7709 | 37.4352 | 38.8724
5246 | 18885600 | 5.771 | 37.4375 | 38.8747
5247 | 18889200 | 5.771 | 37.4398 | 38.877
5248 | 18892800 | 5.7711 | 37.4421 | 38.8793
5249 | 18896400 | 5.7711 | 37.4444 | 38.8816
5250 | 18900000 | 5.7712 | 37.4467 | 38.8839
5251 | 18903600 | 5.7712 | 37.449 | 38.8862
5252 | 18907200 | 5.7713 | 37.4513 | 38.8885
5253 | 18910800 | 5.7713 | 37.4536 | 38.8908
5254 | 18914400 | 5.7714 | 37.4559 | 38.8932
5255 | 18918000 | 5.7714 | 37.4582 | 38.8955
5256 | 18921600 | 5.7715 | 37.4605 | 38.8978
5257 | 18925200 | 5.7715 | 37.4628 | 38.9001
5258 | 18928800 | 5.7716 | 37.4651 | 38.9024
5259 | 18932400 | 5.7716 | 37.4674 | 38.9047
5260 | 18936000 | 5.7717 | 37.4697 | 38.907
5261 | 18939600 | 5.7717 | 37.472 | 38.9093
5262 | 18943200 | 5.7718 | 37.4743 | 38.9116
5263 | 18946800 | 5.7718 | 37.4766 | 38.9139
5264 | 18950400 | 5.7719 | 37.4789 | 38.9162
5265 | 18954000 | 5.7719 | 37.4812 | 38.9185
5266 | 18957600 | 5.772 | 37.4835 | 38.9208
5267 | 18961200 | 5.772 | 37.4858 | 38.9231
5268 | 18964800 | 5.7721 | 37.4881 | 38.9254
5269 | 18968400 | 5.7721 | 37.4904 | 38.9277
5270 | 18972000 | 5.7721 | 37.4927 | 38.93
5271 | 18975600 | 5.7722 | 37.495 | 38.9323
5272 | 18979200 | 5.7722 | 37.4973 | 38.9346
5273 | 18982800 | 5.7723 | 37.4995 | 38.9369
5274 | 18986400 | 5.7723 | 37.5018 | 38.9392
5275 | 18990000 | 5.7724 | 37.5041 | 38.9415
5276 | 18993600 | 5.7724 | 37.5064 | 38.9438
5277 | 18997200 | 5.7725 | 37.5087 | 38.9461
5278 | 19000800 | 5.7725 | 37.511 | 38.9484
5279 | 19004400 | 5.7726 | 37.5133 | 38.9507
5280 | 19008000 | 5.7726 | 37.5156 | 38.953
5281 | 19011600 | 5.7727 | 37.5179 | 38.9553
5282 | 19015200 | 5.7727 | 37.5202 | 38.9576
5283 | 19018800 | 5.7728 | 37.5225 | 38.9599
5284 | 19022400 | 5.7728 | 37.5248 | 38.9622
5285 | 19026000 | 5.7729 | 37.5271 | 38.9645
5286 | 19029600 | 5.7729 | 37.5294 | 38.9667
5287 | 19033200 | 5.773 | 37.5317 | 38.969
5288 | 19036800 | 5.773 | 37.534 | 38.9713
5289 | 19040400 | 5.7731 | 37.5362 | 38.9736
5290 | 19044000 | 5.7731 | 37.5385 | 38.9759
5291 | 19047600 | 5.7732 | 37.5408 | 38.9782
5292 | 19051200 | 5.7732 | 37.5431 | 38.9805
5293 | 19054800 | 5.7732 | 37.5454 | 38.9828
5294 | 19058400 | 5.7733 | 37.5477 | 38.9851
5295 | 19062000 | 5.7733 | 37.55 | 38.9874
5296 | 19065600 | 5.7734 | 37.5523 | 38.9897
5297 | 19069200 | 5.7734 | 37.5546 | 38.992
5298 | 19072800 | 5.7735 | 37.5569 | 38.9943
5299 | 19076400 | 5.7735 | 37.5592 | 38.9966
5300 | 19080000 | 5.7736 | 37.5614 | 38.9989
5301 | 19083600 | 5.7736 | 37.5637 | 39.0012
5302 | 19087200 | 5.7737 | 37.566 | 39.0035
5303 | 19090800 | 5.7737 | 37.5683 | 39.0058
5304 | 19094400 | 5.7738 | 37.5706 | 39.0081
5305 | 19098000 | 5.7738 | 37.5729 | 39.0103
5306 | 19101600 | 5.7739 | 37.5752 | 39.0126
5307 | 19105200 | 5.7739 | 37.5775 | 39.0149
5308 | 19108800 | 5.774 | 37.5798 | 39.0172
5309 | 19112400 | 5.774 | 37.582 | 39.0195
5310 | 19116000 | 5.7741 | 37.5843 | 39.0218
5311 | 19119600 | 5.7741 | 37.5866 | 39.0241
5312 | 19123200 | 5.7742 | 37.5889 | 39.0264
5313 | 19126800 | 5.7742 | 37.5912 | 39.0287
5314 | 19130400 | 5.7742 | 37.5935 | 39.031
5315 | 19134000 | 5.7743 | 37.5958 | 39.0333
5316 | 19137600 | 5.7743 | 37.5981 | 39.0355
5317 | 19141200 | 5.7744 | 37.6003 | 39.0378
5318 | 19144800 | 5.7744 | 37.6026 | 39.0401
5319 | 19148400 | 5.7745 | 37.6049 | 39.0424
5320 | 19152000 | 5.7745 | 37.6072 | 39.0447
5321 | 19155600 | 5.7746 | 37.6095 | 39.047
5322 | 19159200 | 5.7746 | 37.6118 | 39.0493
5323 | 19162800 | 5.7747 | 37.6141 | 39.0516
5324 | 19166400 | 5.7747 | 37.6163 | 39.0539
5325 | 19170000 | 5.7748 | 37.6186 | 39.0561
5326 | 19173600 | 5.7748 | 37.6209 | 39.0584
5327 | 19177200 | 5.7749 | 37.6232 | 39.0607
5328 | 19180800 | 5.7749 | 37.6255 | 39.063
5329 | 19184400 | 5.775 | 37.6278 | 39.0653
5330 | 19188000 | 5.775 | 37.63 | 39.0676
5331 | 19191600 | 5.775 | 37.6323 | 39.0699
5332 | 19195200 | 5.7751 | 37.6346 | 39.0722
5333 | 19198800 | 5.7751 | 37.6369 | 39.0744
5334 | 19202400 | 5.7752 | 37.6392 | 39.0767
5335 | 19206000 | 5.7752 | 37.6415 | 39.079
5336 | 19209600 | 5.7753 | 37.6437 | 39.0813
5337 | 19213200 | 5.7753 | 37.646 | 39.0836
5338 | 19216800 | 5.7754 | 37.6483 | 39.0859
5339 | 19220400 | 5.7754 | 37.6506 | 39.0882
5340 | 19224000 | 5.7755 | 37.6529 | 39.0904
5341 | 19227600 | 5.7755 | 37.6551 | 39.0927
5342 | 19231200 | 5.7756 | 37.6574 | 39.095
5343 | 19234800 | 5.7756 | 37.6597 | 39.0973
5344 | 19238400 | 5.7757 | 37.662 | 39.0996
5345 | 19242000 | 5.7757 | 37.6643 | 39.1019
5346 | 19245600 | 5.7758 | 37.6665 | 39.1042
5347 | 19249200 | 5.7758 | 37.6688 | 39.1064
5348 | 19252800 | 5.7758 | 37.6711 | 39.1087
5349 | 19256400 | 5.7759 | 37.6734 | 39.111
5350 | 19260000 | 5.7759 | 37.6757 | 39.1133
5351 | 19263600 | 5.776 | 37.6779 | 39.1156
5352 | 19267200 | 5.776 | 37.6802 | 39.1179
5353 | 19270800 | 5.7761 | 37.6825 | 39.1201
5354 | 19274400 | 5.7761 | 37.6848 | 39.1224
5355 | 19278000 | 5.7762 | 37.6871 | 39.1247
5356 | 19281600 | 5.7762 | 37.6893 | 39.127
5357 | 19285200 | 5.7763 | 37.6916 | 39.1293
5358 | 19288800 | 5.7763 | 37.6939 | 39.1315
5359 | 19292400 | 5.7764 | 37.6962 | 39.1338
5360 | 19296000 | 5.7764 | 37.6984 | 39.1361
5361 | 19299600 | 5.7765 | 37.7007 | 39.1384
5362 | 19303200 | 5.7765 | 37.703 | 39.1407
5363 | 19306800 | 5.7766 | 37.7053 | 39.1429
5364 | 19310400 | 5.7766 | 37.7076 | 39.1452
5365 | 19314000 | 5.7766 | 37.7098 | 39.1475
5366 | 19317600 | 5.7767 | 37.7121 | 39.1498
5367 | 19321200 | 5.7767 | 37.7144 | 39.1521
5368 | 19324800 | 5.7768 | 37.7167 | 39.1543
5369 | 19328400 | 5.7768 | 37.7189 | 39.1566
5370 | 19332000 | 5.7769 | 37.7212 | 39.1589
5371 | 19335600 | 5.7769 | 37.7235 | 39.1612
5372 | 19339200 | 5.777 | 37.7258 | 39.1635
5373 | 19342800 | 5.777 | 37.728 | 39.1657
5374 | 19346400 | 5.7771 | 37.7303 | 39.168
5375 | 19350000 | 5.7771 | 37.7326 | 39.1703
5376 | 19353600 | 5.7772 | 37.7349 | 39.1726
5377 | 19357200 | 5.7772 | 37.7371 | 39.1748
5378 | 19360800 | 5.7773 | 37.7394 | 39.1771
5379 | 19364400 | 5.7773 | 37.7417 | 39.1794
5380 | 19368000 | 5.7773 | 37.7439 | 39.1817
5381 | 19371600 | 5.7774 | 37.7462 | 39.184
5382 | 19375200 | 5.7774 | 37.7485 | 39.1862
5383 | 19378800 | 5.7775 | 37.7508 | 39.1885
5384 | 19382400 | 5.7775 | 37.753 | 39.1908
5385 | 19386000 | 5.7776 | 37.7553 | 39.1931
5386 | 19389600 | 5.7776 | 37.7576 | 39.1953
5387 | 19393200 | 5.7777 | 37.7598 | 39.1976
5388 | 19396800 | 5.7777 | 37.7621 | 39.1999
5389 | 19400400 | 5.7778 | 37.7644 | 39.2022
5390 | 19404000 | 5.7778 | 37.7667 | 39.2044
5391 | 19407600 | 5.7779 | 37.7689 | 39.2067
5392 | 19411200 | 5.7779 | 37.7712 | 39.209
5393 | 19414800 | 5.7779 | 37.7735 | 39.2113
5394 | 19418400 | 5.778 | 37.7757 | 39.2135
5395 | 19422000 | 5.778 | 37.778 | 39.2158
5396 | 19425600 | 5.7781 | 37.7803 | 39.2181
5397 | 19429200 | 5.7781 | 37.7826 | 39.2203
5398 | 19432800 | 5.7782 | 37.7848 | 39.2226
5399 | 19436400 | 5.7782 | 37.7871 | 39.2249
5400 | 19440000 | 5.7783 | 37.7894 | 39.2272
5401 | 19443600 | 5.7783 | 37.7916 | 39.2294
5402 | 19447200 | 5.7784 | 37.7939 | 39.2317
5403 | 19450800 | 5.7784 | 37.7962 | 39.234
5404 | 19454400 | 5.7785 | 37.7984 | 39.2363
5405 | 19458000 | 5.7785 | 37.8007 | 39.2385
5406 | 19461600 | 5.7785 | 37.803 | 39.2408
5407 | 19465200 | 5.7786 | 37.8052 | 39.2431
5408 | 19468800 | 5.7786 | 37.8075 | 39.2453
5409 | 19472400 | 5.7787 | 37.8098 | 39.2476
5410 | 19476000 | 5.7787 | 37.812 | 39.2499
5411 | 19479600 | 5.7788 | 37.8143 | 39.2522
5412 | 19483200 | 5.7788 | 37.8166 | 39.2544
5413 | 19486800 | 5.7789 | 37.8188 | 39.2567
5414 | 19490400 | 5.7789 | 37.8211 | 39.259
5415 | 19494000 | 5.779 | 37.8234 | 39.2612
5416 | 19497600 | 5.779 | 37.8256 | 39.2635
5417 | 19501200 | 5.7791 | 37.8279 | 39.2658
5418 | 19504800 | 5.7791 | 37.8302 | 39.268
5419 | 19508400 | 5.7791 | 37.8324 | 39.2703
5420 | 19512000 | 5.7792 | 37.8347 | 39.2726
5421 | 19515600 | 5.7792 | 37.837 | 39.2748
5422 | 19519200 | 5.7793 | 37.8392 | 39.2771
5423 | 19522800 | 5.7793 | 37.8415 | 39.2794
5424 | 19526400 | 5.7794 | 37.8437 | 39.2816
5425 | 19530000 | 5.7794 | 37.846 | 39.2839
5426 | 19533600 | 5.7795 | 37.8483 | 39.2862
5427 | 19537200 | 5.7795 | 37.8505 | 39.2884
5428 | 19540800 | 5.7796 | 37.8528 | 39.2907
5429 | 19544400 | 5.7796 | 37.8551 | 39.293
5430 | 19548000 | 5.7797 | 37.8573 | 39.2952
5431 | 19551600 | 5.7797 | 37.8596 | 39.2975
5432 | 19555200 | 5.7797 | 37.8619 | 39.2998
5433 | 19558800 | 5.7798 | 37.8641 | 39.302
5434 | 19562400 | 5.7798 | 37.8664 | 39.3043
5435 | 19566000 | 5.7799 | 37.8686 | 39.3066
5436 | 19569600 | 5.7799 | 37.8709 | 39.3088
5437 | 19573200 | 5.78 | 37.8732 | 39.3111
5438 | 19576800 | 5.78 | 37.8754 | 39.3134
5439 | 19580400 | 5.7801 | 37.8777 | 39.3156
5440 | 19584000 | 5.7801 | 37.8799 | 39.3179
5441 | 19587600 | 5.7802 | 37.8822 | 39.3202
5442 | 19591200 | 5.7802 | 37.8845 | 39.3224
5443 | 19594800 | 5.7803 | 37.8867 | 39.3247
5444 | 19598400 | 5.7803 | 37.889 | 39.327
5445 | 19602000 | 5.7803 | 37.8912 | 39.3292
5446 | 19605600 | 5.7804 | 37.8935 | 39.3315
5447 | 19609200 | 5.7804 | 37.8958 | 39.3337
5448 | 19612800 | 5.7805 | 37.898 | 39.336
5449 | 19616400 | 5.7805 | 37.9003 | 39.3383
5450 | 19620000 | 5.7806 | 37.9025 | 39.3405
5451 | 19623600 | 5.7806 | 37.9048 | 39.3428
5452 | 19627200 | 5.7807 | 37.9071 | 39.3451
5453 | 19630800 | 5.7807 | 37.9093 | 39.3473
5454 | 19634400 | 5.7808 | 37.9116 | 39.3496
5455 | 19638000 | 5.7808 | 37.9138 | 39.3518
5456 | 19641600 | 5.7808 | 37.9161 | 39.3541
5457 | 19645200 | 5.7809 | 37.9183 | 39.3564
5458 | 19648800 | 5.7809 | 37.9206 | 39.3586
5459 | 19652400 | 5.781 | 37.9229 | 39.3609
5460 | 19656000 | 5.781 | 37.9251 | 39.3631
5461 | 19659600 | 5.7811 | 37.9274 | 39.3654
5462 | 19663200 | 5.7811 | 37.9296 | 39.3677
5463 | 19666800 | 5.7812 | 37.9319 | 39.3699
5464 | 19670400 | 5.7812 | 37.9341 | 39.3722
5465 | 19674000 | 5.7813 | 37.9364 | 39.3744
5466 | 19677600 | 5.7813 | 37.9386 | 39.3767
5467 | 19681200 | 5.7813 | 37.9409 | 39.379
5468 | 19684800 | 5.7814 | 37.9432 | 39.3812
5469 | 19688400 | 5.7814 | 37.9454 | 39.3835
5470 | 19692000 | 5.7815 | 37.9477 | 39.3857
5471 | 19695600 | 5.7815 | 37.9499 | 39.388
5472 | 19699200 | 5.7816 | 37.9522 | 39.3902
5473 | 19702800 | 5.7816 | 37.9544 | 39.3925
5474 | 19706400 | 5.7817 | 37.9567 | 39.3948
5475 | 19710000 | 5.7817 | 37.9589 | 39.397
5476 | 19713600 | 5.7818 | 37.9612 | 39.3993
5477 | 19717200 | 5.7818 | 37.9634 | 39.4015
5478 | 19720800 | 5.7818 | 37.9657 | 39.4038
5479 | 19724400 | 5.7819 | 37.9679 | 39.406
5480 | 19728000 | 5.7819 | 37.9702 | 39.4083
5481 | 19731600 | 5.782 | 37.9725 | 39.4106
5482 | 19735200 | 5.782 | 37.9747 | 39.4128
5483 | 19738800 | 5.7821 | 37.977 | 39.4151
5484 | 19742400 | 5.7821 | 37.9792 | 39.4173
5485 | 19746000 | 5.7822 | 37.9815 | 39.4196
5486 | 19749600 | 5.7822 | 37.9837 | 39.4218
5487 | 19753200 | 5.7823 | 37.986 | 39.4241
5488 | 19756800 | 5.7823 | 37.9882 | 39.4263
5489 | 19760400 | 5.7823 | 37.9905 | 39.4286
5490 | 19764000 | 5.7824 | 37.9927 | 39.4309
5491 | 19767600 | 5.7824 | 37.995 | 39.4331
5492 | 19771200 | 5.7825 | 37.9972 | 39.4354
5493 | 19774800 | 5.7825 | 37.9995 | 39.4376
5494 | 19778400 | 5.7826 | 38.0017 | 39.4399
5495 | 19782000 | 5.7826 | 38.004 | 39.4421
5496 | 19785600 | 5.7827 | 38.0062 | 39.4444
5497 | 19789200 | 5.7827 | 38.0085 | 39.4466
5498 | 19792800 | 5.7827 | 38.0107 | 39.4489
5499 | 19796400 | 5.7828 | 38.013 | 39.4511
5500 | 19800000 | 5.7828 | 38.0152 | 39.4534
5501 | 19803600 | 5.7829 | 38.0175 | 39.4556
5502 | 19807200 | 5.7829 | 38.0197 | 39.4579
5503 | 19810800 | 5.783 | 38.022 | 39.4601
5504 | 19814400 | 5.783 | 38.0242 | 39.4624
5505 | 19818000 | 5.7831 | 38.0264 | 39.4646
5506 | 19821600 | 5.7831 | 38.0287 | 39.4669
5507 | 19825200 | 5.7832 | 38.0309 | 39.4691
5508 | 19828800 | 5.7832 | 38.0332 | 39.4714
5509 | 19832400 | 5.7832 | 38.0354 | 39.4736
5510 | 19836000 | 5.7833 | 38.0377 | 39.4759
5511 | 19839600 | 5.7833 | 38.0399 | 39.4781
5512 | 19843200 | 5.7834 | 38.0422 | 39.4804
5513 | 19846800 | 5.7834 | 38.0444 | 39.4826
5514 | 19850400 | 5.7835 | 38.0467 | 39.4849
5515 | 19854000 | 5.7835 | 38.0489 | 39.4871
5516 | 19857600 | 5.7836 | 38.0512 | 39.4894
5517 | 19861200 | 5.7836 | 38.0534 | 39.4916
5518 | 19864800 | 5.7836 | 38.0556 | 39.4939
5519 | 19868400 | 5.7837 | 38.0579 | 39.4961
5520 | 19872000 | 5.7837 | 38.0601 | 39.4984
5521 | 19875600 | 5.7838 | 38.0624 | 39.5006
5522 | 19879200 | 5.7838 | 38.0646 | 39.5029
5523 | 19882800 | 5.7839 | 38.0669 | 39.5051
5524 | 19886400 | 5.7839 | 38.0691 | 39.5074
5525 | 19890000 | 5.784 | 38.0714 | 39.5096
5526 | 19893600 | 5.784 | 38.0736 | 39.5119
5527 | 19897200 | 5.784 | 38.0758 | 39.5141
5528 | 19900800 | 5.7841 | 38.0781 | 39.5164
5529 | 19904400 | 5.7841 | 38.0803 | 39.5186
5530 | 19908000 | 5.7842 | 38.0826 | 39.5208
5531 | 19911600 | 5.7842 | 38.0848 | 39.5231
5532 | 19915200 | 5.7843 | 38.0871 | 39.5253
5533 | 19918800 | 5.7843 | 38.0893 | 39.5276
5534 | 19922400 | 5.7844 | 38.0915 | 39.5298
5535 | 19926000 | 5.7844 | 38.0938 | 39.5321
5536 | 19929600 | 5.7844 | 38.096 | 39.5343
5537 | 19933200 | 5.7845 | 38.0983 | 39.5366
5538 | 19936800 | 5.7845 | 38.1005 | 39.5388
5539 | 19940400 | 5.7846 | 38.1027 | 39.5411
5540 | 19944000 | 5.7846 | 38.105 | 39.5433
5541 | 19947600 | 5.7847 | 38.1072 | 39.5455
5542 | 19951200 | 5.7847 | 38.1095 | 39.5478
5543 | 19954800 | 5.7848 | 38.1117 | 39.55
5544 | 19958400 | 5.7848 | 38.1139 | 39.5523
5545 | 19962000 | 5.7849 | 38.1162 | 39.5545
5546 | 19965600 | 5.7849 | 38.1184 | 39.5568
5547 | 19969200 | 5.7849 | 38.1207 | 39.559
5548 | 19972800 | 5.785 | 38.1229 | 39.5612
5549 | 19976400 | 5.785 | 38.1251 | 39.5635
5550 | 19980000 | 5.7851 | 38.1274 | 39.5657
5551 | 19983600 | 5.7851 | 38.1296 | 39.568
5552 | 19987200 | 5.7852 | 38.1318 | 39.5702
5553 | 19990800 | 5.7852 | 38.1341 | 39.5725
5554 | 19994400 | 5.7853 | 38.1363 | 39.5747
5555 | 19998000 | 5.7853 | 38.1386 | 39.5769
5556 | 20001600 | 5.7853 | 38.1408 | 39.5792
5557 | 20005200 | 5.7854 | 38.143 | 39.5814
5558 | 20008800 | 5.7854 | 38.1453 | 39.5837
5559 | 20012400 | 5.7855 | 38.1475 | 39.5859
5560 | 20016000 | 5.7855 | 38.1497 | 39.5881
5561 | 20019600 | 5.7856 | 38.152 | 39.5904
5562 | 20023200 | 5.7856 | 38.1542 | 39.5926
5563 | 20026800 | 5.7856 | 38.1565 | 39.5949
5564 | 20030400 | 5.7857 | 38.1587 | 39.5971
5565 | 20034000 | 5.7857 | 38.1609 | 39.5993
5566 | 20037600 | 5.7858 | 38.1632 | 39.6016
5567 | 20041200 | 5.7858 | 38.1654 | 39.6038
5568 | 20044800 | 5.7859 | 38.1676 | 39.6061
5569 | 20048400 | 5.7859 | 38.1699 | 39.6083
5570 | 20052000 | 5.786 | 38.1721 | 39.6105
5571 | 20055600 | 5.786 | 38.1743 | 39.6128
5572 | 20059200 | 5.786 | 38.1766 | 39.615
5573 | 20062800 | 5.7861 | 38.1788 | 39.6172
5574 | 20066400 | 5.7861 | 38.181 | 39.6195
5575 | 20070000 | 5.7862 | 38.1833 | 39.6217
5576 | 20073600 | 5.7862 | 38.1855 | 39.624
5577 | 20077200 | 5.7863 | 38.1877 | 39.6262
5578 | 20080800 | 5.7863 | 38.19 | 39.6284
5579 | 20084400 | 5.7864 | 38.1922 | 39.6307
5580 | 20088000 | 5.7864 | 38.1944 | 39.6329
5581 | 20091600 | 5.7864 | 38.1967 | 39.6351
5582 | 20095200 | 5.7865 | 38.1989 | 39.6374
5583 | 20098800 | 5.7865 | 38.2011 | 39.6396
5584 | 20102400 | 5.7866 | 38.2034 | 39.6418
5585 | 20106000 | 5.7866 | 38.2056 | 39.6441
5586 | 20109600 | 5.7867 | 38.2078 | 39.6463
5587 | 20113200 | 5.7867 | 38.2101 | 39.6485
5588 | 20116800 | 5.7868 | 38.2123 | 39.6508
5589 | 20120400 | 5.7868 | 38.2145 | 39.653
5590 | 20124000 | 5.7868 | 38.2167 | 39.6552
5591 | 20127600 | 5.7869 | 38.219 | 39.6575
5592 | 20131200 | 5.7869 | 38.2212 | 39.6597
5593 | 20134800 | 5.787 | 38.2234 | 39.6619
5594 | 20138400 | 5.787 | 38.2257 | 39.6642
5595 | 20142000 | 5.7871 | 38.2279 | 39.6664
5596 | 20145600 | 5.7871 | 38.2301 | 39.6686
5597 | 20149200 | 5.7871 | 38.2324 | 39.6709
5598 | 20152800 | 5.7872 | 38.2346 | 39.6731
5599 | 20156400 | 5.7872 | 38.2368 | 39.6753
5600 | 20160000 | 5.7873 | 38.239 | 39.6776
5601 | 20163600 | 5.7873 | 38.2413 | 39.6798
5602 | 20167200 | 5.7874 | 38.2435 | 39.682
5603 | 20170800 | 5.7874 | 38.2457 | 39.6843
5604 | 20174400 | 5.7875 | 38.248 | 39.6865
5605 | 20178000 | 5.7875 | 38.2502 | 39.6887
5606 | 20181600 | 5.7875 | 38.2524 | 39.691
5607 | 20185200 | 5.7876 | 38.2546 | 39.6932
5608 | 20188800 | 5.7876 | 38.2569 | 39.6954
5609 | 20192400 | 5.7877 | 38.2591 | 39.6977
5610 | 20196000 | 5.7877 | 38.2613 | 39.6999
5611 | 20199600 | 5.7878 | 38.2635 | 39.7021
5612 | 20203200 | 5.7878 | 38.2658 | 39.7043
5613 | 20206800 | 5.7878 | 38.268 | 39.7066
5614 | 20210400 | 5.7879 | 38.2702 | 39.7088
5615 | 20214000 | 5.7879 | 38.2724 | 39.711
5616 | 20217600 | 5.788 | 38.2747 | 39.7133
5617 | 20221200 | 5.788 | 38.2769 | 39.7155
5618 | 20224800 | 5.7881 | 38.2791 | 39.7177
5619 | 20228400 | 5.7881 | 38.2814 | 39.7199
5620 | 20232000 | 5.7882 | 38.2836 | 39.7222
5621 | 20235600 | 5.7882 | 38.2858 | 39.7244
5622 | 20239200 | 5.7882 | 38.288 | 39.7266
5623 | 20242800 | 5.7883 | 38.2902 | 39.7289
5624 | 20246400 | 5.7883 | 38.2925 | 39.7311
5625 | 20250000 | 5.7884 | 38.2947 | 39.7333
5626 | 20253600 | 5.7884 | 38.2969 | 39.7355
5627 | 20257200 | 5.7885 | 38.2991 | 39.7378
5628 | 20260800 | 5.7885 | 38.3014 | 39.74
5629 | 20264400 | 5.7885 | 38.3036 | 39.7422
5630 | 20268000 | 5.7886 | 38.3058 | 39.7444
5631 | 20271600 | 5.7886 | 38.308 | 39.7467
5632 | 20275200 | 5.7887 | 38.3103 | 39.7489
5633 | 20278800 | 5.7887 | 38.3125 | 39.7511
5634 | 20282400 | 5.7888 | 38.3147 | 39.7534
5635 | 20286000 | 5.7888 | 38.3169 | 39.7556
5636 | 20289600 | 5.7889 | 38.3191 | 39.7578
5637 | 20293200 | 5.7889 | 38.3214 | 39.76
5638 | 20296800 | 5.7889 | 38.3236 | 39.7623
5639 | 20300400 | 5.789 | 38.3258 | 39.7645
5640 | 20304000 | 5.789 | 38.328 | 39.7667
5641 | 20307600 | 5.7891 | 38.3302 | 39.7689
5642 | 20311200 | 5.7891 | 38.3325 | 39.7711
5643 | 20314800 | 5.7892 | 38.3347 | 39.7734
5644 | 20318400 | 5.7892 | 38.3369 | 39.7756
5645 | 20322000 | 5.7892 | 38.3391 | 39.7778
5646 | 20325600 | 5.7893 | 38.3413 | 39.78
5647 | 20329200 | 5.7893 | 38.3436 | 39.7823
5648 | 20332800 | 5.7894 | 38.3458 | 39.7845
5649 | 20336400 | 5.7894 | 38.348 | 39.7867
5650 | 20340000 | 5.7895 | 38.3502 | 39.7889
5651 | 20343600 | 5.7895 | 38.3524 | 39.7912
5652 | 20347200 | 5.7895 | 38.3547 | 39.7934
5653 | 20350800 | 5.7896 | 38.3569 | 39.7956
5654 | 20354400 | 5.7896 | 38.3591 | 39.7978
5655 | 20358000 | 5.7897 | 38.3613 | 39.8
5656 | 20361600 | 5.7897 | 38.3635 | 39.8023
5657 | 20365200 | 5.7898 | 38.3658 | 39.8045
5658 | 20368800 | 5.7898 | 38.368 | 39.8067
5659 | 20372400 | 5.7898 | 38.3702 | 39.8089
5660 | 20376000 | 5.7899 | 38.3724 | 39.8111
5661 | 20379600 | 5.7899 | 38.3746 | 39.8134
5662 | 20383200 | 5.79 | 38.3768 | 39.8156
5663 | 20386800 | 5.79 | 38.3791 | 39.8178
5664 | 20390400 | 5.7901 | 38.3813 | 39.82
5665 | 20394000 | 5.7901 | 38.3835 | 39.8222
5666 | 20397600 | 5.7901 | 38.3857 | 39.8245
5667 | 20401200 | 5.7902 | 38.3879 | 39.8267
5668 | 20404800 | 5.7902 | 38.3901 | 39.8289
5669 | 20408400 | 5.7903 | 38.3923 | 39.8311
5670 | 20412000 | 5.7903 | 38.3946 | 39.8333
5671 | 20415600 | 5.7904 | 38.3968 | 39.8356
5672 | 20419200 | 5.7904 | 38.399 | 39.8378
5673 | 20422800 | 5.7904 | 38.4012 | 39.84
5674 | 20426400 | 5.7905 | 38.4034 | 39.8422
5675 | 20430000 | 5.7905 | 38.4056 | 39.8444
5676 | 20433600 | 5.7906 | 38.4078 | 39.8466
5677 | 20437200 | 5.7906 | 38.4101 | 39.8489
5678 | 20440800 | 5.7907 | 38.4123 | 39.8511
5679 | 20444400 | 5.7907 | 38.4145 | 39.8533
5680 | 20448000 | 5.7907 | 38.4167 | 39.8555
5681 | 20451600 | 5.7908 | 38.4189 | 39.8577
5682 | 20455200 | 5.7908 | 38.4211 | 39.8599
5683 | 20458800 | 5.7909 | 38.4233 | 39.8622
5684 | 20462400 | 5.7909 | 38.4256 | 39.8644
5685 | 20466000 | 5.791 | 38.4278 | 39.8666
5686 | 20469600 | 5.791 | 38.43 | 39.8688
5687 | 20473200 | 5.7911 | 38.4322 | 39.871
5688 | 20476800 | 5.7911 | 38.4344 | 39.8732
5689 | 20480400 | 5.7911 | 38.4366 | 39.8755
5690 | 20484000 | 5.7912 | 38.4388 | 39.8777
5691 | 20487600 | 5.7912 | 38.441 | 39.8799
5692 | 20491200 | 5.7913 | 38.4432 | 39.8821
5693 | 20494800 | 5.7913 | 38.4455 | 39.8843
5694 | 20498400 | 5.7913 | 38.4477 | 39.8865
5695 | 20502000 | 5.7914 | 38.4499 | 39.8887
5696 | 20505600 | 5.7914 | 38.4521 | 39.891
5697 | 20509200 | 5.7915 | 38.4543 | 39.8932
5698 | 20512800 | 5.7915 | 38.4565 | 39.8954
5699 | 20516400 | 5.7916 | 38.4587 | 39.8976
5700 | 20520000 | 5.7916 | 38.4609 | 39.8998
5701 | 20523600 | 5.7916 | 38.4631 | 39.902
5702 | 20527200 | 5.7917 | 38.4653 | 39.9042
5703 | 20530800 | 5.7917 | 38.4676 | 39.9064
5704 | 20534400 | 5.7918 | 38.4698 | 39.9087
5705 | 20538000 | 5.7918 | 38.472 | 39.9109
5706 | 20541600 | 5.7919 | 38.4742 | 39.9131
5707 | 20545200 | 5.7919 | 38.4764 | 39.9153
5708 | 20548800 | 5.7919 | 38.4786 | 39.9175
5709 | 20552400 | 5.792 | 38.4808 | 39.9197
5710 | 20556000 | 5.792 | 38.483 | 39.9219
5711 | 20559600 | 5.7921 | 38.4852 | 39.9241
5712 | 20563200 | 5.7921 | 38.4874 | 39.9263
5713 | 20566800 | 5.7922 | 38.4896 | 39.9286
5714 | 20570400 | 5.7922 | 38.4918 | 39.9308
5715 | 20574000 | 5.7922 | 38.494 | 39.933
5716 | 20577600 | 5.7923 | 38.4962 | 39.9352
5717 | 20581200 | 5.7923 | 38.4985 | 39.9374
5718 | 20584800 | 5.7924 | 38.5007 | 39.9396
5719 | 20588400 | 5.7924 | 38.5029 | 39.9418
5720 | 20592000 | 5.7925 | 38.5051 | 39.944
5721 | 20595600 | 5.7925 | 38.5073 | 39.9462
5722 | 20599200 | 5.7925 | 38.5095 | 39.9484
5723 | 20602800 | 5.7926 | 38.5117 | 39.9506
5724 | 20606400 | 5.7926 | 38.5139 | 39.9529
5725 | 20610000 | 5.7927 | 38.5161 | 39.9551
5726 | 20613600 | 5.7927 | 38.5183 | 39.9573
5727 | 20617200 | 5.7928 | 38.5205 | 39.9595
5728 | 20620800 | 5.7928 | 38.5227 | 39.9617
5729 | 20624400 | 5.7928 | 38.5249 | 39.9639
5730 | 20628000 | 5.7929 | 38.5271 | 39.9661
5731 | 20631600 | 5.7929 | 38.5293 | 39.9683
5732 | 20635200 | 5.793 | 38.5315 | 39.9705
5733 | 20638800 | 5.793 | 38.5337 | 39.9727
5734 | 20642400 | 5.7931 | 38.5359 | 39.9749
5735 | 20646000 | 5.7931 | 38.5381 | 39.9771
5736 | 20649600 | 5.7931 | 38.5403 | 39.9793
5737 | 20653200 | 5.7932 | 38.5425 | 39.9815
5738 | 20656800 | 5.7932 | 38.5447 | 39.9837
5739 | 20660400 | 5.7933 | 38.5469 | 39.986
5740 | 20664000 | 5.7933 | 38.5491 | 39.9882
5741 | 20667600 | 5.7933 | 38.5513 | 39.9904
5742 | 20671200 | 5.7934 | 38.5535 | 39.9926
5743 | 20674800 | 5.7934 | 38.5557 | 39.9948
5744 | 20678400 | 5.7935 | 38.5579 | 39.997
5745 | 20682000 | 5.7935 | 38.5601 | 39.9992
5746 | 20685600 | 5.7936 | 38.5623 | 40.0014
5747 | 20689200 | 5.7936 | 38.5645 | 40.0036
5748 | 20692800 | 5.7936 | 38.5667 | 40.0058
5749 | 20696400 | 5.7937 | 38.5689 | 40.008
5750 | 20700000 | 5.7937 | 38.5711 | 40.0102
5751 | 20703600 | 5.7938 | 38.5733 | 40.0124
5752 | 20707200 | 5.7938 | 38.5755 | 40.0146
5753 | 20710800 | 5.7939 | 38.5777 | 40.0168
5754 | 20714400 | 5.7939 | 38.5799 | 40.019
5755 | 20718000 | 5.7939 | 38.5821 | 40.0212
5756 | 20721600 | 5.794 | 38.5843 | 40.0234
5757 | 20725200 | 5.794 | 38.5865 | 40.0256
5758 | 20728800 | 5.7941 | 38.5887 | 40.0278
5759 | 20732400 | 5.7941 | 38.5909 | 40.03
5760 | 20736000 | 5.7941 | 38.5931 | 40.0322
5761 | 20739600 | 5.7942 | 38.5953 | 40.0344
5762 | 20743200 | 5.7942 | 38.5975 | 40.0366
5763 | 20746800 | 5.7943 | 38.5997 | 40.0388
5764 | 20750400 | 5.7943 | 38.6019 | 40.041
5765 | 20754000 | 5.7944 | 38.6041 | 40.0432
5766 | 20757600 | 5.7944 | 38.6063 | 40.0454
5767 | 20761200 | 5.7944 | 38.6085 | 40.0476
5768 | 20764800 | 5.7945 | 38.6107 | 40.0498
5769 | 20768400 | 5.7945 | 38.6129 | 40.052
5770 | 20772000 | 5.7946 | 38.6151 | 40.0542
5771 | 20775600 | 5.7946 | 38.6173 | 40.0564
5772 | 20779200 | 5.7947 | 38.6195 | 40.0586
5773 | 20782800 | 5.7947 | 38.6217 | 40.0608
5774 | 20786400 | 5.7947 | 38.6239 | 40.063
5775 | 20790000 | 5.7948 | 38.6261 | 40.0652
5776 | 20793600 | 5.7948 | 38.6283 | 40.0674
5777 | 20797200 | 5.7949 | 38.6305 | 40.0696
5778 | 20800800 | 5.7949 | 38.6327 | 40.0718
5779 | 20804400 | 5.7949 | 38.6349 | 40.074
5780 | 20808000 | 5.795 | 38.6371 | 40.0762
5781 | 20811600 | 5.795 | 38.6392 | 40.0784
5782 | 20815200 | 5.7951 | 38.6414 | 40.0806
5783 | 20818800 | 5.7951 | 38.6436 | 40.0828
5784 | 20822400 | 5.7952 | 38.6458 | 40.085
5785 | 20826000 | 5.7952 | 38.648 | 40.0872
5786 | 20829600 | 5.7952 | 38.6502 | 40.0894
5787 | 20833200 | 5.7953 | 38.6524 | 40.0916
5788 | 20836800 | 5.7953 | 38.6546 | 40.0938
5789 | 20840400 | 5.7954 | 38.6568 | 40.096
5790 | 20844000 | 5.7954 | 38.659 | 40.0982
5791 | 20847600 | 5.7954 | 38.6612 | 40.1004
5792 | 20851200 | 5.7955 | 38.6634 | 40.1026
5793 | 20854800 | 5.7955 | 38.6656 | 40.1048
5794 | 20858400 | 5.7956 | 38.6678 | 40.107
5795 | 20862000 | 5.7956 | 38.6699 | 40.1091
5796 | 20865600 | 5.7957 | 38.6721 | 40.1113
5797 | 20869200 | 5.7957 | 38.6743 | 40.1135
5798 | 20872800 | 5.7957 | 38.6765 | 40.1157
5799 | 20876400 | 5.7958 | 38.6787 | 40.1179
5800 | 20880000 | 5.7958 | 38.6809 | 40.1201
5801 | 20883600 | 5.7959 | 38.6831 | 40.1223
5802 | 20887200 | 5.7959 | 38.6853 | 40.1245
5803 | 20890800 | 5.7959 | 38.6875 | 40.1267
5804 | 20894400 | 5.796 | 38.6897 | 40.1289
5805 | 20898000 | 5.796 | 38.6918 | 40.1311
5806 | 20901600 | 5.7961 | 38.694 | 40.1333
5807 | 20905200 | 5.7961 | 38.6962 | 40.1355
5808 | 20908800 | 5.7962 | 38.6984 | 40.1377
5809 | 20912400 | 5.7962 | 38.7006 | 40.1399
5810 | 20916000 | 5.7962 | 38.7028 | 40.142
5811 | 20919600 | 5.7963 | 38.705 | 40.1442
5812 | 20923200 | 5.7963 | 38.7072 | 40.1464
5813 | 20926800 | 5.7964 | 38.7094 | 40.1486
5814 | 20930400 | 5.7964 | 38.7115 | 40.1508
5815 | 20934000 | 5.7964 | 38.7137 | 40.153
5816 | 20937600 | 5.7965 | 38.7159 | 40.1552
5817 | 20941200 | 5.7965 | 38.7181 | 40.1574
5818 | 20944800 | 5.7966 | 38.7203 | 40.1596
5819 | 20948400 | 5.7966 | 38.7225 | 40.1618
5820 | 20952000 | 5.7967 | 38.7247 | 40.164
5821 | 20955600 | 5.7967 | 38.7269 | 40.1661
5822 | 20959200 | 5.7967 | 38.729 | 40.1683
5823 | 20962800 | 5.7968 | 38.7312 | 40.1705
5824 | 20966400 | 5.7968 | 38.7334 | 40.1727
5825 | 20970000 | 5.7969 | 38.7356 | 40.1749
5826 | 20973600 | 5.7969 | 38.7378 | 40.1771
5827 | 20977200 | 5.7969 | 38.74 | 40.1793
5828 | 20980800 | 5.797 | 38.7422 | 40.1815
5829 | 20984400 | 5.797 | 38.7443 | 40.1837
5830 | 20988000 | 5.7971 | 38.7465 | 40.1858
5831 | 20991600 | 5.7971 | 38.7487 | 40.188
5832 | 20995200 | 5.7971 | 38.7509 | 40.1902
5833 | 20998800 | 5.7972 | 38.7531 | 40.1924
5834 | 21002400 | 5.7972 | 38.7553 | 40.1946
5835 | 21006000 | 5.7973 | 38.7574 | 40.1968
5836 | 21009600 | 5.7973 | 38.7596 | 40.199
5837 | 21013200 | 5.7974 | 38.7618 | 40.2012
5838 | 21016800 | 5.7974 | 38.764 | 40.2033
5839 | 21020400 | 5.7974 | 38.7662 | 40.2055
5840 | 21024000 | 5.7975 | 38.7684 | 40.2077
5841 | 21027600 | 5.7975 | 38.7705 | 40.2099
5842 | 21031200 | 5.7976 | 38.7727 | 40.2121
5843 | 21034800 | 5.7976 | 38.7749 | 40.2143
5844 | 21038400 | 5.7976 | 38.7771 | 40.2165
5845 | 21042000 | 5.7977 | 38.7793 | 40.2186
5846 | 21045600 | 5.7977 | 38.7815 | 40.2208
5847 | 21049200 | 5.7978 | 38.7836 | 40.223
5848 | 21052800 | 5.7978 | 38.7858 | 40.2252
5849 | 21056400 | 5.7978 | 38.788 | 40.2274
5850 | 21060000 | 5.7979 | 38.7902 | 40.2296
5851 | 21063600 | 5.7979 | 38.7924 | 40.2318
5852 | 21067200 | 5.798 | 38.7945 | 40.2339
5853 | 21070800 | 5.798 | 38.7967 | 40.2361
5854 | 21074400 | 5.7981 | 38.7989 | 40.2383
5855 | 21078000 | 5.7981 | 38.8011 | 40.2405
5856 | 21081600 | 5.7981 | 38.8033 | 40.2427
5857 | 21085200 | 5.7982 | 38.8054 | 40.2449
5858 | 21088800 | 5.7982 | 38.8076 | 40.247
5859 | 21092400 | 5.7983 | 38.8098 | 40.2492
5860 | 21096000 | 5.7983 | 38.812 | 40.2514
5861 | 21099600 | 5.7983 | 38.8142 | 40.2536
5862 | 21103200 | 5.7984 | 38.8163 | 40.2558
5863 | 21106800 | 5.7984 | 38.8185 | 40.258
5864 | 21110400 | 5.7985 | 38.8207 | 40.2601
5865 | 21114000 | 5.7985 | 38.8229 | 40.2623
5866 | 21117600 | 5.7985 | 38.8251 | 40.2645
5867 | 21121200 | 5.7986 | 38.8272 | 40.2667
5868 | 21124800 | 5.7986 | 38.8294 | 40.2689
5869 | 21128400 | 5.7987 | 38.8316 | 40.271
5870 | 21132000 | 5.7987 | 38.8338 | 40.2732
5871 | 21135600 | 5.7987 | 38.8359 | 40.2754
5872 | 21139200 | 5.7988 | 38.8381 | 40.2776
5873 | 21142800 | 5.7988 | 38.8403 | 40.2798
5874 | 21146400 | 5.7989 | 38.8425 | 40.2819
5875 | 21150000 | 5.7989 | 38.8447 | 40.2841
5876 | 21153600 | 5.799 | 38.8468 | 40.2863
5877 | 21157200 | 5.799 | 38.849 | 40.2885
5878 | 21160800 | 5.799 | 38.8512 | 40.2907
5879 | 21164400 | 5.7991 | 38.8534 | 40.2928
5880 | 21168000 | 5.7991 | 38.8555 | 40.295
5881 | 21171600 | 5.7992 | 38.8577 | 40.2972
5882 | 21175200 | 5.7992 | 38.8599 | 40.2994
5883 | 21178800 | 5.7992 | 38.8621 | 40.3016
5884 | 21182400 | 5.7993 | 38.8642 | 40.3037
5885 | 21186000 | 5.7993 | 38.8664 | 40.3059
5886 | 21189600 | 5.7994 | 38.8686 | 40.3081
5887 | 21193200 | 5.7994 | 38.8708 | 40.3103
5888 | 21196800 | 5.7994 | 38.8729 | 40.3124
5889 | 21200400 | 5.7995 | 38.8751 | 40.3146
5890 | 21204000 | 5.7995 | 38.8773 | 40.3168
5891 | 21207600 | 5.7996 | 38.8795 | 40.319
5892 | 21211200 | 5.7996 | 38.8816 | 40.3212
5893 | 21214800 | 5.7996 | 38.8838 | 40.3233
5894 | 21218400 | 5.7997 | 38.886 | 40.3255
5895 | 21222000 | 5.7997 | 38.8882 | 40.3277
5896 | 21225600 | 5.7998 | 38.8903 | 40.3299
5897 | 21229200 | 5.7998 | 38.8925 | 40.332
5898 | 21232800 | 5.7998 | 38.8947 | 40.3342
5899 | 21236400 | 5.7999 | 38.8968 | 40.3364
5900 | 21240000 | 5.7999 | 38.899 | 40.3386
5901 | 21243600 | 5.8 | 38.9012 | 40.3407
5902 | 21247200 | 5.8 | 38.9034 | 40.3429
5903 | 21250800 | 5.8001 | 38.9055 | 40.3451
5904 | 21254400 | 5.8001 | 38.9077 | 40.3473
5905 | 21258000 | 5.8001 | 38.9099 | 40.3494
5906 | 21261600 | 5.8002 | 38.912 | 40.3516
5907 | 21265200 | 5.8002 | 38.9142 | 40.3538
5908 | 21268800 | 5.8003 | 38.9164 | 40.356
5909 | 21272400 | 5.8003 | 38.9186 | 40.3581
5910 | 21276000 | 5.8003 | 38.9207 | 40.3603
5911 | 21279600 | 5.8004 | 38.9229 | 40.3625
5912 | 21283200 | 5.8004 | 38.9251 | 40.3647
5913 | 21286800 | 5.8005 | 38.9272 | 40.3668
5914 | 21290400 | 5.8005 | 38.9294 | 40.369
5915 | 21294000 | 5.8005 | 38.9316 | 40.3712
5916 | 21297600 | 5.8006 | 38.9337 | 40.3733
5917 | 21301200 | 5.8006 | 38.9359 | 40.3755
5918 | 21304800 | 5.8007 | 38.9381 | 40.3777
5919 | 21308400 | 5.8007 | 38.9402 | 40.3799
5920 | 21312000 | 5.8007 | 38.9424 | 40.382
5921 | 21315600 | 5.8008 | 38.9446 | 40.3842
5922 | 21319200 | 5.8008 | 38.9468 | 40.3864
5923 | 21322800 | 5.8009 | 38.9489 | 40.3885
5924 | 21326400 | 5.8009 | 38.9511 | 40.3907
5925 | 21330000 | 5.8009 | 38.9533 | 40.3929
5926 | 21333600 | 5.801 | 38.9554 | 40.3951
5927 | 21337200 | 5.801 | 38.9576 | 40.3972
5928 | 21340800 | 5.8011 | 38.9598 | 40.3994
5929 | 21344400 | 5.8011 | 38.9619 | 40.4016
5930 | 21348000 | 5.8011 | 38.9641 | 40.4037
5931 | 21351600 | 5.8012 | 38.9663 | 40.4059
5932 | 21355200 | 5.8012 | 38.9684 | 40.4081
5933 | 21358800 | 5.8013 | 38.9706 | 40.4102
5934 | 21362400 | 5.8013 | 38.9728 | 40.4124
5935 | 21366000 | 5.8013 | 38.9749 | 40.4146
5936 | 21369600 | 5.8014 | 38.9771 | 40.4168
5937 | 21373200 | 5.8014 | 38.9793 | 40.4189
5938 | 21376800 | 5.8015 | 38.9814 | 40.4211
5939 | 21380400 | 5.8015 | 38.9836 | 40.4233
5940 | 21384000 | 5.8015 | 38.9857 | 40.4254
5941 | 21387600 | 5.8016 | 38.9879 | 40.4276
5942 | 21391200 | 5.8016 | 38.9901 | 40.4298
5943 | 21394800 | 5.8017 | 38.9922 | 40.4319
5944 | 21398400 | 5.8017 | 38.9944 | 40.4341
5945 | 21402000 | 5.8017 | 38.9966 | 40.4363
5946 | 21405600 | 5.8018 | 38.9987 | 40.4384
5947 | 21409200 | 5.8018 | 39.0009 | 40.4406
5948 | 21412800 | 5.8019 | 39.0031 | 40.4428
5949 | 21416400 | 5.8019 | 39.0052 | 40.4449
5950 | 21420000 | 5.8019 | 39.0074 | 40.4471
5951 | 21423600 | 5.802 | 39.0096 | 40.4493
5952 | 21427200 | 5.802 | 39.0117 | 40.4514
5953 | 21430800 | 5.8021 | 39.0139 | 40.4536
5954 | 21434400 | 5.8021 | 39.016 | 40.4558
5955 | 21438000 | 5.8021 | 39.0182 | 40.4579
5956 | 21441600 | 5.8022 | 39.0204 | 40.4601
5957 | 21445200 | 5.8022 | 39.0225 | 40.4623
5958 | 21448800 | 5.8023 | 39.0247 | 40.4644
5959 | 21452400 | 5.8023 | 39.0268 | 40.4666
5960 | 21456000 | 5.8023 | 39.029 | 40.4688
5961 | 21459600 | 5.8024 | 39.0312 | 40.4709
5962 | 21463200 | 5.8024 | 39.0333 | 40.4731
5963 | 21466800 | 5.8025 | 39.0355 | 40.4752
5964 | 21470400 | 5.8025 | 39.0377 | 40.4774
5965 | 21474000 | 5.8025 | 39.0398 | 40.4796
5966 | 21477600 | 5.8026 | 39.042 | 40.4817
5967 | 21481200 | 5.8026 | 39.0441 | 40.4839
5968 | 21484800 | 5.8027 | 39.0463 | 40.4861
5969 | 21488400 | 5.8027 | 39.0485 | 40.4882
5970 | 21492000 | 5.8027 | 39.0506 | 40.4904
5971 | 21495600 | 5.8028 | 39.0528 | 40.4925
5972 | 21499200 | 5.8028 | 39.0549 | 40.4947
5973 | 21502800 | 5.8029 | 39.0571 | 40.4969
5974 | 21506400 | 5.8029 | 39.0592 | 40.499
5975 | 21510000 | 5.8029 | 39.0614 | 40.5012
5976 | 21513600 | 5.803 | 39.0636 | 40.5034
5977 | 21517200 | 5.803 | 39.0657 | 40.5055
5978 | 21520800 | 5.8031 | 39.0679 | 40.5077
5979 | 21524400 | 5.8031 | 39.07 | 40.5098
5980 | 21528000 | 5.8031 | 39.0722 | 40.512
5981 | 21531600 | 5.8032 | 39.0744 | 40.5142
5982 | 21535200 | 5.8032 | 39.0765 | 40.5163
5983 | 21538800 | 5.8033 | 39.0787 | 40.5185
5984 | 21542400 | 5.8033 | 39.0808 | 40.5206
5985 | 21546000 | 5.8033 | 39.083 | 40.5228
5986 | 21549600 | 5.8034 | 39.0851 | 40.525
5987 | 21553200 | 5.8034 | 39.0873 | 40.5271
5988 | 21556800 | 5.8035 | 39.0895 | 40.5293
5989 | 21560400 | 5.8035 | 39.0916 | 40.5314
5990 | 21564000 | 5.8035 | 39.0938 | 40.5336
5991 | 21567600 | 5.8036 | 39.0959 | 40.5358
5992 | 21571200 | 5.8036 | 39.0981 | 40.5379
5993 | 21574800 | 5.8037 | 39.1002 | 40.5401
5994 | 21578400 | 5.8037 | 39.1024 | 40.5422
5995 | 21582000 | 5.8037 | 39.1045 | 40.5444
5996 | 21585600 | 5.8038 | 39.1067 | 40.5466
5997 | 21589200 | 5.8038 | 39.1089 | 40.5487
5998 | 21592800 | 5.8039 | 39.111 | 40.5509
5999 | 21596400 | 5.8039 | 39.1132 | 40.553
6000 | 21600000 | 5.8039 | 39.1153 | 40.5552
6001 | 21603600 | 5.804 | 39.1175 | 40.5573
6002 | 21607200 | 5.804 | 39.1196 | 40.5595
6003 | 21610800 | 5.8041 | 39.1218 | 40.5617
6004 | 21614400 | 5.8041 | 39.1239 | 40.5638
6005 | 21618000 | 5.8041 | 39.1261 | 40.566
6006 | 21621600 | 5.8042 | 39.1282 | 40.5681
6007 | 21625200 | 5.8042 | 39.1304 | 40.5703
6008 | 21628800 | 5.8043 | 39.1325 | 40.5724
6009 | 21632400 | 5.8043 | 39.1347 | 40.5746
6010 | 21636000 | 5.8043 | 39.1368 | 40.5767
6011 | 21639600 | 5.8044 | 39.139 | 40.5789
6012 | 21643200 | 5.8044 | 39.1412 | 40.5811
6013 | 21646800 | 5.8045 | 39.1433 | 40.5832
6014 | 21650400 | 5.8045 | 39.1455 | 40.5854
6015 | 21654000 | 5.8045 | 39.1476 | 40.5875
6016 | 21657600 | 5.8046 | 39.1498 | 40.5897
6017 | 21661200 | 5.8046 | 39.1519 | 40.5918
6018 | 21664800 | 5.8046 | 39.1541 | 40.594
6019 | 21668400 | 5.8047 | 39.1562 | 40.5961
6020 | 21672000 | 5.8047 | 39.1584 | 40.5983
6021 | 21675600 | 5.8048 | 39.1605 | 40.6004
6022 | 21679200 | 5.8048 | 39.1627 | 40.6026
6023 | 21682800 | 5.8048 | 39.1648 | 40.6048
6024 | 21686400 | 5.8049 | 39.167 | 40.6069
6025 | 21690000 | 5.8049 | 39.1691 | 40.6091
6026 | 21693600 | 5.805 | 39.1713 | 40.6112
6027 | 21697200 | 5.805 | 39.1734 | 40.6134
6028 | 21700800 | 5.805 | 39.1756 | 40.6155
6029 | 21704400 | 5.8051 | 39.1777 | 40.6177
6030 | 21708000 | 5.8051 | 39.1799 | 40.6198
6031 | 21711600 | 5.8052 | 39.182 | 40.622
6032 | 21715200 | 5.8052 | 39.1842 | 40.6241
6033 | 21718800 | 5.8052 | 39.1863 | 40.6263
6034 | 21722400 | 5.8053 | 39.1885 | 40.6284
6035 | 21726000 | 5.8053 | 39.1906 | 40.6306
6036 | 21729600 | 5.8054 | 39.1927 | 40.6327
6037 | 21733200 | 5.8054 | 39.1949 | 40.6349
6038 | 21736800 | 5.8054 | 39.197 | 40.637
6039 | 21740400 | 5.8055 | 39.1992 | 40.6392
6040 | 21744000 | 5.8055 | 39.2013 | 40.6413
6041 | 21747600 | 5.8056 | 39.2035 | 40.6435
6042 | 21751200 | 5.8056 | 39.2056 | 40.6456
6043 | 21754800 | 5.8056 | 39.2078 | 40.6478
6044 | 21758400 | 5.8057 | 39.2099 | 40.6499
6045 | 21762000 | 5.8057 | 39.2121 | 40.6521
6046 | 21765600 | 5.8057 | 39.2142 | 40.6542
6047 | 21769200 | 5.8058 | 39.2164 | 40.6564
6048 | 21772800 | 5.8058 | 39.2185 | 40.6585
6049 | 21776400 | 5.8059 | 39.2207 | 40.6607
6050 | 21780000 | 5.8059 | 39.2228 | 40.6628
6051 | 21783600 | 5.8059 | 39.2249 | 40.665
6052 | 21787200 | 5.806 | 39.2271 | 40.6671
6053 | 21790800 | 5.806 | 39.2292 | 40.6693
6054 | 21794400 | 5.8061 | 39.2314 | 40.6714
6055 | 21798000 | 5.8061 | 39.2335 | 40.6736
6056 | 21801600 | 5.8061 | 39.2357 | 40.6757
6057 | 21805200 | 5.8062 | 39.2378 | 40.6779
6058 | 21808800 | 5.8062 | 39.24 | 40.68
6059 | 21812400 | 5.8063 | 39.2421 | 40.6822
6060 | 21816000 | 5.8063 | 39.2442 | 40.6843
6061 | 21819600 | 5.8063 | 39.2464 | 40.6865
6062 | 21823200 | 5.8064 | 39.2485 | 40.6886
6063 | 21826800 | 5.8064 | 39.2507 | 40.6907
6064 | 21830400 | 5.8064 | 39.2528 | 40.6929
6065 | 21834000 | 5.8065 | 39.255 | 40.695
6066 | 21837600 | 5.8065 | 39.2571 | 40.6972
6067 | 21841200 | 5.8066 | 39.2592 | 40.6993
6068 | 21844800 | 5.8066 | 39.2614 | 40.7015
6069 | 21848400 | 5.8066 | 39.2635 | 40.7036
6070 | 21852000 | 5.8067 | 39.2657 | 40.7058
6071 | 21855600 | 5.8067 | 39.2678 | 40.7079
6072 | 21859200 | 5.8068 | 39.27 | 40.7101
6073 | 21862800 | 5.8068 | 39.2721 | 40.7122
6074 | 21866400 | 5.8068 | 39.2742 | 40.7143
6075 | 21870000 | 5.8069 | 39.2764 | 40.7165
6076 | 21873600 | 5.8069 | 39.2785 | 40.7186
6077 | 21877200 | 5.807 | 39.2807 | 40.7208
6078 | 21880800 | 5.807 | 39.2828 | 40.7229
6079 | 21884400 | 5.807 | 39.2849 | 40.7251
6080 | 21888000 | 5.8071 | 39.2871 | 40.7272
6081 | 21891600 | 5.8071 | 39.2892 | 40.7293
6082 | 21895200 | 5.8071 | 39.2914 | 40.7315
6083 | 21898800 | 5.8072 | 39.2935 | 40.7336
6084 | 21902400 | 5.8072 | 39.2956 | 40.7358
6085 | 21906000 | 5.8073 | 39.2978 | 40.7379
6086 | 21909600 | 5.8073 | 39.2999 | 40.7401
6087 | 21913200 | 5.8073 | 39.3021 | 40.7422
6088 | 21916800 | 5.8074 | 39.3042 | 40.7443
6089 | 21920400 | 5.8074 | 39.3063 | 40.7465
6090 | 21924000 | 5.8075 | 39.3085 | 40.7486
6091 | 21927600 | 5.8075 | 39.3106 | 40.7508
6092 | 21931200 | 5.8075 | 39.3128 | 40.7529
6093 | 21934800 | 5.8076 | 39.3149 | 40.7551
6094 | 21938400 | 5.8076 | 39.317 | 40.7572
6095 | 21942000 | 5.8077 | 39.3192 | 40.7593
6096 | 21945600 | 5.8077 | 39.3213 | 40.7615
6097 | 21949200 | 5.8077 | 39.3234 | 40.7636
6098 | 21952800 | 5.8078 | 39.3256 | 40.7658
6099 | 21956400 | 5.8078 | 39.3277 | 40.7679
6100 | 21960000 | 5.8078 | 39.3299 | 40.77
6101 | 21963600 | 5.8079 | 39.332 | 40.7722
6102 | 21967200 | 5.8079 | 39.3341 | 40.7743
6103 | 21970800 | 5.808 | 39.3363 | 40.7765
6104 | 21974400 | 5.808 | 39.3384 | 40.7786
6105 | 21978000 | 5.808 | 39.3405 | 40.7807
6106 | 21981600 | 5.8081 | 39.3427 | 40.7829
6107 | 21985200 | 5.8081 | 39.3448 | 40.785
6108 | 21988800 | 5.8082 | 39.3469 | 40.7871
6109 | 21992400 | 5.8082 | 39.3491 | 40.7893
6110 | 21996000 | 5.8082 | 39.3512 | 40.7914
6111 | 21999600 | 5.8083 | 39.3533 | 40.7936
6112 | 22003200 | 5.8083 | 39.3555 | 40.7957
6113 | 22006800 | 5.8083 | 39.3576 | 40.7978
6114 | 22010400 | 5.8084 | 39.3597 | 40.8
6115 | 22014000 | 5.8084 | 39.3619 | 40.8021
6116 | 22017600 | 5.8085 | 39.364 | 40.8042
6117 | 22021200 | 5.8085 | 39.3661 | 40.8064
6118 | 22024800 | 5.8085 | 39.3683 | 40.8085
6119 | 22028400 | 5.8086 | 39.3704 | 40.8107
6120 | 22032000 | 5.8086 | 39.3725 | 40.8128
6121 | 22035600 | 5.8087 | 39.3747 | 40.8149
6122 | 22039200 | 5.8087 | 39.3768 | 40.8171
6123 | 22042800 | 5.8087 | 39.3789 | 40.8192
6124 | 22046400 | 5.8088 | 39.3811 | 40.8213
6125 | 22050000 | 5.8088 | 39.3832 | 40.8235
6126 | 22053600 | 5.8088 | 39.3853 | 40.8256
6127 | 22057200 | 5.8089 | 39.3875 | 40.8277
6128 | 22060800 | 5.8089 | 39.3896 | 40.8299
6129 | 22064400 | 5.809 | 39.3917 | 40.832
6130 | 22068000 | 5.809 | 39.3939 | 40.8341
6131 | 22071600 | 5.809 | 39.396 | 40.8363
6132 | 22075200 | 5.8091 | 39.3981 | 40.8384
6133 | 22078800 | 5.8091 | 39.4003 | 40.8406
6134 | 22082400 | 5.8092 | 39.4024 | 40.8427
6135 | 22086000 | 5.8092 | 39.4045 | 40.8448
6136 | 22089600 | 5.8092 | 39.4067 | 40.847
6137 | 22093200 | 5.8093 | 39.4088 | 40.8491
6138 | 22096800 | 5.8093 | 39.4109 | 40.8512
6139 | 22100400 | 5.8093 | 39.413 | 40.8534
6140 | 22104000 | 5.8094 | 39.4152 | 40.8555
6141 | 22107600 | 5.8094 | 39.4173 | 40.8576
6142 | 22111200 | 5.8095 | 39.4194 | 40.8598
6143 | 22114800 | 5.8095 | 39.4216 | 40.8619
6144 | 22118400 | 5.8095 | 39.4237 | 40.864
6145 | 22122000 | 5.8096 | 39.4258 | 40.8661
6146 | 22125600 | 5.8096 | 39.428 | 40.8683
6147 | 22129200 | 5.8096 | 39.4301 | 40.8704
6148 | 22132800 | 5.8097 | 39.4322 | 40.8725
6149 | 22136400 | 5.8097 | 39.4343 | 40.8747
6150 | 22140000 | 5.8098 | 39.4365 | 40.8768
6151 | 22143600 | 5.8098 | 39.4386 | 40.8789
6152 | 22147200 | 5.8098 | 39.4407 | 40.8811
6153 | 22150800 | 5.8099 | 39.4429 | 40.8832
6154 | 22154400 | 5.8099 | 39.445 | 40.8853
6155 | 22158000 | 5.81 | 39.4471 | 40.8875
6156 | 22161600 | 5.81 | 39.4492 | 40.8896
6157 | 22165200 | 5.81 | 39.4514 | 40.8917
6158 | 22168800 | 5.8101 | 39.4535 | 40.8939
6159 | 22172400 | 5.8101 | 39.4556 | 40.896
6160 | 22176000 | 5.8101 | 39.4577 | 40.8981
6161 | 22179600 | 5.8102 | 39.4599 | 40.9002
6162 | 22183200 | 5.8102 | 39.462 | 40.9024
6163 | 22186800 | 5.8103 | 39.4641 | 40.9045
6164 | 22190400 | 5.8103 | 39.4662 | 40.9066
6165 | 22194000 | 5.8103 | 39.4684 | 40.9088
6166 | 22197600 | 5.8104 | 39.4705 | 40.9109
6167 | 22201200 | 5.8104 | 39.4726 | 40.913
6168 | 22204800 | 5.8104 | 39.4747 | 40.9151
6169 | 22208400 | 5.8105 | 39.4769 | 40.9173
6170 | 22212000 | 5.8105 | 39.479 | 40.9194
6171 | 22215600 | 5.8106 | 39.4811 | 40.9215
6172 | 22219200 | 5.8106 | 39.4832 | 40.9237
6173 | 22222800 | 5.8106 | 39.4854 | 40.9258
6174 | 22226400 | 5.8107 | 39.4875 | 40.9279
6175 | 22230000 | 5.8107 | 39.4896 | 40.93
6176 | 22233600 | 5.8108 | 39.4917 | 40.9322
6177 | 22237200 | 5.8108 | 39.4939 | 40.9343
6178 | 22240800 | 5.8108 | 39.496 | 40.9364
6179 | 22244400 | 5.8109 | 39.4981 | 40.9385
6180 | 22248000 | 5.8109 | 39.5002 | 40.9407
6181 | 22251600 | 5.8109 | 39.5024 | 40.9428
6182 | 22255200 | 5.811 | 39.5045 | 40.9449
6183 | 22258800 | 5.811 | 39.5066 | 40.947
6184 | 22262400 | 5.8111 | 39.5087 | 40.9492
6185 | 22266000 | 5.8111 | 39.5108 | 40.9513
6186 | 22269600 | 5.8111 | 39.513 | 40.9534
6187 | 22273200 | 5.8112 | 39.5151 | 40.9555
6188 | 22276800 | 5.8112 | 39.5172 | 40.9577
6189 | 22280400 | 5.8112 | 39.5193 | 40.9598
6190 | 22284000 | 5.8113 | 39.5215 | 40.9619
6191 | 22287600 | 5.8113 | 39.5236 | 40.964
6192 | 22291200 | 5.8114 | 39.5257 | 40.9662
6193 | 22294800 | 5.8114 | 39.5278 | 40.9683
6194 | 22298400 | 5.8114 | 39.5299 | 40.9704
6195 | 22302000 | 5.8115 | 39.5321 | 40.9725
6196 | 22305600 | 5.8115 | 39.5342 | 40.9747
6197 | 22309200 | 5.8115 | 39.5363 | 40.9768
6198 | 22312800 | 5.8116 | 39.5384 | 40.9789
6199 | 22316400 | 5.8116 | 39.5405 | 40.981
6200 | 22320000 | 5.8117 | 39.5427 | 40.9832
6201 | 22323600 | 5.8117 | 39.5448 | 40.9853
6202 | 22327200 | 5.8117 | 39.5469 | 40.9874
6203 | 22330800 | 5.8118 | 39.549 | 40.9895
6204 | 22334400 | 5.8118 | 39.5511 | 40.9916
6205 | 22338000 | 5.8118 | 39.5533 | 40.9938
6206 | 22341600 | 5.8119 | 39.5554 | 40.9959
6207 | 22345200 | 5.8119 | 39.5575 | 40.998
6208 | 22348800 | 5.812 | 39.5596 | 41.0001
6209 | 22352400 | 5.812 | 39.5617 | 41.0022
6210 | 22356000 | 5.812 | 39.5638 | 41.0044
6211 | 22359600 | 5.8121 | 39.566 | 41.0065
6212 | 22363200 | 5.8121 | 39.5681 | 41.0086
6213 | 22366800 | 5.8121 | 39.5702 | 41.0107
6214 | 22370400 | 5.8122 | 39.5723 | 41.0129
6215 | 22374000 | 5.8122 | 39.5744 | 41.015
6216 | 22377600 | 5.8123 | 39.5766 | 41.0171
6217 | 22381200 | 5.8123 | 39.5787 | 41.0192
6218 | 22384800 | 5.8123 | 39.5808 | 41.0213
6219 | 22388400 | 5.8124 | 39.5829 | 41.0235
6220 | 22392000 | 5.8124 | 39.585 | 41.0256
6221 | 22395600 | 5.8124 | 39.5871 | 41.0277
6222 | 22399200 | 5.8125 | 39.5893 | 41.0298
6223 | 22402800 | 5.8125 | 39.5914 | 41.0319
6224 | 22406400 | 5.8126 | 39.5935 | 41.034
6225 | 22410000 | 5.8126 | 39.5956 | 41.0362
6226 | 22413600 | 5.8126 | 39.5977 | 41.0383
6227 | 22417200 | 5.8127 | 39.5998 | 41.0404
6228 | 22420800 | 5.8127 | 39.6019 | 41.0425
6229 | 22424400 | 5.8127 | 39.6041 | 41.0446
6230 | 22428000 | 5.8128 | 39.6062 | 41.0468
6231 | 22431600 | 5.8128 | 39.6083 | 41.0489
6232 | 22435200 | 5.8129 | 39.6104 | 41.051
6233 | 22438800 | 5.8129 | 39.6125 | 41.0531
6234 | 22442400 | 5.8129 | 39.6146 | 41.0552
6235 | 22446000 | 5.813 | 39.6167 | 41.0573
6236 | 22449600 | 5.813 | 39.6189 | 41.0595
6237 | 22453200 | 5.813 | 39.621 | 41.0616
6238 | 22456800 | 5.8131 | 39.6231 | 41.0637
6239 | 22460400 | 5.8131 | 39.6252 | 41.0658
6240 | 22464000 | 5.8132 | 39.6273 | 41.0679
6241 | 22467600 | 5.8132 | 39.6294 | 41.07
6242 | 22471200 | 5.8132 | 39.6315 | 41.0722
6243 | 22474800 | 5.8133 | 39.6336 | 41.0743
6244 | 22478400 | 5.8133 | 39.6358 | 41.0764
6245 | 22482000 | 5.8133 | 39.6379 | 41.0785
6246 | 22485600 | 5.8134 | 39.64 | 41.0806
6247 | 22489200 | 5.8134 | 39.6421 | 41.0827
6248 | 22492800 | 5.8135 | 39.6442 | 41.0848
6249 | 22496400 | 5.8135 | 39.6463 | 41.087
6250 | 22500000 | 5.8135 | 39.6484 | 41.0891
6251 | 22503600 | 5.8136 | 39.6505 | 41.0912
6252 | 22507200 | 5.8136 | 39.6527 | 41.0933
6253 | 22510800 | 5.8136 | 39.6548 | 41.0954
6254 | 22514400 | 5.8137 | 39.6569 | 41.0975
6255 | 22518000 | 5.8137 | 39.659 | 41.0996
6256 | 22521600 | 5.8138 | 39.6611 | 41.1018
6257 | 22525200 | 5.8138 | 39.6632 | 41.1039
6258 | 22528800 | 5.8138 | 39.6653 | 41.106
6259 | 22532400 | 5.8139 | 39.6674 | 41.1081
6260 | 22536000 | 5.8139 | 39.6695 | 41.1102
6261 | 22539600 | 5.8139 | 39.6716 | 41.1123
6262 | 22543200 | 5.814 | 39.6738 | 41.1144
6263 | 22546800 | 5.814 | 39.6759 | 41.1165
6264 | 22550400 | 5.8141 | 39.678 | 41.1187
6265 | 22554000 | 5.8141 | 39.6801 | 41.1208
6266 | 22557600 | 5.8141 | 39.6822 | 41.1229
6267 | 22561200 | 5.8142 | 39.6843 | 41.125
6268 | 22564800 | 5.8142 | 39.6864 | 41.1271
6269 | 22568400 | 5.8142 | 39.6885 | 41.1292
6270 | 22572000 | 5.8143 | 39.6906 | 41.1313
6271 | 22575600 | 5.8143 | 39.6927 | 41.1334
6272 | 22579200 | 5.8143 | 39.6948 | 41.1355
6273 | 22582800 | 5.8144 | 39.6969 | 41.1377
6274 | 22586400 | 5.8144 | 39.6991 | 41.1398
6275 | 22590000 | 5.8145 | 39.7012 | 41.1419
6276 | 22593600 | 5.8145 | 39.7033 | 41.144
6277 | 22597200 | 5.8145 | 39.7054 | 41.1461
6278 | 22600800 | 5.8146 | 39.7075 | 41.1482
6279 | 22604400 | 5.8146 | 39.7096 | 41.1503
6280 | 22608000 | 5.8146 | 39.7117 | 41.1524
6281 | 22611600 | 5.8147 | 39.7138 | 41.1545
6282 | 22615200 | 5.8147 | 39.7159 | 41.1566
6283 | 22618800 | 5.8148 | 39.718 | 41.1588
6284 | 22622400 | 5.8148 | 39.7201 | 41.1609
6285 | 22626000 | 5.8148 | 39.7222 | 41.163
6286 | 22629600 | 5.8149 | 39.7243 | 41.1651
6287 | 22633200 | 5.8149 | 39.7264 | 41.1672
6288 | 22636800 | 5.8149 | 39.7285 | 41.1693
6289 | 22640400 | 5.815 | 39.7306 | 41.1714
6290 | 22644000 | 5.815 | 39.7327 | 41.1735
6291 | 22647600 | 5.8151 | 39.7349 | 41.1756
6292 | 22651200 | 5.8151 | 39.737 | 41.1777
6293 | 22654800 | 5.8151 | 39.7391 | 41.1798
6294 | 22658400 | 5.8152 | 39.7412 | 41.1819
6295 | 22662000 | 5.8152 | 39.7433 | 41.184
6296 | 22665600 | 5.8152 | 39.7454 | 41.1862
6297 | 22669200 | 5.8153 | 39.7475 | 41.1883
6298 | 22672800 | 5.8153 | 39.7496 | 41.1904
6299 | 22676400 | 5.8153 | 39.7517 | 41.1925
6300 | 22680000 | 5.8154 | 39.7538 | 41.1946
6301 | 22683600 | 5.8154 | 39.7559 | 41.1967
6302 | 22687200 | 5.8155 | 39.758 | 41.1988
6303 | 22690800 | 5.8155 | 39.7601 | 41.2009
6304 | 22694400 | 5.8155 | 39.7622 | 41.203
6305 | 22698000 | 5.8156 | 39.7643 | 41.2051
6306 | 22701600 | 5.8156 | 39.7664 | 41.2072
6307 | 22705200 | 5.8156 | 39.7685 | 41.2093
6308 | 22708800 | 5.8157 | 39.7706 | 41.2114
6309 | 22712400 | 5.8157 | 39.7727 | 41.2135
6310 | 22716000 | 5.8158 | 39.7748 | 41.2156
6311 | 22719600 | 5.8158 | 39.7769 | 41.2177
6312 | 22723200 | 5.8158 | 39.779 | 41.2198
6313 | 22726800 | 5.8159 | 39.7811 | 41.2219
6314 | 22730400 | 5.8159 | 39.7832 | 41.224
6315 | 22734000 | 5.8159 | 39.7853 | 41.2261
6316 | 22737600 | 5.816 | 39.7874 | 41.2283
6317 | 22741200 | 5.816 | 39.7895 | 41.2304
6318 | 22744800 | 5.816 | 39.7916 | 41.2325
6319 | 22748400 | 5.8161 | 39.7937 | 41.2346
6320 | 22752000 | 5.8161 | 39.7958 | 41.2367
6321 | 22755600 | 5.8162 | 39.7979 | 41.2388
6322 | 22759200 | 5.8162 | 39.8 | 41.2409
6323 | 22762800 | 5.8162 | 39.8021 | 41.243
6324 | 22766400 | 5.8163 | 39.8042 | 41.2451
6325 | 22770000 | 5.8163 | 39.8063 | 41.2472
6326 | 22773600 | 5.8163 | 39.8084 | 41.2493
6327 | 22777200 | 5.8164 | 39.8105 | 41.2514
6328 | 22780800 | 5.8164 | 39.8126 | 41.2535
6329 | 22784400 | 5.8164 | 39.8147 | 41.2556
6330 | 22788000 | 5.8165 | 39.8168 | 41.2577
6331 | 22791600 | 5.8165 | 39.8189 | 41.2598
6332 | 22795200 | 5.8166 | 39.821 | 41.2619
6333 | 22798800 | 5.8166 | 39.8231 | 41.264
6334 | 22802400 | 5.8166 | 39.8252 | 41.2661
6335 | 22806000 | 5.8167 | 39.8273 | 41.2682
6336 | 22809600 | 5.8167 | 39.8294 | 41.2703
6337 | 22813200 | 5.8167 | 39.8315 | 41.2724
6338 | 22816800 | 5.8168 | 39.8336 | 41.2745
6339 | 22820400 | 5.8168 | 39.8357 | 41.2766
6340 | 22824000 | 5.8168 | 39.8378 | 41.2787
6341 | 22827600 | 5.8169 | 39.8399 | 41.2808
6342 | 22831200 | 5.8169 | 39.842 | 41.2829
6343 | 22834800 | 5.817 | 39.8441 | 41.285
6344 | 22838400 | 5.817 | 39.8462 | 41.2871
6345 | 22842000 | 5.817 | 39.8483 | 41.2892
6346 | 22845600 | 5.8171 | 39.8504 | 41.2913
6347 | 22849200 | 5.8171 | 39.8524 | 41.2934
6348 | 22852800 | 5.8171 | 39.8545 | 41.2955
6349 | 22856400 | 5.8172 | 39.8566 | 41.2976
6350 | 22860000 | 5.8172 | 39.8587 | 41.2997
6351 | 22863600 | 5.8172 | 39.8608 | 41.3018
6352 | 22867200 | 5.8173 | 39.8629 | 41.3039
6353 | 22870800 | 5.8173 | 39.865 | 41.306
6354 | 22874400 | 5.8174 | 39.8671 | 41.3081
6355 | 22878000 | 5.8174 | 39.8692 | 41.3102
6356 | 22881600 | 5.8174 | 39.8713 | 41.3123
6357 | 22885200 | 5.8175 | 39.8734 | 41.3143
6358 | 22888800 | 5.8175 | 39.8755 | 41.3164
6359 | 22892400 | 5.8175 | 39.8776 | 41.3185
6360 | 22896000 | 5.8176 | 39.8797 | 41.3206
6361 | 22899600 | 5.8176 | 39.8818 | 41.3227
6362 | 22903200 | 5.8176 | 39.8839 | 41.3248
6363 | 22906800 | 5.8177 | 39.8859 | 41.3269
6364 | 22910400 | 5.8177 | 39.888 | 41.329
6365 | 22914000 | 5.8178 | 39.8901 | 41.3311
6366 | 22917600 | 5.8178 | 39.8922 | 41.3332
6367 | 22921200 | 5.8178 | 39.8943 | 41.3353
6368 | 22924800 | 5.8179 | 39.8964 | 41.3374
6369 | 22928400 | 5.8179 | 39.8985 | 41.3395
6370 | 22932000 | 5.8179 | 39.9006 | 41.3416
6371 | 22935600 | 5.818 | 39.9027 | 41.3437
6372 | 22939200 | 5.818 | 39.9048 | 41.3458
6373 | 22942800 | 5.818 | 39.9069 | 41.3479
6374 | 22946400 | 5.8181 | 39.909 | 41.35
6375 | 22950000 | 5.8181 | 39.9111 | 41.3521
6376 | 22953600 | 5.8182 | 39.9131 | 41.3542
6377 | 22957200 | 5.8182 | 39.9152 | 41.3562
6378 | 22960800 | 5.8182 | 39.9173 | 41.3583
6379 | 22964400 | 5.8183 | 39.9194 | 41.3604
6380 | 22968000 | 5.8183 | 39.9215 | 41.3625
6381 | 22971600 | 5.8183 | 39.9236 | 41.3646
6382 | 22975200 | 5.8184 | 39.9257 | 41.3667
6383 | 22978800 | 5.8184 | 39.9278 | 41.3688
6384 | 22982400 | 5.8184 | 39.9299 | 41.3709
6385 | 22986000 | 5.8185 | 39.9319 | 41.373
6386 | 22989600 | 5.8185 | 39.934 | 41.3751
6387 | 22993200 | 5.8186 | 39.9361 | 41.3772
6388 | 22996800 | 5.8186 | 39.9382 | 41.3793
6389 | 23000400 | 5.8186 | 39.9403 | 41.3814
6390 | 23004000 | 5.8187 | 39.9424 | 41.3834
6391 | 23007600 | 5.8187 | 39.9445 | 41.3855
6392 | 23011200 | 5.8187 | 39.9466 | 41.3876
6393 | 23014800 | 5.8188 | 39.9487 | 41.3897
6394 | 23018400 | 5.8188 | 39.9507 | 41.3918
6395 | 23022000 | 5.8188 | 39.9528 | 41.3939
6396 | 23025600 | 5.8189 | 39.9549 | 41.396
6397 | 23029200 | 5.8189 | 39.957 | 41.3981
6398 | 23032800 | 5.8189 | 39.9591 | 41.4002
6399 | 23036400 | 5.819 | 39.9612 | 41.4023
6400 | 23040000 | 5.819 | 39.9633 | 41.4044
6401 | 23043600 | 5.8191 | 39.9654 | 41.4064
6402 | 23047200 | 5.8191 | 39.9674 | 41.4085
6403 | 23050800 | 5.8191 | 39.9695 | 41.4106
6404 | 23054400 | 5.8192 | 39.9716 | 41.4127
6405 | 23058000 | 5.8192 | 39.9737 | 41.4148
6406 | 23061600 | 5.8192 | 39.9758 | 41.4169
6407 | 23065200 | 5.8193 | 39.9779 | 41.419
6408 | 23068800 | 5.8193 | 39.98 | 41.4211
6409 | 23072400 | 5.8193 | 39.982 | 41.4232
6410 | 23076000 | 5.8194 | 39.9841 | 41.4252
6411 | 23079600 | 5.8194 | 39.9862 | 41.4273
6412 | 23083200 | 5.8195 | 39.9883 | 41.4294
6413 | 23086800 | 5.8195 | 39.9904 | 41.4315
6414 | 23090400 | 5.8195 | 39.9925 | 41.4336
6415 | 23094000 | 5.8196 | 39.9946 | 41.4357
6416 | 23097600 | 5.8196 | 39.9966 | 41.4378
6417 | 23101200 | 5.8196 | 39.9987 | 41.4399
6418 | 23104800 | 5.8197 | 40.0008 | 41.4419
6419 | 23108400 | 5.8197 | 40.0029 | 41.444
6420 | 23112000 | 5.8197 | 40.005 | 41.4461
6421 | 23115600 | 5.8198 | 40.0071 | 41.4482
6422 | 23119200 | 5.8198 | 40.0091 | 41.4503
6423 | 23122800 | 5.8198 | 40.0112 | 41.4524
6424 | 23126400 | 5.8199 | 40.0133 | 41.4545
6425 | 23130000 | 5.8199 | 40.0154 | 41.4565
6426 | 23133600 | 5.82 | 40.0175 | 41.4586
6427 | 23137200 | 5.82 | 40.0196 | 41.4607
6428 | 23140800 | 5.82 | 40.0216 | 41.4628
6429 | 23144400 | 5.8201 | 40.0237 | 41.4649
6430 | 23148000 | 5.8201 | 40.0258 | 41.467
6431 | 23151600 | 5.8201 | 40.0279 | 41.4691
6432 | 23155200 | 5.8202 | 40.03 | 41.4711
6433 | 23158800 | 5.8202 | 40.032 | 41.4732
6434 | 23162400 | 5.8202 | 40.0341 | 41.4753
6435 | 23166000 | 5.8203 | 40.0362 | 41.4774
6436 | 23169600 | 5.8203 | 40.0383 | 41.4795
6437 | 23173200 | 5.8203 | 40.0404 | 41.4816
6438 | 23176800 | 5.8204 | 40.0424 | 41.4836
6439 | 23180400 | 5.8204 | 40.0445 | 41.4857
6440 | 23184000 | 5.8205 | 40.0466 | 41.4878
6441 | 23187600 | 5.8205 | 40.0487 | 41.4899
6442 | 23191200 | 5.8205 | 40.0508 | 41.492
6443 | 23194800 | 5.8206 | 40.0528 | 41.4941
6444 | 23198400 | 5.8206 | 40.0549 | 41.4961
6445 | 23202000 | 5.8206 | 40.057 | 41.4982
6446 | 23205600 | 5.8207 | 40.0591 | 41.5003
6447 | 23209200 | 5.8207 | 40.0612 | 41.5024
6448 | 23212800 | 5.8207 | 40.0632 | 41.5045
6449 | 23216400 | 5.8208 | 40.0653 | 41.5065
6450 | 23220000 | 5.8208 | 40.0674 | 41.5086
6451 | 23223600 | 5.8208 | 40.0695 | 41.5107
6452 | 23227200 | 5.8209 | 40.0716 | 41.5128
6453 | 23230800 | 5.8209 | 40.0736 | 41.5149
6454 | 23234400 | 5.8209 | 40.0757 | 41.517
6455 | 23238000 | 5.821 | 40.0778 | 41.519
6456 | 23241600 | 5.821 | 40.0799 | 41.5211
6457 | 23245200 | 5.8211 | 40.082 | 41.5232
6458 | 23248800 | 5.8211 | 40.084 | 41.5253
6459 | 23252400 | 5.8211 | 40.0861 | 41.5274
6460 | 23256000 | 5.8212 | 40.0882 | 41.5294
6461 | 23259600 | 5.8212 | 40.0903 | 41.5315
6462 | 23263200 | 5.8212 | 40.0923 | 41.5336
6463 | 23266800 | 5.8213 | 40.0944 | 41.5357
6464 | 23270400 | 5.8213 | 40.0965 | 41.5378
6465 | 23274000 | 5.8213 | 40.0986 | 41.5398
6466 | 23277600 | 5.8214 | 40.1006 | 41.5419
6467 | 23281200 | 5.8214 | 40.1027 | 41.544
6468 | 23284800 | 5.8214 | 40.1048 | 41.5461
6469 | 23288400 | 5.8215 | 40.1069 | 41.5482
6470 | 23292000 | 5.8215 | 40.1089 | 41.5502
6471 | 23295600 | 5.8216 | 40.111 | 41.5523
6472 | 23299200 | 5.8216 | 40.1131 | 41.5544
6473 | 23302800 | 5.8216 | 40.1152 | 41.5565
6474 | 23306400 | 5.8217 | 40.1172 | 41.5585
6475 | 23310000 | 5.8217 | 40.1193 | 41.5606
6476 | 23313600 | 5.8217 | 40.1214 | 41.5627
6477 | 23317200 | 5.8218 | 40.1235 | 41.5648
6478 | 23320800 | 5.8218 | 40.1255 | 41.5669
6479 | 23324400 | 5.8218 | 40.1276 | 41.5689
6480 | 23328000 | 5.8219 | 40.1297 | 41.571
6481 | 23331600 | 5.8219 | 40.1318 | 41.5731
6482 | 23335200 | 5.8219 | 40.1338 | 41.5752
6483 | 23338800 | 5.822 | 40.1359 | 41.5772
6484 | 23342400 | 5.822 | 40.138 | 41.5793
6485 | 23346000 | 5.822 | 40.1401 | 41.5814
6486 | 23349600 | 5.8221 | 40.1421 | 41.5835
6487 | 23353200 | 5.8221 | 40.1442 | 41.5855
6488 | 23356800 | 5.8222 | 40.1463 | 41.5876
6489 | 23360400 | 5.8222 | 40.1484 | 41.5897
6490 | 23364000 | 5.8222 | 40.1504 | 41.5918
6491 | 23367600 | 5.8223 | 40.1525 | 41.5938
6492 | 23371200 | 5.8223 | 40.1546 | 41.5959
6493 | 23374800 | 5.8223 | 40.1566 | 41.598
6494 | 23378400 | 5.8224 | 40.1587 | 41.6001
6495 | 23382000 | 5.8224 | 40.1608 | 41.6021
6496 | 23385600 | 5.8224 | 40.1629 | 41.6042
6497 | 23389200 | 5.8225 | 40.1649 | 41.6063
6498 | 23392800 | 5.8225 | 40.167 | 41.6084
6499 | 23396400 | 5.8225 | 40.1691 | 41.6104
6500 | 23400000 | 5.8226 | 40.1711 | 41.6125
6501 | 23403600 | 5.8226 | 40.1732 | 41.6146
6502 | 23407200 | 5.8226 | 40.1753 | 41.6167
6503 | 23410800 | 5.8227 | 40.1774 | 41.6187
6504 | 23414400 | 5.8227 | 40.1794 | 41.6208
6505 | 23418000 | 5.8227 | 40.1815 | 41.6229
6506 | 23421600 | 5.8228 | 40.1836 | 41.6249
6507 | 23425200 | 5.8228 | 40.1856 | 41.627
6508 | 23428800 | 5.8229 | 40.1877 | 41.6291
6509 | 23432400 | 5.8229 | 40.1898 | 41.6312
6510 | 23436000 | 5.8229 | 40.1918 | 41.6332
6511 | 23439600 | 5.823 | 40.1939 | 41.6353
6512 | 23443200 | 5.823 | 40.196 | 41.6374
6513 | 23446800 | 5.823 | 40.1981 | 41.6395
6514 | 23450400 | 5.8231 | 40.2001 | 41.6415
6515 | 23454000 | 5.8231 | 40.2022 | 41.6436
6516 | 23457600 | 5.8231 | 40.2043 | 41.6457
6517 | 23461200 | 5.8232 | 40.2063 | 41.6477
6518 | 23464800 | 5.8232 | 40.2084 | 41.6498
6519 | 23468400 | 5.8232 | 40.2105 | 41.6519
6520 | 23472000 | 5.8233 | 40.2125 | 41.654
6521 | 23475600 | 5.8233 | 40.2146 | 41.656
6522 | 23479200 | 5.8233 | 40.2167 | 41.6581
6523 | 23482800 | 5.8234 | 40.2187 | 41.6602
6524 | 23486400 | 5.8234 | 40.2208 | 41.6622
6525 | 23490000 | 5.8234 | 40.2229 | 41.6643
6526 | 23493600 | 5.8235 | 40.2249 | 41.6664
6527 | 23497200 | 5.8235 | 40.227 | 41.6684
6528 | 23500800 | 5.8236 | 40.2291 | 41.6705
6529 | 23504400 | 5.8236 | 40.2311 | 41.6726
6530 | 23508000 | 5.8236 | 40.2332 | 41.6746
6531 | 23511600 | 5.8237 | 40.2353 | 41.6767
6532 | 23515200 | 5.8237 | 40.2373 | 41.6788
6533 | 23518800 | 5.8237 | 40.2394 | 41.6809
6534 | 23522400 | 5.8238 | 40.2415 | 41.6829
6535 | 23526000 | 5.8238 | 40.2435 | 41.685
6536 | 23529600 | 5.8238 | 40.2456 | 41.6871
6537 | 23533200 | 5.8239 | 40.2477 | 41.6891
6538 | 23536800 | 5.8239 | 40.2497 | 41.6912
6539 | 23540400 | 5.8239 | 40.2518 | 41.6933
6540 | 23544000 | 5.824 | 40.2539 | 41.6953
6541 | 23547600 | 5.824 | 40.2559 | 41.6974
6542 | 23551200 | 5.824 | 40.258 | 41.6995
6543 | 23554800 | 5.8241 | 40.26 | 41.7015
6544 | 23558400 | 5.8241 | 40.2621 | 41.7036
6545 | 23562000 | 5.8241 | 40.2642 | 41.7057
6546 | 23565600 | 5.8242 | 40.2662 | 41.7077
6547 | 23569200 | 5.8242 | 40.2683 | 41.7098
6548 | 23572800 | 5.8243 | 40.2704 | 41.7119
6549 | 23576400 | 5.8243 | 40.2724 | 41.7139
6550 | 23580000 | 5.8243 | 40.2745 | 41.716
6551 | 23583600 | 5.8244 | 40.2766 | 41.7181
6552 | 23587200 | 5.8244 | 40.2786 | 41.7201
6553 | 23590800 | 5.8244 | 40.2807 | 41.7222
6554 | 23594400 | 5.8245 | 40.2827 | 41.7243
6555 | 23598000 | 5.8245 | 40.2848 | 41.7263
6556 | 23601600 | 5.8245 | 40.2869 | 41.7284
6557 | 23605200 | 5.8246 | 40.2889 | 41.7305
6558 | 23608800 | 5.8246 | 40.291 | 41.7325
6559 | 23612400 | 5.8246 | 40.2931 | 41.7346
6560 | 23616000 | 5.8247 | 40.2951 | 41.7366
6561 | 23619600 | 5.8247 | 40.2972 | 41.7387
6562 | 23623200 | 5.8247 | 40.2992 | 41.7408
6563 | 23626800 | 5.8248 | 40.3013 | 41.7428
6564 | 23630400 | 5.8248 | 40.3034 | 41.7449
6565 | 23634000 | 5.8248 | 40.3054 | 41.747
6566 | 23637600 | 5.8249 | 40.3075 | 41.749
6567 | 23641200 | 5.8249 | 40.3095 | 41.7511
6568 | 23644800 | 5.8249 | 40.3116 | 41.7532
6569 | 23648400 | 5.825 | 40.3137 | 41.7552
6570 | 23652000 | 5.825 | 40.3157 | 41.7573
6571 | 23655600 | 5.825 | 40.3178 | 41.7593
6572 | 23659200 | 5.8251 | 40.3198 | 41.7614
6573 | 23662800 | 5.8251 | 40.3219 | 41.7635
6574 | 23666400 | 5.8252 | 40.324 | 41.7655
6575 | 23670000 | 5.8252 | 40.326 | 41.7676
6576 | 23673600 | 5.8252 | 40.3281 | 41.7697
6577 | 23677200 | 5.8253 | 40.3301 | 41.7717
6578 | 23680800 | 5.8253 | 40.3322 | 41.7738
6579 | 23684400 | 5.8253 | 40.3343 | 41.7758
6580 | 23688000 | 5.8254 | 40.3363 | 41.7779
6581 | 23691600 | 5.8254 | 40.3384 | 41.78
6582 | 23695200 | 5.8254 | 40.3404 | 41.782
6583 | 23698800 | 5.8255 | 40.3425 | 41.7841
6584 | 23702400 | 5.8255 | 40.3445 | 41.7861
6585 | 23706000 | 5.8255 | 40.3466 | 41.7882
6586 | 23709600 | 5.8256 | 40.3487 | 41.7903
6587 | 23713200 | 5.8256 | 40.3507 | 41.7923
6588 | 23716800 | 5.8256 | 40.3528 | 41.7944
6589 | 23720400 | 5.8257 | 40.3548 | 41.7964
6590 | 23724000 | 5.8257 | 40.3569 | 41.7985
6591 | 23727600 | 5.8257 | 40.3589 | 41.8006
6592 | 23731200 | 5.8258 | 40.361 | 41.8026
6593 | 23734800 | 5.8258 | 40.3631 | 41.8047
6594 | 23738400 | 5.8258 | 40.3651 | 41.8067
6595 | 23742000 | 5.8259 | 40.3672 | 41.8088
6596 | 23745600 | 5.8259 | 40.3692 | 41.8109
6597 | 23749200 | 5.8259 | 40.3713 | 41.8129
6598 | 23752800 | 5.826 | 40.3733 | 41.815
6599 | 23756400 | 5.826 | 40.3754 | 41.817
6600 | 23760000 | 5.826 | 40.3774 | 41.8191
6601 | 23763600 | 5.8261 | 40.3795 | 41.8212
6602 | 23767200 | 5.8261 | 40.3816 | 41.8232
6603 | 23770800 | 5.8262 | 40.3836 | 41.8253
6604 | 23774400 | 5.8262 | 40.3857 | 41.8273
6605 | 23778000 | 5.8262 | 40.3877 | 41.8294
6606 | 23781600 | 5.8263 | 40.3898 | 41.8314
6607 | 23785200 | 5.8263 | 40.3918 | 41.8335
6608 | 23788800 | 5.8263 | 40.3939 | 41.8356
6609 | 23792400 | 5.8264 | 40.3959 | 41.8376
6610 | 23796000 | 5.8264 | 40.398 | 41.8397
6611 | 23799600 | 5.8264 | 40.4 | 41.8417
6612 | 23803200 | 5.8265 | 40.4021 | 41.8438
6613 | 23806800 | 5.8265 | 40.4042 | 41.8458
6614 | 23810400 | 5.8265 | 40.4062 | 41.8479
6615 | 23814000 | 5.8266 | 40.4083 | 41.8499
6616 | 23817600 | 5.8266 | 40.4103 | 41.852
6617 | 23821200 | 5.8266 | 40.4124 | 41.8541
6618 | 23824800 | 5.8267 | 40.4144 | 41.8561
6619 | 23828400 | 5.8267 | 40.4165 | 41.8582
6620 | 23832000 | 5.8267 | 40.4185 | 41.8602
6621 | 23835600 | 5.8268 | 40.4206 | 41.8623
6622 | 23839200 | 5.8268 | 40.4226 | 41.8643
6623 | 23842800 | 5.8268 | 40.4247 | 41.8664
6624 | 23846400 | 5.8269 | 40.4267 | 41.8684
6625 | 23850000 | 5.8269 | 40.4288 | 41.8705
6626 | 23853600 | 5.8269 | 40.4308 | 41.8726
6627 | 23857200 | 5.827 | 40.4329 | 41.8746
6628 | 23860800 | 5.827 | 40.4349 | 41.8767
6629 | 23864400 | 5.827 | 40.437 | 41.8787
6630 | 23868000 | 5.8271 | 40.439 | 41.8808
6631 | 23871600 | 5.8271 | 40.4411 | 41.8828
6632 | 23875200 | 5.8271 | 40.4431 | 41.8849
6633 | 23878800 | 5.8272 | 40.4452 | 41.8869
6634 | 23882400 | 5.8272 | 40.4472 | 41.889
6635 | 23886000 | 5.8272 | 40.4493 | 41.891
6636 | 23889600 | 5.8273 | 40.4513 | 41.8931
6637 | 23893200 | 5.8273 | 40.4534 | 41.8951
6638 | 23896800 | 5.8273 | 40.4554 | 41.8972
6639 | 23900400 | 5.8274 | 40.4575 | 41.8992
6640 | 23904000 | 5.8274 | 40.4595 | 41.9013
6641 | 23907600 | 5.8274 | 40.4616 | 41.9033
6642 | 23911200 | 5.8275 | 40.4636 | 41.9054
6643 | 23914800 | 5.8275 | 40.4657 | 41.9074
6644 | 23918400 | 5.8276 | 40.4677 | 41.9095
6645 | 23922000 | 5.8276 | 40.4698 | 41.9116
6646 | 23925600 | 5.8276 | 40.4718 | 41.9136
6647 | 23929200 | 5.8277 | 40.4739 | 41.9157
6648 | 23932800 | 5.8277 | 40.4759 | 41.9177
6649 | 23936400 | 5.8277 | 40.478 | 41.9198
6650 | 23940000 | 5.8278 | 40.48 | 41.9218
6651 | 23943600 | 5.8278 | 40.4821 | 41.9239
6652 | 23947200 | 5.8278 | 40.4841 | 41.9259
6653 | 23950800 | 5.8279 | 40.4862 | 41.928
6654 | 23954400 | 5.8279 | 40.4882 | 41.93
6655 | 23958000 | 5.8279 | 40.4903 | 41.9321
6656 | 23961600 | 5.828 | 40.4923 | 41.9341
6657 | 23965200 | 5.828 | 40.4944 | 41.9362
6658 | 23968800 | 5.828 | 40.4964 | 41.9382
6659 | 23972400 | 5.8281 | 40.4984 | 41.9403
6660 | 23976000 | 5.8281 | 40.5005 | 41.9423
6661 | 23979600 | 5.8281 | 40.5025 | 41.9444
6662 | 23983200 | 5.8282 | 40.5046 | 41.9464
6663 | 23986800 | 5.8282 | 40.5066 | 41.9484
6664 | 23990400 | 5.8282 | 40.5087 | 41.9505
6665 | 23994000 | 5.8283 | 40.5107 | 41.9525
6666 | 23997600 | 5.8283 | 40.5128 | 41.9546
6667 | 24001200 | 5.8283 | 40.5148 | 41.9566
6668 | 24004800 | 5.8284 | 40.5169 | 41.9587
6669 | 24008400 | 5.8284 | 40.5189 | 41.9607
6670 | 24012000 | 5.8284 | 40.5209 | 41.9628
6671 | 24015600 | 5.8285 | 40.523 | 41.9648
6672 | 24019200 | 5.8285 | 40.525 | 41.9669
6673 | 24022800 | 5.8285 | 40.5271 | 41.9689
6674 | 24026400 | 5.8286 | 40.5291 | 41.971
6675 | 24030000 | 5.8286 | 40.5312 | 41.973
6676 | 24033600 | 5.8286 | 40.5332 | 41.9751
6677 | 24037200 | 5.8287 | 40.5353 | 41.9771
6678 | 24040800 | 5.8287 | 40.5373 | 41.9792
6679 | 24044400 | 5.8287 | 40.5393 | 41.9812
6680 | 24048000 | 5.8288 | 40.5414 | 41.9832
6681 | 24051600 | 5.8288 | 40.5434 | 41.9853
6682 | 24055200 | 5.8288 | 40.5455 | 41.9873
6683 | 24058800 | 5.8289 | 40.5475 | 41.9894
6684 | 24062400 | 5.8289 | 40.5496 | 41.9914
6685 | 24066000 | 5.8289 | 40.5516 | 41.9935
6686 | 24069600 | 5.829 | 40.5536 | 41.9955
6687 | 24073200 | 5.829 | 40.5557 | 41.9976
6688 | 24076800 | 5.829 | 40.5577 | 41.9996
6689 | 24080400 | 5.8291 | 40.5598 | 42.0017
6690 | 24084000 | 5.8291 | 40.5618 | 42.0037
6691 | 24087600 | 5.8291 | 40.5638 | 42.0057
6692 | 24091200 | 5.8292 | 40.5659 | 42.0078
6693 | 24094800 | 5.8292 | 40.5679 | 42.0098
6694 | 24098400 | 5.8292 | 40.57 | 42.0119
6695 | 24102000 | 5.8293 | 40.572 | 42.0139
6696 | 24105600 | 5.8293 | 40.5741 | 42.016
6697 | 24109200 | 5.8293 | 40.5761 | 42.018
6698 | 24112800 | 5.8294 | 40.5781 | 42.02
6699 | 24116400 | 5.8294 | 40.5802 | 42.0221
6700 | 24120000 | 5.8294 | 40.5822 | 42.0241
6701 | 24123600 | 5.8295 | 40.5843 | 42.0262
6702 | 24127200 | 5.8295 | 40.5863 | 42.0282
6703 | 24130800 | 5.8295 | 40.5883 | 42.0303
6704 | 24134400 | 5.8296 | 40.5904 | 42.0323
6705 | 24138000 | 5.8296 | 40.5924 | 42.0343
6706 | 24141600 | 5.8296 | 40.5945 | 42.0364
6707 | 24145200 | 5.8297 | 40.5965 | 42.0384
6708 | 24148800 | 5.8297 | 40.5985 | 42.0405
6709 | 24152400 | 5.8297 | 40.6006 | 42.0425
6710 | 24156000 | 5.8298 | 40.6026 | 42.0446
6711 | 24159600 | 5.8298 | 40.6046 | 42.0466
6712 | 24163200 | 5.8298 | 40.6067 | 42.0486
6713 | 24166800 | 5.8299 | 40.6087 | 42.0507
6714 | 24170400 | 5.8299 | 40.6108 | 42.0527
6715 | 24174000 | 5.8299 | 40.6128 | 42.0548
6716 | 24177600 | 5.83 | 40.6148 | 42.0568
6717 | 24181200 | 5.83 | 40.6169 | 42.0588
6718 | 24184800 | 5.83 | 40.6189 | 42.0609
6719 | 24188400 | 5.8301 | 40.621 | 42.0629
6720 | 24192000 | 5.8301 | 40.623 | 42.065
6721 | 24195600 | 5.8301 | 40.625 | 42.067
6722 | 24199200 | 5.8302 | 40.6271 | 42.069
6723 | 24202800 | 5.8302 | 40.6291 | 42.0711
6724 | 24206400 | 5.8302 | 40.6311 | 42.0731
6725 | 24210000 | 5.8303 | 40.6332 | 42.0752
6726 | 24213600 | 5.8303 | 40.6352 | 42.0772
6727 | 24217200 | 5.8303 | 40.6372 | 42.0792
6728 | 24220800 | 5.8304 | 40.6393 | 42.0813
6729 | 24224400 | 5.8304 | 40.6413 | 42.0833
6730 | 24228000 | 5.8304 | 40.6434 | 42.0854
6731 | 24231600 | 5.8305 | 40.6454 | 42.0874
6732 | 24235200 | 5.8305 | 40.6474 | 42.0894
6733 | 24238800 | 5.8305 | 40.6495 | 42.0915
6734 | 24242400 | 5.8306 | 40.6515 | 42.0935
6735 | 24246000 | 5.8306 | 40.6535 | 42.0955
6736 | 24249600 | 5.8306 | 40.6556 | 42.0976
6737 | 24253200 | 5.8307 | 40.6576 | 42.0996
6738 | 24256800 | 5.8307 | 40.6596 | 42.1017
6739 | 24260400 | 5.8307 | 40.6617 | 42.1037
6740 | 24264000 | 5.8308 | 40.6637 | 42.1057
6741 | 24267600 | 5.8308 | 40.6657 | 42.1078
6742 | 24271200 | 5.8308 | 40.6678 | 42.1098
6743 | 24274800 | 5.8309 | 40.6698 | 42.1118
6744 | 24278400 | 5.8309 | 40.6718 | 42.1139
6745 | 24282000 | 5.8309 | 40.6739 | 42.1159
6746 | 24285600 | 5.831 | 40.6759 | 42.1179
6747 | 24289200 | 5.831 | 40.6779 | 42.12
6748 | 24292800 | 5.831 | 40.68 | 42.122
6749 | 24296400 | 5.8311 | 40.682 | 42.1241
6750 | 24300000 | 5.8311 | 40.684 | 42.1261
6751 | 24303600 | 5.8311 | 40.6861 | 42.1281
6752 | 24307200 | 5.8312 | 40.6881 | 42.1302
6753 | 24310800 | 5.8312 | 40.6901 | 42.1322
6754 | 24314400 | 5.8312 | 40.6922 | 42.1342
6755 | 24318000 | 5.8313 | 40.6942 | 42.1363
6756 | 24321600 | 5.8313 | 40.6962 | 42.1383
6757 | 24325200 | 5.8313 | 40.6983 | 42.1403
6758 | 24328800 | 5.8314 | 40.7003 | 42.1424
6759 | 24332400 | 5.8314 | 40.7023 | 42.1444
6760 | 24336000 | 5.8314 | 40.7044 | 42.1464
6761 | 24339600 | 5.8315 | 40.7064 | 42.1485
6762 | 24343200 | 5.8315 | 40.7084 | 42.1505
6763 | 24346800 | 5.8315 | 40.7104 | 42.1525
6764 | 24350400 | 5.8316 | 40.7125 | 42.1546
6765 | 24354000 | 5.8316 | 40.7145 | 42.1566
6766 | 24357600 | 5.8316 | 40.7165 | 42.1586
6767 | 24361200 | 5.8317 | 40.7186 | 42.1607
6768 | 24364800 | 5.8317 | 40.7206 | 42.1627
6769 | 24368400 | 5.8317 | 40.7226 | 42.1647
6770 | 24372000 | 5.8318 | 40.7247 | 42.1668
6771 | 24375600 | 5.8318 | 40.7267 | 42.1688
6772 | 24379200 | 5.8318 | 40.7287 | 42.1708
6773 | 24382800 | 5.8319 | 40.7307 | 42.1729
6774 | 24386400 | 5.8319 | 40.7328 | 42.1749
6775 | 24390000 | 5.8319 | 40.7348 | 42.1769
6776 | 24393600 | 5.832 | 40.7368 | 42.179
6777 | 24397200 | 5.832 | 40.7389 | 42.181
6778 | 24400800 | 5.832 | 40.7409 | 42.183
6779 | 24404400 | 5.8321 | 40.7429 | 42.1851
6780 | 24408000 | 5.8321 | 40.7449 | 42.1871
6781 | 24411600 | 5.8321 | 40.747 | 42.1891
6782 | 24415200 | 5.8322 | 40.749 | 42.1911
6783 | 24418800 | 5.8322 | 40.751 | 42.1932
6784 | 24422400 | 5.8322 | 40.7531 | 42.1952
6785 | 24426000 | 5.8323 | 40.7551 | 42.1972
6786 | 24429600 | 5.8323 | 40.7571 | 42.1993
6787 | 24433200 | 5.8323 | 40.7591 | 42.2013
6788 | 24436800 | 5.8324 | 40.7612 | 42.2033
6789 | 24440400 | 5.8324 | 40.7632 | 42.2054
6790 | 24444000 | 5.8324 | 40.7652 | 42.2074
6791 | 24447600 | 5.8325 | 40.7672 | 42.2094
6792 | 24451200 | 5.8325 | 40.7693 | 42.2114
6793 | 24454800 | 5.8325 | 40.7713 | 42.2135
6794 | 24458400 | 5.8326 | 40.7733 | 42.2155
6795 | 24462000 | 5.8326 | 40.7754 | 42.2175
6796 | 24465600 | 5.8326 | 40.7774 | 42.2196
6797 | 24469200 | 5.8327 | 40.7794 | 42.2216
6798 | 24472800 | 5.8327 | 40.7814 | 42.2236
6799 | 24476400 | 5.8327 | 40.7835 | 42.2256
6800 | 24480000 | 5.8328 | 40.7855 | 42.2277
6801 | 24483600 | 5.8328 | 40.7875 | 42.2297
6802 | 24487200 | 5.8328 | 40.7895 | 42.2317
6803 | 24490800 | 5.8329 | 40.7916 | 42.2338
6804 | 24494400 | 5.8329 | 40.7936 | 42.2358
6805 | 24498000 | 5.8329 | 40.7956 | 42.2378
6806 | 24501600 | 5.833 | 40.7976 | 42.2398
6807 | 24505200 | 5.833 | 40.7997 | 42.2419
6808 | 24508800 | 5.833 | 40.8017 | 42.2439
6809 | 24512400 | 5.8331 | 40.8037 | 42.2459
6810 | 24516000 | 5.8331 | 40.8057 | 42.2479
6811 | 24519600 | 5.8331 | 40.8078 | 42.25
6812 | 24523200 | 5.8332 | 40.8098 | 42.252
6813 | 24526800 | 5.8332 | 40.8118 | 42.254
6814 | 24530400 | 5.8332 | 40.8138 | 42.256
6815 | 24534000 | 5.8333 | 40.8158 | 42.2581
6816 | 24537600 | 5.8333 | 40.8179 | 42.2601
6817 | 24541200 | 5.8333 | 40.8199 | 42.2621
6818 | 24544800 | 5.8334 | 40.8219 | 42.2641
6819 | 24548400 | 5.8334 | 40.8239 | 42.2662
6820 | 24552000 | 5.8334 | 40.826 | 42.2682
6821 | 24555600 | 5.8335 | 40.828 | 42.2702
6822 | 24559200 | 5.8335 | 40.83 | 42.2722
6823 | 24562800 | 5.8335 | 40.832 | 42.2743
6824 | 24566400 | 5.8336 | 40.834 | 42.2763
6825 | 24570000 | 5.8336 | 40.8361 | 42.2783
6826 | 24573600 | 5.8336 | 40.8381 | 42.2803
6827 | 24577200 | 5.8336 | 40.8401 | 42.2824
6828 | 24580800 | 5.8337 | 40.8421 | 42.2844
6829 | 24584400 | 5.8337 | 40.8442 | 42.2864
6830 | 24588000 | 5.8337 | 40.8462 | 42.2884
6831 | 24591600 | 5.8338 | 40.8482 | 42.2905
6832 | 24595200 | 5.8338 | 40.8502 | 42.2925
6833 | 24598800 | 5.8338 | 40.8522 | 42.2945
6834 | 24602400 | 5.8339 | 40.8543 | 42.2965
6835 | 24606000 | 5.8339 | 40.8563 | 42.2986
6836 | 24609600 | 5.8339 | 40.8583 | 42.3006
6837 | 24613200 | 5.834 | 40.8603 | 42.3026
6838 | 24616800 | 5.834 | 40.8623 | 42.3046
6839 | 24620400 | 5.834 | 40.8644 | 42.3066
6840 | 24624000 | 5.8341 | 40.8664 | 42.3087
6841 | 24627600 | 5.8341 | 40.8684 | 42.3107
6842 | 24631200 | 5.8341 | 40.8704 | 42.3127
6843 | 24634800 | 5.8342 | 40.8724 | 42.3147
6844 | 24638400 | 5.8342 | 40.8745 | 42.3168
6845 | 24642000 | 5.8342 | 40.8765 | 42.3188
6846 | 24645600 | 5.8343 | 40.8785 | 42.3208
6847 | 24649200 | 5.8343 | 40.8805 | 42.3228
6848 | 24652800 | 5.8343 | 40.8825 | 42.3248
6849 | 24656400 | 5.8344 | 40.8845 | 42.3269
6850 | 24660000 | 5.8344 | 40.8866 | 42.3289
6851 | 24663600 | 5.8344 | 40.8886 | 42.3309
6852 | 24667200 | 5.8345 | 40.8906 | 42.3329
6853 | 24670800 | 5.8345 | 40.8926 | 42.3349
6854 | 24674400 | 5.8345 | 40.8946 | 42.337
6855 | 24678000 | 5.8346 | 40.8967 | 42.339
6856 | 24681600 | 5.8346 | 40.8987 | 42.341
6857 | 24685200 | 5.8346 | 40.9007 | 42.343
6858 | 24688800 | 5.8347 | 40.9027 | 42.345
6859 | 24692400 | 5.8347 | 40.9047 | 42.3471
6860 | 24696000 | 5.8347 | 40.9067 | 42.3491
6861 | 24699600 | 5.8348 | 40.9088 | 42.3511
6862 | 24703200 | 5.8348 | 40.9108 | 42.3531
6863 | 24706800 | 5.8348 | 40.9128 | 42.3551
6864 | 24710400 | 5.8349 | 40.9148 | 42.3572
6865 | 24714000 | 5.8349 | 40.9168 | 42.3592
6866 | 24717600 | 5.8349 | 40.9188 | 42.3612
6867 | 24721200 | 5.8349 | 40.9208 | 42.3632
6868 | 24724800 | 5.835 | 40.9229 | 42.3652
6869 | 24728400 | 5.835 | 40.9249 | 42.3672
6870 | 24732000 | 5.835 | 40.9269 | 42.3693
6871 | 24735600 | 5.8351 | 40.9289 | 42.3713
6872 | 24739200 | 5.8351 | 40.9309 | 42.3733
6873 | 24742800 | 5.8351 | 40.9329 | 42.3753
6874 | 24746400 | 5.8352 | 40.935 | 42.3773
6875 | 24750000 | 5.8352 | 40.937 | 42.3793
6876 | 24753600 | 5.8352 | 40.939 | 42.3814
6877 | 24757200 | 5.8353 | 40.941 | 42.3834
6878 | 24760800 | 5.8353 | 40.943 | 42.3854
6879 | 24764400 | 5.8353 | 40.945 | 42.3874
6880 | 24768000 | 5.8354 | 40.947 | 42.3894
6881 | 24771600 | 5.8354 | 40.9491 | 42.3914
6882 | 24775200 | 5.8354 | 40.9511 | 42.3935
6883 | 24778800 | 5.8355 | 40.9531 | 42.3955
6884 | 24782400 | 5.8355 | 40.9551 | 42.3975
6885 | 24786000 | 5.8355 | 40.9571 | 42.3995
6886 | 24789600 | 5.8356 | 40.9591 | 42.4015
6887 | 24793200 | 5.8356 | 40.9611 | 42.4035
6888 | 24796800 | 5.8356 | 40.9631 | 42.4056
6889 | 24800400 | 5.8357 | 40.9652 | 42.4076
6890 | 24804000 | 5.8357 | 40.9672 | 42.4096
6891 | 24807600 | 5.8357 | 40.9692 | 42.4116
6892 | 24811200 | 5.8358 | 40.9712 | 42.4136
6893 | 24814800 | 5.8358 | 40.9732 | 42.4156
6894 | 24818400 | 5.8358 | 40.9752 | 42.4176
6895 | 24822000 | 5.8359 | 40.9772 | 42.4197
6896 | 24825600 | 5.8359 | 40.9792 | 42.4217
6897 | 24829200 | 5.8359 | 40.9812 | 42.4237
6898 | 24832800 | 5.8359 | 40.9833 | 42.4257
6899 | 24836400 | 5.836 | 40.9853 | 42.4277
6900 | 24840000 | 5.836 | 40.9873 | 42.4297
6901 | 24843600 | 5.836 | 40.9893 | 42.4317
6902 | 24847200 | 5.8361 | 40.9913 | 42.4338
6903 | 24850800 | 5.8361 | 40.9933 | 42.4358
6904 | 24854400 | 5.8361 | 40.9953 | 42.4378
6905 | 24858000 | 5.8362 | 40.9973 | 42.4398
6906 | 24861600 | 5.8362 | 40.9993 | 42.4418
6907 | 24865200 | 5.8362 | 41.0014 | 42.4438
6908 | 24868800 | 5.8363 | 41.0034 | 42.4458
6909 | 24872400 | 5.8363 | 41.0054 | 42.4478
6910 | 24876000 | 5.8363 | 41.0074 | 42.4499
6911 | 24879600 | 5.8364 | 41.0094 | 42.4519
6912 | 24883200 | 5.8364 | 41.0114 | 42.4539
6913 | 24886800 | 5.8364 | 41.0134 | 42.4559
6914 | 24890400 | 5.8365 | 41.0154 | 42.4579
6915 | 24894000 | 5.8365 | 41.0174 | 42.4599
6916 | 24897600 | 5.8365 | 41.0194 | 42.4619
6917 | 24901200 | 5.8366 | 41.0214 | 42.4639
6918 | 24904800 | 5.8366 | 41.0235 | 42.4659
6919 | 24908400 | 5.8366 | 41.0255 | 42.468
6920 | 24912000 | 5.8367 | 41.0275 | 42.47
6921 | 24915600 | 5.8367 | 41.0295 | 42.472
6922 | 24919200 | 5.8367 | 41.0315 | 42.474
6923 | 24922800 | 5.8368 | 41.0335 | 42.476
6924 | 24926400 | 5.8368 | 41.0355 | 42.478
6925 | 24930000 | 5.8368 | 41.0375 | 42.48
6926 | 24933600 | 5.8368 | 41.0395 | 42.482
6927 | 24937200 | 5.8369 | 41.0415 | 42.484
6928 | 24940800 | 5.8369 | 41.0435 | 42.486
6929 | 24944400 | 5.8369 | 41.0455 | 42.4881
6930 | 24948000 | 5.837 | 41.0475 | 42.4901
6931 | 24951600 | 5.837 | 41.0495 | 42.4921
6932 | 24955200 | 5.837 | 41.0516 | 42.4941
6933 | 24958800 | 5.8371 | 41.0536 | 42.4961
6934 | 24962400 | 5.8371 | 41.0556 | 42.4981
6935 | 24966000 | 5.8371 | 41.0576 | 42.5001
6936 | 24969600 | 5.8372 | 41.0596 | 42.5021
6937 | 24973200 | 5.8372 | 41.0616 | 42.5041
6938 | 24976800 | 5.8372 | 41.0636 | 42.5061
6939 | 24980400 | 5.8373 | 41.0656 | 42.5081
6940 | 24984000 | 5.8373 | 41.0676 | 42.5101
6941 | 24987600 | 5.8373 | 41.0696 | 42.5122
6942 | 24991200 | 5.8374 | 41.0716 | 42.5142
6943 | 24994800 | 5.8374 | 41.0736 | 42.5162
6944 | 24998400 | 5.8374 | 41.0756 | 42.5182
6945 | 25002000 | 5.8375 | 41.0776 | 42.5202
6946 | 25005600 | 5.8375 | 41.0796 | 42.5222
6947 | 25009200 | 5.8375 | 41.0816 | 42.5242
6948 | 25012800 | 5.8375 | 41.0836 | 42.5262
6949 | 25016400 | 5.8376 | 41.0856 | 42.5282
6950 | 25020000 | 5.8376 | 41.0876 | 42.5302
6951 | 25023600 | 5.8376 | 41.0896 | 42.5322
6952 | 25027200 | 5.8377 | 41.0916 | 42.5342
6953 | 25030800 | 5.8377 | 41.0936 | 42.5362
6954 | 25034400 | 5.8377 | 41.0957 | 42.5382
6955 | 25038000 | 5.8378 | 41.0977 | 42.5402
6956 | 25041600 | 5.8378 | 41.0997 | 42.5422
6957 | 25045200 | 5.8378 | 41.1017 | 42.5443
6958 | 25048800 | 5.8379 | 41.1037 | 42.5463
6959 | 25052400 | 5.8379 | 41.1057 | 42.5483
6960 | 25056000 | 5.8379 | 41.1077 | 42.5503
6961 | 25059600 | 5.838 | 41.1097 | 42.5523
6962 | 25063200 | 5.838 | 41.1117 | 42.5543
6963 | 25066800 | 5.838 | 41.1137 | 42.5563
6964 | 25070400 | 5.8381 | 41.1157 | 42.5583
6965 | 25074000 | 5.8381 | 41.1177 | 42.5603
6966 | 25077600 | 5.8381 | 41.1197 | 42.5623
6967 | 25081200 | 5.8382 | 41.1217 | 42.5643
6968 | 25084800 | 5.8382 | 41.1237 | 42.5663
6969 | 25088400 | 5.8382 | 41.1257 | 42.5683
6970 | 25092000 | 5.8382 | 41.1277 | 42.5703
6971 | 25095600 | 5.8383 | 41.1297 | 42.5723
6972 | 25099200 | 5.8383 | 41.1317 | 42.5743
6973 | 25102800 | 5.8383 | 41.1337 | 42.5763
6974 | 25106400 | 5.8384 | 41.1357 | 42.5783
6975 | 25110000 | 5.8384 | 41.1377 | 42.5803
6976 | 25113600 | 5.8384 | 41.1397 | 42.5823
6977 | 25117200 | 5.8385 | 41.1417 | 42.5843
6978 | 25120800 | 5.8385 | 41.1437 | 42.5863
6979 | 25124400 | 5.8385 | 41.1457 | 42.5883
6980 | 25128000 | 5.8386 | 41.1477 | 42.5903
6981 | 25131600 | 5.8386 | 41.1497 | 42.5923
6982 | 25135200 | 5.8386 | 41.1517 | 42.5943
6983 | 25138800 | 5.8387 | 41.1537 | 42.5963
6984 | 25142400 | 5.8387 | 41.1557 | 42.5983
6985 | 25146000 | 5.8387 | 41.1577 | 42.6003
6986 | 25149600 | 5.8388 | 41.1597 | 42.6023
6987 | 25153200 | 5.8388 | 41.1617 | 42.6043
6988 | 25156800 | 5.8388 | 41.1637 | 42.6063
6989 | 25160400 | 5.8388 | 41.1657 | 42.6083
6990 | 25164000 | 5.8389 | 41.1677 | 42.6103
6991 | 25167600 | 5.8389 | 41.1697 | 42.6123
6992 | 25171200 | 5.8389 | 41.1717 | 42.6143
6993 | 25174800 | 5.839 | 41.1737 | 42.6163
6994 | 25178400 | 5.839 | 41.1757 | 42.6183
6995 | 25182000 | 5.839 | 41.1777 | 42.6203
6996 | 25185600 | 5.8391 | 41.1797 | 42.6223
6997 | 25189200 | 5.8391 | 41.1817 | 42.6243
6998 | 25192800 | 5.8391 | 41.1836 | 42.6263
6999 | 25196400 | 5.8392 | 41.1856 | 42.6283
7000 | 25200000 | 5.8392 | 41.1876 | 42.6303
7001 | 25203600 | 5.8392 | 41.1896 | 42.6323
7002 | 25207200 | 5.8393 | 41.1916 | 42.6343
7003 | 25210800 | 5.8393 | 41.1936 | 42.6363
7004 | 25214400 | 5.8393 | 41.1956 | 42.6383
7005 | 25218000 | 5.8394 | 41.1976 | 42.6403
7006 | 25221600 | 5.8394 | 41.1996 | 42.6423
7007 | 25225200 | 5.8394 | 41.2016 | 42.6443
7008 | 25228800 | 5.8394 | 41.2036 | 42.6463
7009 | 25232400 | 5.8395 | 41.2056 | 42.6483
7010 | 25236000 | 5.8395 | 41.2076 | 42.6503
7011 | 25239600 | 5.8395 | 41.2096 | 42.6523
7012 | 25243200 | 5.8396 | 41.2116 | 42.6543
7013 | 25246800 | 5.8396 | 41.2136 | 42.6563
7014 | 25250400 | 5.8396 | 41.2156 | 42.6583
7015 | 25254000 | 5.8397 | 41.2176 | 42.6603
7016 | 25257600 | 5.8397 | 41.2196 | 42.6623
7017 | 25261200 | 5.8397 | 41.2216 | 42.6643
7018 | 25264800 | 5.8398 | 41.2236 | 42.6663
7019 | 25268400 | 5.8398 | 41.2256 | 42.6683
7020 | 25272000 | 5.8398 | 41.2275 | 42.6703
7021 | 25275600 | 5.8399 | 41.2295 | 42.6723
7022 | 25279200 | 5.8399 | 41.2315 | 42.6743
7023 | 25282800 | 5.8399 | 41.2335 | 42.6763
7024 | 25286400 | 5.8399 | 41.2355 | 42.6783
7025 | 25290000 | 5.84 | 41.2375 | 42.6803
7026 | 25293600 | 5.84 | 41.2395 | 42.6823
7027 | 25297200 | 5.84 | 41.2415 | 42.6843
7028 | 25300800 | 5.8401 | 41.2435 | 42.6863
7029 | 25304400 | 5.8401 | 41.2455 | 42.6883
7030 | 25308000 | 5.8401 | 41.2475 | 42.6903
7031 | 25311600 | 5.8402 | 41.2495 | 42.6922
7032 | 25315200 | 5.8402 | 41.2515 | 42.6942
7033 | 25318800 | 5.8402 | 41.2535 | 42.6962
7034 | 25322400 | 5.8403 | 41.2554 | 42.6982
7035 | 25326000 | 5.8403 | 41.2574 | 42.7002
7036 | 25329600 | 5.8403 | 41.2594 | 42.7022
7037 | 25333200 | 5.8404 | 41.2614 | 42.7042
7038 | 25336800 | 5.8404 | 41.2634 | 42.7062
7039 | 25340400 | 5.8404 | 41.2654 | 42.7082
7040 | 25344000 | 5.8404 | 41.2674 | 42.7102
7041 | 25347600 | 5.8405 | 41.2694 | 42.7122
7042 | 25351200 | 5.8405 | 41.2714 | 42.7142
7043 | 25354800 | 5.8405 | 41.2734 | 42.7162
7044 | 25358400 | 5.8406 | 41.2754 | 42.7182
7045 | 25362000 | 5.8406 | 41.2773 | 42.7202
7046 | 25365600 | 5.8406 | 41.2793 | 42.7222
7047 | 25369200 | 5.8407 | 41.2813 | 42.7241
7048 | 25372800 | 5.8407 | 41.2833 | 42.7261
7049 | 25376400 | 5.8407 | 41.2853 | 42.7281
7050 | 25380000 | 5.8408 | 41.2873 | 42.7301
7051 | 25383600 | 5.8408 | 41.2893 | 42.7321
7052 | 25387200 | 5.8408 | 41.2913 | 42.7341
7053 | 25390800 | 5.8409 | 41.2933 | 42.7361
7054 | 25394400 | 5.8409 | 41.2952 | 42.7381
7055 | 25398000 | 5.8409 | 41.2972 | 42.7401
7056 | 25401600 | 5.8409 | 41.2992 | 42.7421
7057 | 25405200 | 5.841 | 41.3012 | 42.7441
7058 | 25408800 | 5.841 | 41.3032 | 42.7461
7059 | 25412400 | 5.841 | 41.3052 | 42.748
7060 | 25416000 | 5.8411 | 41.3072 | 42.75
7061 | 25419600 | 5.8411 | 41.3092 | 42.752
7062 | 25423200 | 5.8411 | 41.3112 | 42.754
7063 | 25426800 | 5.8412 | 41.3131 | 42.756
7064 | 25430400 | 5.8412 | 41.3151 | 42.758
7065 | 25434000 | 5.8412 | 41.3171 | 42.76
7066 | 25437600 | 5.8413 | 41.3191 | 42.762
7067 | 25441200 | 5.8413 | 41.3211 | 42.764
7068 | 25444800 | 5.8413 | 41.3231 | 42.766
7069 | 25448400 | 5.8413 | 41.3251 | 42.7679
7070 | 25452000 | 5.8414 | 41.3271 | 42.7699
7071 | 25455600 | 5.8414 | 41.329 | 42.7719
7072 | 25459200 | 5.8414 | 41.331 | 42.7739
7073 | 25462800 | 5.8415 | 41.333 | 42.7759
7074 | 25466400 | 5.8415 | 41.335 | 42.7779
7075 | 25470000 | 5.8415 | 41.337 | 42.7799
7076 | 25473600 | 5.8416 | 41.339 | 42.7819
7077 | 25477200 | 5.8416 | 41.341 | 42.7839
7078 | 25480800 | 5.8416 | 41.3429 | 42.7858
7079 | 25484400 | 5.8417 | 41.3449 | 42.7878
7080 | 25488000 | 5.8417 | 41.3469 | 42.7898
7081 | 25491600 | 5.8417 | 41.3489 | 42.7918
7082 | 25495200 | 5.8418 | 41.3509 | 42.7938
7083 | 25498800 | 5.8418 | 41.3529 | 42.7958
7084 | 25502400 | 5.8418 | 41.3549 | 42.7978
7085 | 25506000 | 5.8418 | 41.3568 | 42.7998
7086 | 25509600 | 5.8419 | 41.3588 | 42.8017
7087 | 25513200 | 5.8419 | 41.3608 | 42.8037
7088 | 25516800 | 5.8419 | 41.3628 | 42.8057
7089 | 25520400 | 5.842 | 41.3648 | 42.8077
7090 | 25524000 | 5.842 | 41.3668 | 42.8097
7091 | 25527600 | 5.842 | 41.3687 | 42.8117
7092 | 25531200 | 5.8421 | 41.3707 | 42.8137
7093 | 25534800 | 5.8421 | 41.3727 | 42.8156
7094 | 25538400 | 5.8421 | 41.3747 | 42.8176
7095 | 25542000 | 5.8422 | 41.3767 | 42.8196
7096 | 25545600 | 5.8422 | 41.3787 | 42.8216
7097 | 25549200 | 5.8422 | 41.3806 | 42.8236
7098 | 25552800 | 5.8422 | 41.3826 | 42.8256
7099 | 25556400 | 5.8423 | 41.3846 | 42.8276
7100 | 25560000 | 5.8423 | 41.3866 | 42.8295
7101 | 25563600 | 5.8423 | 41.3886 | 42.8315
7102 | 25567200 | 5.8424 | 41.3906 | 42.8335
7103 | 25570800 | 5.8424 | 41.3925 | 42.8355
7104 | 25574400 | 5.8424 | 41.3945 | 42.8375
7105 | 25578000 | 5.8425 | 41.3965 | 42.8395
7106 | 25581600 | 5.8425 | 41.3985 | 42.8415
7107 | 25585200 | 5.8425 | 41.4005 | 42.8434
7108 | 25588800 | 5.8426 | 41.4025 | 42.8454
7109 | 25592400 | 5.8426 | 41.4044 | 42.8474
7110 | 25596000 | 5.8426 | 41.4064 | 42.8494
7111 | 25599600 | 5.8426 | 41.4084 | 42.8514
7112 | 25603200 | 5.8427 | 41.4104 | 42.8534
7113 | 25606800 | 5.8427 | 41.4124 | 42.8553
7114 | 25610400 | 5.8427 | 41.4143 | 42.8573
7115 | 25614000 | 5.8428 | 41.4163 | 42.8593
7116 | 25617600 | 5.8428 | 41.4183 | 42.8613
7117 | 25621200 | 5.8428 | 41.4203 | 42.8633
7118 | 25624800 | 5.8429 | 41.4223 | 42.8653
7119 | 25628400 | 5.8429 | 41.4242 | 42.8672
7120 | 25632000 | 5.8429 | 41.4262 | 42.8692
7121 | 25635600 | 5.843 | 41.4282 | 42.8712
7122 | 25639200 | 5.843 | 41.4302 | 42.8732
7123 | 25642800 | 5.843 | 41.4322 | 42.8752
7124 | 25646400 | 5.843 | 41.4341 | 42.8771
7125 | 25650000 | 5.8431 | 41.4361 | 42.8791
7126 | 25653600 | 5.8431 | 41.4381 | 42.8811
7127 | 25657200 | 5.8431 | 41.4401 | 42.8831
7128 | 25660800 | 5.8432 | 41.4421 | 42.8851
7129 | 25664400 | 5.8432 | 41.444 | 42.8871
7130 | 25668000 | 5.8432 | 41.446 | 42.889
7131 | 25671600 | 5.8433 | 41.448 | 42.891
7132 | 25675200 | 5.8433 | 41.45 | 42.893
7133 | 25678800 | 5.8433 | 41.4519 | 42.895
7134 | 25682400 | 5.8434 | 41.4539 | 42.897
7135 | 25686000 | 5.8434 | 41.4559 | 42.8989
7136 | 25689600 | 5.8434 | 41.4579 | 42.9009
7137 | 25693200 | 5.8434 | 41.4599 | 42.9029
7138 | 25696800 | 5.8435 | 41.4618 | 42.9049
7139 | 25700400 | 5.8435 | 41.4638 | 42.9069
7140 | 25704000 | 5.8435 | 41.4658 | 42.9088
7141 | 25707600 | 5.8436 | 41.4678 | 42.9108
7142 | 25711200 | 5.8436 | 41.4697 | 42.9128
7143 | 25714800 | 5.8436 | 41.4717 | 42.9148
7144 | 25718400 | 5.8437 | 41.4737 | 42.9168
7145 | 25722000 | 5.8437 | 41.4757 | 42.9187
7146 | 25725600 | 5.8437 | 41.4776 | 42.9207
7147 | 25729200 | 5.8437 | 41.4796 | 42.9227
7148 | 25732800 | 5.8438 | 41.4816 | 42.9247
7149 | 25736400 | 5.8438 | 41.4836 | 42.9267
7150 | 25740000 | 5.8438 | 41.4856 | 42.9286
7151 | 25743600 | 5.8439 | 41.4875 | 42.9306
7152 | 25747200 | 5.8439 | 41.4895 | 42.9326
7153 | 25750800 | 5.8439 | 41.4915 | 42.9346
7154 | 25754400 | 5.844 | 41.4935 | 42.9365
7155 | 25758000 | 5.844 | 41.4954 | 42.9385
7156 | 25761600 | 5.844 | 41.4974 | 42.9405
7157 | 25765200 | 5.8441 | 41.4994 | 42.9425
7158 | 25768800 | 5.8441 | 41.5014 | 42.9444
7159 | 25772400 | 5.8441 | 41.5033 | 42.9464
7160 | 25776000 | 5.8441 | 41.5053 | 42.9484
7161 | 25779600 | 5.8442 | 41.5073 | 42.9504
7162 | 25783200 | 5.8442 | 41.5093 | 42.9524
7163 | 25786800 | 5.8442 | 41.5112 | 42.9543
7164 | 25790400 | 5.8443 | 41.5132 | 42.9563
7165 | 25794000 | 5.8443 | 41.5152 | 42.9583
7166 | 25797600 | 5.8443 | 41.5171 | 42.9603
7167 | 25801200 | 5.8444 | 41.5191 | 42.9622
7168 | 25804800 | 5.8444 | 41.5211 | 42.9642
7169 | 25808400 | 5.8444 | 41.5231 | 42.9662
7170 | 25812000 | 5.8444 | 41.525 | 42.9682
7171 | 25815600 | 5.8445 | 41.527 | 42.9701
7172 | 25819200 | 5.8445 | 41.529 | 42.9721
7173 | 25822800 | 5.8445 | 41.531 | 42.9741
7174 | 25826400 | 5.8446 | 41.5329 | 42.9761
7175 | 25830000 | 5.8446 | 41.5349 | 42.978
7176 | 25833600 | 5.8446 | 41.5369 | 42.98
7177 | 25837200 | 5.8447 | 41.5388 | 42.982
7178 | 25840800 | 5.8447 | 41.5408 | 42.984
7179 | 25844400 | 5.8447 | 41.5428 | 42.9859
7180 | 25848000 | 5.8448 | 41.5448 | 42.9879
7181 | 25851600 | 5.8448 | 41.5467 | 42.9899
7182 | 25855200 | 5.8448 | 41.5487 | 42.9919
7183 | 25858800 | 5.8448 | 41.5507 | 42.9938
7184 | 25862400 | 5.8449 | 41.5526 | 42.9958
7185 | 25866000 | 5.8449 | 41.5546 | 42.9978
7186 | 25869600 | 5.8449 | 41.5566 | 42.9998
7187 | 25873200 | 5.845 | 41.5586 | 43.0017
7188 | 25876800 | 5.845 | 41.5605 | 43.0037
7189 | 25880400 | 5.845 | 41.5625 | 43.0057
7190 | 25884000 | 5.8451 | 41.5645 | 43.0076
7191 | 25887600 | 5.8451 | 41.5664 | 43.0096
7192 | 25891200 | 5.8451 | 41.5684 | 43.0116
7193 | 25894800 | 5.8451 | 41.5704 | 43.0136
7194 | 25898400 | 5.8452 | 41.5724 | 43.0155
7195 | 25902000 | 5.8452 | 41.5743 | 43.0175
7196 | 25905600 | 5.8452 | 41.5763 | 43.0195
7197 | 25909200 | 5.8453 | 41.5783 | 43.0215
7198 | 25912800 | 5.8453 | 41.5802 | 43.0234
7199 | 25916400 | 5.8453 | 41.5822 | 43.0254
7200 | 25920000 | 5.8454 | 41.5842 | 43.0274
7201 | 25923600 | 5.8454 | 41.5861 | 43.0293
7202 | 25927200 | 5.8454 | 41.5881 | 43.0313
7203 | 25930800 | 5.8454 | 41.5901 | 43.0333
7204 | 25934400 | 5.8455 | 41.592 | 43.0353
7205 | 25938000 | 5.8455 | 41.594 | 43.0372
7206 | 25941600 | 5.8455 | 41.596 | 43.0392
7207 | 25945200 | 5.8456 | 41.5979 | 43.0412
7208 | 25948800 | 5.8456 | 41.5999 | 43.0431
7209 | 25952400 | 5.8456 | 41.6019 | 43.0451
7210 | 25956000 | 5.8457 | 41.6039 | 43.0471
7211 | 25959600 | 5.8457 | 41.6058 | 43.049
7212 | 25963200 | 5.8457 | 41.6078 | 43.051
7213 | 25966800 | 5.8457 | 41.6098 | 43.053
7214 | 25970400 | 5.8458 | 41.6117 | 43.055
7215 | 25974000 | 5.8458 | 41.6137 | 43.0569
7216 | 25977600 | 5.8458 | 41.6157 | 43.0589
7217 | 25981200 | 5.8459 | 41.6176 | 43.0609
7218 | 25984800 | 5.8459 | 41.6196 | 43.0628
7219 | 25988400 | 5.8459 | 41.6216 | 43.0648
7220 | 25992000 | 5.846 | 41.6235 | 43.0668
7221 | 25995600 | 5.846 | 41.6255 | 43.0687
7222 | 25999200 | 5.846 | 41.6275 | 43.0707
7223 | 26002800 | 5.846 | 41.6294 | 43.0727
7224 | 26006400 | 5.8461 | 41.6314 | 43.0746
7225 | 26010000 | 5.8461 | 41.6334 | 43.0766
7226 | 26013600 | 5.8461 | 41.6353 | 43.0786
7227 | 26017200 | 5.8462 | 41.6373 | 43.0805
7228 | 26020800 | 5.8462 | 41.6392 | 43.0825
7229 | 26024400 | 5.8462 | 41.6412 | 43.0845
7230 | 26028000 | 5.8463 | 41.6432 | 43.0864
7231 | 26031600 | 5.8463 | 41.6451 | 43.0884
7232 | 26035200 | 5.8463 | 41.6471 | 43.0904
7233 | 26038800 | 5.8463 | 41.6491 | 43.0923
7234 | 26042400 | 5.8464 | 41.651 | 43.0943
7235 | 26046000 | 5.8464 | 41.653 | 43.0963
7236 | 26049600 | 5.8464 | 41.655 | 43.0982
7237 | 26053200 | 5.8465 | 41.6569 | 43.1002
7238 | 26056800 | 5.8465 | 41.6589 | 43.1022
7239 | 26060400 | 5.8465 | 41.6609 | 43.1041
7240 | 26064000 | 5.8466 | 41.6628 | 43.1061
7241 | 26067600 | 5.8466 | 41.6648 | 43.1081
7242 | 26071200 | 5.8466 | 41.6667 | 43.11
7243 | 26074800 | 5.8466 | 41.6687 | 43.112
7244 | 26078400 | 5.8467 | 41.6707 | 43.114
7245 | 26082000 | 5.8467 | 41.6726 | 43.1159
7246 | 26085600 | 5.8467 | 41.6746 | 43.1179
7247 | 26089200 | 5.8468 | 41.6766 | 43.1199
7248 | 26092800 | 5.8468 | 41.6785 | 43.1218
7249 | 26096400 | 5.8468 | 41.6805 | 43.1238
7250 | 26100000 | 5.8469 | 41.6824 | 43.1258
7251 | 26103600 | 5.8469 | 41.6844 | 43.1277
7252 | 26107200 | 5.8469 | 41.6864 | 43.1297
7253 | 26110800 | 5.8469 | 41.6883 | 43.1317
7254 | 26114400 | 5.847 | 41.6903 | 43.1336
7255 | 26118000 | 5.847 | 41.6923 | 43.1356
7256 | 26121600 | 5.847 | 41.6942 | 43.1376
7257 | 26125200 | 5.8471 | 41.6962 | 43.1395
7258 | 26128800 | 5.8471 | 41.6981 | 43.1415
7259 | 26132400 | 5.8471 | 41.7001 | 43.1434
7260 | 26136000 | 5.8472 | 41.7021 | 43.1454
7261 | 26139600 | 5.8472 | 41.704 | 43.1474
7262 | 26143200 | 5.8472 | 41.706 | 43.1493
7263 | 26146800 | 5.8472 | 41.7079 | 43.1513
7264 | 26150400 | 5.8473 | 41.7099 | 43.1533
7265 | 26154000 | 5.8473 | 41.7119 | 43.1552
7266 | 26157600 | 5.8473 | 41.7138 | 43.1572
7267 | 26161200 | 5.8474 | 41.7158 | 43.1591
7268 | 26164800 | 5.8474 | 41.7177 | 43.1611
7269 | 26168400 | 5.8474 | 41.7197 | 43.1631
7270 | 26172000 | 5.8475 | 41.7217 | 43.165
7271 | 26175600 | 5.8475 | 41.7236 | 43.167
7272 | 26179200 | 5.8475 | 41.7256 | 43.169
7273 | 26182800 | 5.8475 | 41.7275 | 43.1709
7274 | 26186400 | 5.8476 | 41.7295 | 43.1729
7275 | 26190000 | 5.8476 | 41.7315 | 43.1748
7276 | 26193600 | 5.8476 | 41.7334 | 43.1768
7277 | 26197200 | 5.8477 | 41.7354 | 43.1788
7278 | 26200800 | 5.8477 | 41.7373 | 43.1807
7279 | 26204400 | 5.8477 | 41.7393 | 43.1827
7280 | 26208000 | 5.8477 | 41.7413 | 43.1846
7281 | 26211600 | 5.8478 | 41.7432 | 43.1866
7282 | 26215200 | 5.8478 | 41.7452 | 43.1886
7283 | 26218800 | 5.8478 | 41.7471 | 43.1905
7284 | 26222400 | 5.8479 | 41.7491 | 43.1925
7285 | 26226000 | 5.8479 | 41.751 | 43.1944
7286 | 26229600 | 5.8479 | 41.753 | 43.1964
7287 | 26233200 | 5.848 | 41.755 | 43.1984
7288 | 26236800 | 5.848 | 41.7569 | 43.2003
7289 | 26240400 | 5.848 | 41.7589 | 43.2023
7290 | 26244000 | 5.848 | 41.7608 | 43.2042
7291 | 26247600 | 5.8481 | 41.7628 | 43.2062
7292 | 26251200 | 5.8481 | 41.7647 | 43.2082
7293 | 26254800 | 5.8481 | 41.7667 | 43.2101
7294 | 26258400 | 5.8482 | 41.7687 | 43.2121
7295 | 26262000 | 5.8482 | 41.7706 | 43.214
7296 | 26265600 | 5.8482 | 41.7726 | 43.216
7297 | 26269200 | 5.8483 | 41.7745 | 43.218
7298 | 26272800 | 5.8483 | 41.7765 | 43.2199
7299 | 26276400 | 5.8483 | 41.7784 | 43.2219
7300 | 26280000 | 5.8483 | 41.7804 | 43.2238
7301 | 26283600 | 5.8484 | 41.7824 | 43.2258
7302 | 26287200 | 5.8484 | 41.7843 | 43.2277
7303 | 26290800 | 5.8484 | 41.7863 | 43.2297
7304 | 26294400 | 5.8485 | 41.7882 | 43.2317
7305 | 26298000 | 5.8485 | 41.7902 | 43.2336
7306 | 26301600 | 5.8485 | 41.7921 | 43.2356
7307 | 26305200 | 5.8485 | 41.7941 | 43.2375
7308 | 26308800 | 5.8486 | 41.796 | 43.2395
7309 | 26312400 | 5.8486 | 41.798 | 43.2414
7310 | 26316000 | 5.8486 | 41.7999 | 43.2434
7311 | 26319600 | 5.8487 | 41.8019 | 43.2454
7312 | 26323200 | 5.8487 | 41.8039 | 43.2473
7313 | 26326800 | 5.8487 | 41.8058 | 43.2493
7314 | 26330400 | 5.8488 | 41.8078 | 43.2512
7315 | 26334000 | 5.8488 | 41.8097 | 43.2532
7316 | 26337600 | 5.8488 | 41.8117 | 43.2551
7317 | 26341200 | 5.8488 | 41.8136 | 43.2571
7318 | 26344800 | 5.8489 | 41.8156 | 43.2591
7319 | 26348400 | 5.8489 | 41.8175 | 43.261
7320 | 26352000 | 5.8489 | 41.8195 | 43.263
7321 | 26355600 | 5.849 | 41.8214 | 43.2649
7322 | 26359200 | 5.849 | 41.8234 | 43.2669
7323 | 26362800 | 5.849 | 41.8253 | 43.2688
7324 | 26366400 | 5.849 | 41.8273 | 43.2708
7325 | 26370000 | 5.8491 | 41.8292 | 43.2727
7326 | 26373600 | 5.8491 | 41.8312 | 43.2747
7327 | 26377200 | 5.8491 | 41.8331 | 43.2766
7328 | 26380800 | 5.8492 | 41.8351 | 43.2786
7329 | 26384400 | 5.8492 | 41.8371 | 43.2806
7330 | 26388000 | 5.8492 | 41.839 | 43.2825
7331 | 26391600 | 5.8493 | 41.841 | 43.2845
7332 | 26395200 | 5.8493 | 41.8429 | 43.2864
7333 | 26398800 | 5.8493 | 41.8449 | 43.2884
7334 | 26402400 | 5.8493 | 41.8468 | 43.2903
7335 | 26406000 | 5.8494 | 41.8488 | 43.2923
7336 | 26409600 | 5.8494 | 41.8507 | 43.2942
7337 | 26413200 | 5.8494 | 41.8527 | 43.2962
7338 | 26416800 | 5.8495 | 41.8546 | 43.2981
7339 | 26420400 | 5.8495 | 41.8566 | 43.3001
7340 | 26424000 | 5.8495 | 41.8585 | 43.302
7341 | 26427600 | 5.8495 | 41.8605 | 43.304
7342 | 26431200 | 5.8496 | 41.8624 | 43.3059
7343 | 26434800 | 5.8496 | 41.8644 | 43.3079
7344 | 26438400 | 5.8496 | 41.8663 | 43.3099
7345 | 26442000 | 5.8497 | 41.8683 | 43.3118
7346 | 26445600 | 5.8497 | 41.8702 | 43.3138
7347 | 26449200 | 5.8497 | 41.8722 | 43.3157
7348 | 26452800 | 5.8498 | 41.8741 | 43.3177
7349 | 26456400 | 5.8498 | 41.8761 | 43.3196
7350 | 26460000 | 5.8498 | 41.878 | 43.3216
7351 | 26463600 | 5.8498 | 41.88 | 43.3235
7352 | 26467200 | 5.8499 | 41.8819 | 43.3255
7353 | 26470800 | 5.8499 | 41.8839 | 43.3274
7354 | 26474400 | 5.8499 | 41.8858 | 43.3294
7355 | 26478000 | 5.85 | 41.8878 | 43.3313
7356 | 26481600 | 5.85 | 41.8897 | 43.3333
7357 | 26485200 | 5.85 | 41.8916 | 43.3352
7358 | 26488800 | 5.85 | 41.8936 | 43.3372
7359 | 26492400 | 5.8501 | 41.8955 | 43.3391
7360 | 26496000 | 5.8501 | 41.8975 | 43.3411
7361 | 26499600 | 5.8501 | 41.8994 | 43.343
7362 | 26503200 | 5.8502 | 41.9014 | 43.345
7363 | 26506800 | 5.8502 | 41.9033 | 43.3469
7364 | 26510400 | 5.8502 | 41.9053 | 43.3489
7365 | 26514000 | 5.8502 | 41.9072 | 43.3508
7366 | 26517600 | 5.8503 | 41.9092 | 43.3528
7367 | 26521200 | 5.8503 | 41.9111 | 43.3547
7368 | 26524800 | 5.8503 | 41.9131 | 43.3567
7369 | 26528400 | 5.8504 | 41.915 | 43.3586
7370 | 26532000 | 5.8504 | 41.917 | 43.3606
7371 | 26535600 | 5.8504 | 41.9189 | 43.3625
7372 | 26539200 | 5.8505 | 41.9209 | 43.3645
7373 | 26542800 | 5.8505 | 41.9228 | 43.3664
7374 | 26546400 | 5.8505 | 41.9247 | 43.3684
7375 | 26550000 | 5.8505 | 41.9267 | 43.3703
7376 | 26553600 | 5.8506 | 41.9286 | 43.3723
7377 | 26557200 | 5.8506 | 41.9306 | 43.3742
7378 | 26560800 | 5.8506 | 41.9325 | 43.3762
7379 | 26564400 | 5.8507 | 41.9345 | 43.3781
7380 | 26568000 | 5.8507 | 41.9364 | 43.38
7381 | 26571600 | 5.8507 | 41.9384 | 43.382
7382 | 26575200 | 5.8507 | 41.9403 | 43.3839
7383 | 26578800 | 5.8508 | 41.9423 | 43.3859
7384 | 26582400 | 5.8508 | 41.9442 | 43.3878
7385 | 26586000 | 5.8508 | 41.9461 | 43.3898
7386 | 26589600 | 5.8509 | 41.9481 | 43.3917
7387 | 26593200 | 5.8509 | 41.95 | 43.3937
7388 | 26596800 | 5.8509 | 41.952 | 43.3956
7389 | 26600400 | 5.8509 | 41.9539 | 43.3976
7390 | 26604000 | 5.851 | 41.9559 | 43.3995
7391 | 26607600 | 5.851 | 41.9578 | 43.4015
7392 | 26611200 | 5.851 | 41.9598 | 43.4034
7393 | 26614800 | 5.8511 | 41.9617 | 43.4054
7394 | 26618400 | 5.8511 | 41.9636 | 43.4073
7395 | 26622000 | 5.8511 | 41.9656 | 43.4092
7396 | 26625600 | 5.8512 | 41.9675 | 43.4112
7397 | 26629200 | 5.8512 | 41.9695 | 43.4131
7398 | 26632800 | 5.8512 | 41.9714 | 43.4151
7399 | 26636400 | 5.8512 | 41.9734 | 43.417
7400 | 26640000 | 5.8513 | 41.9753 | 43.419
7401 | 26643600 | 5.8513 | 41.9772 | 43.4209
7402 | 26647200 | 5.8513 | 41.9792 | 43.4229
7403 | 26650800 | 5.8514 | 41.9811 | 43.4248
7404 | 26654400 | 5.8514 | 41.9831 | 43.4267
7405 | 26658000 | 5.8514 | 41.985 | 43.4287
7406 | 26661600 | 5.8514 | 41.9869 | 43.4306
7407 | 26665200 | 5.8515 | 41.9889 | 43.4326
7408 | 26668800 | 5.8515 | 41.9908 | 43.4345
7409 | 26672400 | 5.8515 | 41.9928 | 43.4365
7410 | 26676000 | 5.8516 | 41.9947 | 43.4384
7411 | 26679600 | 5.8516 | 41.9967 | 43.4404
7412 | 26683200 | 5.8516 | 41.9986 | 43.4423
7413 | 26686800 | 5.8516 | 42.0005 | 43.4442
7414 | 26690400 | 5.8517 | 42.0025 | 43.4462
7415 | 26694000 | 5.8517 | 42.0044 | 43.4481
7416 | 26697600 | 5.8517 | 42.0064 | 43.4501
7417 | 26701200 | 5.8518 | 42.0083 | 43.452
7418 | 26704800 | 5.8518 | 42.0102 | 43.454
7419 | 26708400 | 5.8518 | 42.0122 | 43.4559
7420 | 26712000 | 5.8518 | 42.0141 | 43.4578
7421 | 26715600 | 5.8519 | 42.0161 | 43.4598
7422 | 26719200 | 5.8519 | 42.018 | 43.4617
7423 | 26722800 | 5.8519 | 42.0199 | 43.4637
7424 | 26726400 | 5.852 | 42.0219 | 43.4656
7425 | 26730000 | 5.852 | 42.0238 | 43.4675
7426 | 26733600 | 5.852 | 42.0258 | 43.4695
7427 | 26737200 | 5.852 | 42.0277 | 43.4714
7428 | 26740800 | 5.8521 | 42.0296 | 43.4734
7429 | 26744400 | 5.8521 | 42.0316 | 43.4753
7430 | 26748000 | 5.8521 | 42.0335 | 43.4773
7431 | 26751600 | 5.8522 | 42.0355 | 43.4792
7432 | 26755200 | 5.8522 | 42.0374 | 43.4811
7433 | 26758800 | 5.8522 | 42.0393 | 43.4831
7434 | 26762400 | 5.8522 | 42.0413 | 43.485
7435 | 26766000 | 5.8523 | 42.0432 | 43.487
7436 | 26769600 | 5.8523 | 42.0451 | 43.4889
7437 | 26773200 | 5.8523 | 42.0471 | 43.4908
7438 | 26776800 | 5.8524 | 42.049 | 43.4928
7439 | 26780400 | 5.8524 | 42.051 | 43.4947
7440 | 26784000 | 5.8524 | 42.0529 | 43.4967
7441 | 26787600 | 5.8524 | 42.0548 | 43.4986
7442 | 26791200 | 5.8525 | 42.0568 | 43.5005
7443 | 26794800 | 5.8525 | 42.0587 | 43.5025
7444 | 26798400 | 5.8525 | 42.0606 | 43.5044
7445 | 26802000 | 5.8526 | 42.0626 | 43.5064
7446 | 26805600 | 5.8526 | 42.0645 | 43.5083
7447 | 26809200 | 5.8526 | 42.0665 | 43.5102
7448 | 26812800 | 5.8527 | 42.0684 | 43.5122
7449 | 26816400 | 5.8527 | 42.0703 | 43.5141
7450 | 26820000 | 5.8527 | 42.0723 | 43.516
7451 | 26823600 | 5.8527 | 42.0742 | 43.518
7452 | 26827200 | 5.8528 | 42.0761 | 43.5199
7453 | 26830800 | 5.8528 | 42.0781 | 43.5219
7454 | 26834400 | 5.8528 | 42.08 | 43.5238
7455 | 26838000 | 5.8529 | 42.0819 | 43.5257
7456 | 26841600 | 5.8529 | 42.0839 | 43.5277
7457 | 26845200 | 5.8529 | 42.0858 | 43.5296
7458 | 26848800 | 5.8529 | 42.0877 | 43.5316
7459 | 26852400 | 5.853 | 42.0897 | 43.5335
7460 | 26856000 | 5.853 | 42.0916 | 43.5354
7461 | 26859600 | 5.853 | 42.0935 | 43.5374
7462 | 26863200 | 5.8531 | 42.0955 | 43.5393
7463 | 26866800 | 5.8531 | 42.0974 | 43.5412
7464 | 26870400 | 5.8531 | 42.0994 | 43.5432
7465 | 26874000 | 5.8531 | 42.1013 | 43.5451
7466 | 26877600 | 5.8532 | 42.1032 | 43.547
7467 | 26881200 | 5.8532 | 42.1052 | 43.549
7468 | 26884800 | 5.8532 | 42.1071 | 43.5509
7469 | 26888400 | 5.8533 | 42.109 | 43.5529
7470 | 26892000 | 5.8533 | 42.111 | 43.5548
7471 | 26895600 | 5.8533 | 42.1129 | 43.5567
7472 | 26899200 | 5.8533 | 42.1148 | 43.5587
7473 | 26902800 | 5.8534 | 42.1168 | 43.5606
7474 | 26906400 | 5.8534 | 42.1187 | 43.5625
7475 | 26910000 | 5.8534 | 42.1206 | 43.5645
7476 | 26913600 | 5.8535 | 42.1226 | 43.5664
7477 | 26917200 | 5.8535 | 42.1245 | 43.5683
7478 | 26920800 | 5.8535 | 42.1264 | 43.5703
7479 | 26924400 | 5.8535 | 42.1284 | 43.5722
7480 | 26928000 | 5.8536 | 42.1303 | 43.5741
7481 | 26931600 | 5.8536 | 42.1322 | 43.5761
7482 | 26935200 | 5.8536 | 42.1341 | 43.578
7483 | 26938800 | 5.8537 | 42.1361 | 43.5799
7484 | 26942400 | 5.8537 | 42.138 | 43.5819
7485 | 26946000 | 5.8537 | 42.1399 | 43.5838
7486 | 26949600 | 5.8537 | 42.1419 | 43.5857
7487 | 26953200 | 5.8538 | 42.1438 | 43.5877
7488 | 26956800 | 5.8538 | 42.1457 | 43.5896
7489 | 26960400 | 5.8538 | 42.1477 | 43.5915
7490 | 26964000 | 5.8539 | 42.1496 | 43.5935
7491 | 26967600 | 5.8539 | 42.1515 | 43.5954
7492 | 26971200 | 5.8539 | 42.1535 | 43.5973
7493 | 26974800 | 5.8539 | 42.1554 | 43.5993
7494 | 26978400 | 5.854 | 42.1573 | 43.6012
7495 | 26982000 | 5.854 | 42.1593 | 43.6031
7496 | 26985600 | 5.854 | 42.1612 | 43.6051
7497 | 26989200 | 5.854 | 42.1631 | 43.607
7498 | 26992800 | 5.8541 | 42.165 | 43.6089
7499 | 26996400 | 5.8541 | 42.167 | 43.6109
7500 | 27000000 | 5.8541 | 42.1689 | 43.6128
7501 | 27003600 | 5.8542 | 42.1708 | 43.6147
7502 | 27007200 | 5.8542 | 42.1728 | 43.6167
7503 | 27010800 | 5.8542 | 42.1747 | 43.6186
7504 | 27014400 | 5.8542 | 42.1766 | 43.6205
7505 | 27018000 | 5.8543 | 42.1786 | 43.6225
7506 | 27021600 | 5.8543 | 42.1805 | 43.6244
7507 | 27025200 | 5.8543 | 42.1824 | 43.6263
7508 | 27028800 | 5.8544 | 42.1843 | 43.6283
7509 | 27032400 | 5.8544 | 42.1863 | 43.6302
7510 | 27036000 | 5.8544 | 42.1882 | 43.6321
7511 | 27039600 | 5.8544 | 42.1901 | 43.6341
7512 | 27043200 | 5.8545 | 42.1921 | 43.636
7513 | 27046800 | 5.8545 | 42.194 | 43.6379
7514 | 27050400 | 5.8545 | 42.1959 | 43.6398
7515 | 27054000 | 5.8546 | 42.1978 | 43.6418
7516 | 27057600 | 5.8546 | 42.1998 | 43.6437
7517 | 27061200 | 5.8546 | 42.2017 | 43.6456
7518 | 27064800 | 5.8546 | 42.2036 | 43.6476
7519 | 27068400 | 5.8547 | 42.2055 | 43.6495
7520 | 27072000 | 5.8547 | 42.2075 | 43.6514
7521 | 27075600 | 5.8547 | 42.2094 | 43.6533
7522 | 27079200 | 5.8548 | 42.2113 | 43.6553
7523 | 27082800 | 5.8548 | 42.2133 | 43.6572
7524 | 27086400 | 5.8548 | 42.2152 | 43.6591
7525 | 27090000 | 5.8548 | 42.2171 | 43.6611
7526 | 27093600 | 5.8549 | 42.219 | 43.663
7527 | 27097200 | 5.8549 | 42.221 | 43.6649
7528 | 27100800 | 5.8549 | 42.2229 | 43.6669
7529 | 27104400 | 5.855 | 42.2248 | 43.6688
7530 | 27108000 | 5.855 | 42.2267 | 43.6707
7531 | 27111600 | 5.855 | 42.2287 | 43.6726
7532 | 27115200 | 5.855 | 42.2306 | 43.6746
7533 | 27118800 | 5.8551 | 42.2325 | 43.6765
7534 | 27122400 | 5.8551 | 42.2344 | 43.6784
7535 | 27126000 | 5.8551 | 42.2364 | 43.6803
7536 | 27129600 | 5.8552 | 42.2383 | 43.6823
7537 | 27133200 | 5.8552 | 42.2402 | 43.6842
7538 | 27136800 | 5.8552 | 42.2421 | 43.6861
7539 | 27140400 | 5.8552 | 42.2441 | 43.6881
7540 | 27144000 | 5.8553 | 42.246 | 43.69
7541 | 27147600 | 5.8553 | 42.2479 | 43.6919
7542 | 27151200 | 5.8553 | 42.2498 | 43.6938
7543 | 27154800 | 5.8554 | 42.2518 | 43.6958
7544 | 27158400 | 5.8554 | 42.2537 | 43.6977
7545 | 27162000 | 5.8554 | 42.2556 | 43.6996
7546 | 27165600 | 5.8554 | 42.2575 | 43.7015
7547 | 27169200 | 5.8555 | 42.2595 | 43.7035
7548 | 27172800 | 5.8555 | 42.2614 | 43.7054
7549 | 27176400 | 5.8555 | 42.2633 | 43.7073
7550 | 27180000 | 5.8555 | 42.2652 | 43.7092
7551 | 27183600 | 5.8556 | 42.2672 | 43.7112
7552 | 27187200 | 5.8556 | 42.2691 | 43.7131
7553 | 27190800 | 5.8556 | 42.271 | 43.715
7554 | 27194400 | 5.8557 | 42.2729 | 43.7169
7555 | 27198000 | 5.8557 | 42.2748 | 43.7189
7556 | 27201600 | 5.8557 | 42.2768 | 43.7208
7557 | 27205200 | 5.8557 | 42.2787 | 43.7227
7558 | 27208800 | 5.8558 | 42.2806 | 43.7246
7559 | 27212400 | 5.8558 | 42.2825 | 43.7266
7560 | 27216000 | 5.8558 | 42.2845 | 43.7285
7561 | 27219600 | 5.8559 | 42.2864 | 43.7304
7562 | 27223200 | 5.8559 | 42.2883 | 43.7323
7563 | 27226800 | 5.8559 | 42.2902 | 43.7343
7564 | 27230400 | 5.8559 | 42.2921 | 43.7362
7565 | 27234000 | 5.856 | 42.2941 | 43.7381
7566 | 27237600 | 5.856 | 42.296 | 43.74
7567 | 27241200 | 5.856 | 42.2979 | 43.742
7568 | 27244800 | 5.8561 | 42.2998 | 43.7439
7569 | 27248400 | 5.8561 | 42.3017 | 43.7458
7570 | 27252000 | 5.8561 | 42.3037 | 43.7477
7571 | 27255600 | 5.8561 | 42.3056 | 43.7497
7572 | 27259200 | 5.8562 | 42.3075 | 43.7516
7573 | 27262800 | 5.8562 | 42.3094 | 43.7535
7574 | 27266400 | 5.8562 | 42.3114 | 43.7554
7575 | 27270000 | 5.8562 | 42.3133 | 43.7573
7576 | 27273600 | 5.8563 | 42.3152 | 43.7593
7577 | 27277200 | 5.8563 | 42.3171 | 43.7612
7578 | 27280800 | 5.8563 | 42.319 | 43.7631
7579 | 27284400 | 5.8564 | 42.321 | 43.765
7580 | 27288000 | 5.8564 | 42.3229 | 43.767
7581 | 27291600 | 5.8564 | 42.3248 | 43.7689
7582 | 27295200 | 5.8564 | 42.3267 | 43.7708
7583 | 27298800 | 5.8565 | 42.3286 | 43.7727
7584 | 27302400 | 5.8565 | 42.3305 | 43.7746
7585 | 27306000 | 5.8565 | 42.3325 | 43.7766
7586 | 27309600 | 5.8566 | 42.3344 | 43.7785
7587 | 27313200 | 5.8566 | 42.3363 | 43.7804
7588 | 27316800 | 5.8566 | 42.3382 | 43.7823
7589 | 27320400 | 5.8566 | 42.3401 | 43.7842
7590 | 27324000 | 5.8567 | 42.3421 | 43.7862
7591 | 27327600 | 5.8567 | 42.344 | 43.7881
7592 | 27331200 | 5.8567 | 42.3459 | 43.79
7593 | 27334800 | 5.8568 | 42.3478 | 43.7919
7594 | 27338400 | 5.8568 | 42.3497 | 43.7938
7595 | 27342000 | 5.8568 | 42.3517 | 43.7958
7596 | 27345600 | 5.8568 | 42.3536 | 43.7977
7597 | 27349200 | 5.8569 | 42.3555 | 43.7996
7598 | 27352800 | 5.8569 | 42.3574 | 43.8015
7599 | 27356400 | 5.8569 | 42.3593 | 43.8034
7600 | 27360000 | 5.8569 | 42.3612 | 43.8054
7601 | 27363600 | 5.857 | 42.3632 | 43.8073
7602 | 27367200 | 5.857 | 42.3651 | 43.8092
7603 | 27370800 | 5.857 | 42.367 | 43.8111
7604 | 27374400 | 5.8571 | 42.3689 | 43.813
7605 | 27378000 | 5.8571 | 42.3708 | 43.815
7606 | 27381600 | 5.8571 | 42.3727 | 43.8169
7607 | 27385200 | 5.8571 | 42.3747 | 43.8188
7608 | 27388800 | 5.8572 | 42.3766 | 43.8207
7609 | 27392400 | 5.8572 | 42.3785 | 43.8226
7610 | 27396000 | 5.8572 | 42.3804 | 43.8246
7611 | 27399600 | 5.8573 | 42.3823 | 43.8265
7612 | 27403200 | 5.8573 | 42.3842 | 43.8284
7613 | 27406800 | 5.8573 | 42.3862 | 43.8303
7614 | 27410400 | 5.8573 | 42.3881 | 43.8322
7615 | 27414000 | 5.8574 | 42.39 | 43.8341
7616 | 27417600 | 5.8574 | 42.3919 | 43.8361
7617 | 27421200 | 5.8574 | 42.3938 | 43.838
7618 | 27424800 | 5.8574 | 42.3957 | 43.8399
7619 | 27428400 | 5.8575 | 42.3976 | 43.8418
7620 | 27432000 | 5.8575 | 42.3996 | 43.8437
7621 | 27435600 | 5.8575 | 42.4015 | 43.8456
7622 | 27439200 | 5.8576 | 42.4034 | 43.8476
7623 | 27442800 | 5.8576 | 42.4053 | 43.8495
7624 | 27446400 | 5.8576 | 42.4072 | 43.8514
7625 | 27450000 | 5.8576 | 42.4091 | 43.8533
7626 | 27453600 | 5.8577 | 42.411 | 43.8552
7627 | 27457200 | 5.8577 | 42.413 | 43.8571
7628 | 27460800 | 5.8577 | 42.4149 | 43.8591
7629 | 27464400 | 5.8578 | 42.4168 | 43.861
7630 | 27468000 | 5.8578 | 42.4187 | 43.8629
7631 | 27471600 | 5.8578 | 42.4206 | 43.8648
7632 | 27475200 | 5.8578 | 42.4225 | 43.8667
7633 | 27478800 | 5.8579 | 42.4244 | 43.8686
7634 | 27482400 | 5.8579 | 42.4263 | 43.8706
7635 | 27486000 | 5.8579 | 42.4283 | 43.8725
7636 | 27489600 | 5.8579 | 42.4302 | 43.8744
7637 | 27493200 | 5.858 | 42.4321 | 43.8763
7638 | 27496800 | 5.858 | 42.434 | 43.8782
7639 | 27500400 | 5.858 | 42.4359 | 43.8801
7640 | 27504000 | 5.8581 | 42.4378 | 43.882
7641 | 27507600 | 5.8581 | 42.4397 | 43.884
7642 | 27511200 | 5.8581 | 42.4416 | 43.8859
7643 | 27514800 | 5.8581 | 42.4436 | 43.8878
7644 | 27518400 | 5.8582 | 42.4455 | 43.8897
7645 | 27522000 | 5.8582 | 42.4474 | 43.8916
7646 | 27525600 | 5.8582 | 42.4493 | 43.8935
7647 | 27529200 | 5.8582 | 42.4512 | 43.8954
7648 | 27532800 | 5.8583 | 42.4531 | 43.8974
7649 | 27536400 | 5.8583 | 42.455 | 43.8993
7650 | 27540000 | 5.8583 | 42.4569 | 43.9012
7651 | 27543600 | 5.8584 | 42.4588 | 43.9031
7652 | 27547200 | 5.8584 | 42.4608 | 43.905
7653 | 27550800 | 5.8584 | 42.4627 | 43.9069
7654 | 27554400 | 5.8584 | 42.4646 | 43.9088
7655 | 27558000 | 5.8585 | 42.4665 | 43.9107
7656 | 27561600 | 5.8585 | 42.4684 | 43.9127
7657 | 27565200 | 5.8585 | 42.4703 | 43.9146
7658 | 27568800 | 5.8586 | 42.4722 | 43.9165
7659 | 27572400 | 5.8586 | 42.4741 | 43.9184
7660 | 27576000 | 5.8586 | 42.476 | 43.9203
7661 | 27579600 | 5.8586 | 42.478 | 43.9222
7662 | 27583200 | 5.8587 | 42.4799 | 43.9241
7663 | 27586800 | 5.8587 | 42.4818 | 43.926
7664 | 27590400 | 5.8587 | 42.4837 | 43.9279
7665 | 27594000 | 5.8587 | 42.4856 | 43.9299
7666 | 27597600 | 5.8588 | 42.4875 | 43.9318
7667 | 27601200 | 5.8588 | 42.4894 | 43.9337
7668 | 27604800 | 5.8588 | 42.4913 | 43.9356
7669 | 27608400 | 5.8589 | 42.4932 | 43.9375
7670 | 27612000 | 5.8589 | 42.4951 | 43.9394
7671 | 27615600 | 5.8589 | 42.497 | 43.9413
7672 | 27619200 | 5.8589 | 42.4989 | 43.9432
7673 | 27622800 | 5.859 | 42.5009 | 43.9451
7674 | 27626400 | 5.859 | 42.5028 | 43.9471
7675 | 27630000 | 5.859 | 42.5047 | 43.949
7676 | 27633600 | 5.859 | 42.5066 | 43.9509
7677 | 27637200 | 5.8591 | 42.5085 | 43.9528
7678 | 27640800 | 5.8591 | 42.5104 | 43.9547
7679 | 27644400 | 5.8591 | 42.5123 | 43.9566
7680 | 27648000 | 5.8592 | 42.5142 | 43.9585
7681 | 27651600 | 5.8592 | 42.5161 | 43.9604
7682 | 27655200 | 5.8592 | 42.518 | 43.9623
7683 | 27658800 | 5.8592 | 42.5199 | 43.9642
7684 | 27662400 | 5.8593 | 42.5218 | 43.9662
7685 | 27666000 | 5.8593 | 42.5237 | 43.9681
7686 | 27669600 | 5.8593 | 42.5257 | 43.97
7687 | 27673200 | 5.8593 | 42.5276 | 43.9719
7688 | 27676800 | 5.8594 | 42.5295 | 43.9738
7689 | 27680400 | 5.8594 | 42.5314 | 43.9757
7690 | 27684000 | 5.8594 | 42.5333 | 43.9776
7691 | 27687600 | 5.8595 | 42.5352 | 43.9795
7692 | 27691200 | 5.8595 | 42.5371 | 43.9814
7693 | 27694800 | 5.8595 | 42.539 | 43.9833
7694 | 27698400 | 5.8595 | 42.5409 | 43.9852
7695 | 27702000 | 5.8596 | 42.5428 | 43.9871
7696 | 27705600 | 5.8596 | 42.5447 | 43.9891
7697 | 27709200 | 5.8596 | 42.5466 | 43.991
7698 | 27712800 | 5.8596 | 42.5485 | 43.9929
7699 | 27716400 | 5.8597 | 42.5504 | 43.9948
7700 | 27720000 | 5.8597 | 42.5523 | 43.9967
7701 | 27723600 | 5.8597 | 42.5542 | 43.9986
7702 | 27727200 | 5.8598 | 42.5561 | 44.0005
7703 | 27730800 | 5.8598 | 42.558 | 44.0024
7704 | 27734400 | 5.8598 | 42.5599 | 44.0043
7705 | 27738000 | 5.8598 | 42.5619 | 44.0062
7706 | 27741600 | 5.8599 | 42.5638 | 44.0081
7707 | 27745200 | 5.8599 | 42.5657 | 44.01
7708 | 27748800 | 5.8599 | 42.5676 | 44.0119
7709 | 27752400 | 5.8599 | 42.5695 | 44.0138
7710 | 27756000 | 5.86 | 42.5714 | 44.0157
7711 | 27759600 | 5.86 | 42.5733 | 44.0176
7712 | 27763200 | 5.86 | 42.5752 | 44.0196
7713 | 27766800 | 5.8601 | 42.5771 | 44.0215
7714 | 27770400 | 5.8601 | 42.579 | 44.0234
7715 | 27774000 | 5.8601 | 42.5809 | 44.0253
7716 | 27777600 | 5.8601 | 42.5828 | 44.0272
7717 | 27781200 | 5.8602 | 42.5847 | 44.0291
7718 | 27784800 | 5.8602 | 42.5866 | 44.031
7719 | 27788400 | 5.8602 | 42.5885 | 44.0329
7720 | 27792000 | 5.8602 | 42.5904 | 44.0348
7721 | 27795600 | 5.8603 | 42.5923 | 44.0367
7722 | 27799200 | 5.8603 | 42.5942 | 44.0386
7723 | 27802800 | 5.8603 | 42.5961 | 44.0405
7724 | 27806400 | 5.8604 | 42.598 | 44.0424
7725 | 27810000 | 5.8604 | 42.5999 | 44.0443
7726 | 27813600 | 5.8604 | 42.6018 | 44.0462
7727 | 27817200 | 5.8604 | 42.6037 | 44.0481
7728 | 27820800 | 5.8605 | 42.6056 | 44.05
7729 | 27824400 | 5.8605 | 42.6075 | 44.0519
7730 | 27828000 | 5.8605 | 42.6094 | 44.0538
7731 | 27831600 | 5.8605 | 42.6113 | 44.0557
7732 | 27835200 | 5.8606 | 42.6132 | 44.0576
7733 | 27838800 | 5.8606 | 42.6151 | 44.0595
7734 | 27842400 | 5.8606 | 42.617 | 44.0614
7735 | 27846000 | 5.8607 | 42.6189 | 44.0633
7736 | 27849600 | 5.8607 | 42.6208 | 44.0652
7737 | 27853200 | 5.8607 | 42.6227 | 44.0672
7738 | 27856800 | 5.8607 | 42.6246 | 44.0691
7739 | 27860400 | 5.8608 | 42.6265 | 44.071
7740 | 27864000 | 5.8608 | 42.6284 | 44.0729
7741 | 27867600 | 5.8608 | 42.6303 | 44.0748
7742 | 27871200 | 5.8608 | 42.6322 | 44.0767
7743 | 27874800 | 5.8609 | 42.6341 | 44.0786
7744 | 27878400 | 5.8609 | 42.636 | 44.0805
7745 | 27882000 | 5.8609 | 42.6379 | 44.0824
7746 | 27885600 | 5.861 | 42.6398 | 44.0843
7747 | 27889200 | 5.861 | 42.6417 | 44.0862
7748 | 27892800 | 5.861 | 42.6436 | 44.0881
7749 | 27896400 | 5.861 | 42.6455 | 44.09
7750 | 27900000 | 5.8611 | 42.6474 | 44.0919
7751 | 27903600 | 5.8611 | 42.6493 | 44.0938
7752 | 27907200 | 5.8611 | 42.6512 | 44.0957
7753 | 27910800 | 5.8611 | 42.6531 | 44.0976
7754 | 27914400 | 5.8612 | 42.655 | 44.0995
7755 | 27918000 | 5.8612 | 42.6569 | 44.1014
7756 | 27921600 | 5.8612 | 42.6588 | 44.1033
7757 | 27925200 | 5.8613 | 42.6607 | 44.1052
7758 | 27928800 | 5.8613 | 42.6626 | 44.1071
7759 | 27932400 | 5.8613 | 42.6645 | 44.109
7760 | 27936000 | 5.8613 | 42.6664 | 44.1109
7761 | 27939600 | 5.8614 | 42.6683 | 44.1128
7762 | 27943200 | 5.8614 | 42.6702 | 44.1147
7763 | 27946800 | 5.8614 | 42.6721 | 44.1166
7764 | 27950400 | 5.8614 | 42.674 | 44.1185
7765 | 27954000 | 5.8615 | 42.6759 | 44.1204
7766 | 27957600 | 5.8615 | 42.6778 | 44.1223
7767 | 27961200 | 5.8615 | 42.6797 | 44.1242
7768 | 27964800 | 5.8615 | 42.6816 | 44.1261
7769 | 27968400 | 5.8616 | 42.6835 | 44.128
7770 | 27972000 | 5.8616 | 42.6854 | 44.1299
7771 | 27975600 | 5.8616 | 42.6873 | 44.1318
7772 | 27979200 | 5.8617 | 42.6892 | 44.1337
7773 | 27982800 | 5.8617 | 42.6911 | 44.1356
7774 | 27986400 | 5.8617 | 42.6929 | 44.1375
7775 | 27990000 | 5.8617 | 42.6948 | 44.1394
7776 | 27993600 | 5.8618 | 42.6967 | 44.1413
7777 | 27997200 | 5.8618 | 42.6986 | 44.1432
7778 | 28000800 | 5.8618 | 42.7005 | 44.145
7779 | 28004400 | 5.8618 | 42.7024 | 44.1469
7780 | 28008000 | 5.8619 | 42.7043 | 44.1488
7781 | 28011600 | 5.8619 | 42.7062 | 44.1507
7782 | 28015200 | 5.8619 | 42.7081 | 44.1526
7783 | 28018800 | 5.862 | 42.71 | 44.1545
7784 | 28022400 | 5.862 | 42.7119 | 44.1564
7785 | 28026000 | 5.862 | 42.7138 | 44.1583
7786 | 28029600 | 5.862 | 42.7157 | 44.1602
7787 | 28033200 | 5.8621 | 42.7176 | 44.1621
7788 | 28036800 | 5.8621 | 42.7195 | 44.164
7789 | 28040400 | 5.8621 | 42.7214 | 44.1659
7790 | 28044000 | 5.8621 | 42.7233 | 44.1678
7791 | 28047600 | 5.8622 | 42.7252 | 44.1697
7792 | 28051200 | 5.8622 | 42.7271 | 44.1716
7793 | 28054800 | 5.8622 | 42.7289 | 44.1735
7794 | 28058400 | 5.8622 | 42.7308 | 44.1754
7795 | 28062000 | 5.8623 | 42.7327 | 44.1773
7796 | 28065600 | 5.8623 | 42.7346 | 44.1792
7797 | 28069200 | 5.8623 | 42.7365 | 44.1811
7798 | 28072800 | 5.8624 | 42.7384 | 44.183
7799 | 28076400 | 5.8624 | 42.7403 | 44.1849
7800 | 28080000 | 5.8624 | 42.7422 | 44.1868
7801 | 28083600 | 5.8624 | 42.7441 | 44.1887
7802 | 28087200 | 5.8625 | 42.746 | 44.1906
7803 | 28090800 | 5.8625 | 42.7479 | 44.1924
7804 | 28094400 | 5.8625 | 42.7498 | 44.1943
7805 | 28098000 | 5.8625 | 42.7517 | 44.1962
7806 | 28101600 | 5.8626 | 42.7536 | 44.1981
7807 | 28105200 | 5.8626 | 42.7554 | 44.2
7808 | 28108800 | 5.8626 | 42.7573 | 44.2019
7809 | 28112400 | 5.8626 | 42.7592 | 44.2038
7810 | 28116000 | 5.8627 | 42.7611 | 44.2057
7811 | 28119600 | 5.8627 | 42.763 | 44.2076
7812 | 28123200 | 5.8627 | 42.7649 | 44.2095
7813 | 28126800 | 5.8628 | 42.7668 | 44.2114
7814 | 28130400 | 5.8628 | 42.7687 | 44.2133
7815 | 28134000 | 5.8628 | 42.7706 | 44.2152
7816 | 28137600 | 5.8628 | 42.7725 | 44.2171
7817 | 28141200 | 5.8629 | 42.7744 | 44.219
7818 | 28144800 | 5.8629 | 42.7762 | 44.2209
7819 | 28148400 | 5.8629 | 42.7781 | 44.2227
7820 | 28152000 | 5.8629 | 42.78 | 44.2246
7821 | 28155600 | 5.863 | 42.7819 | 44.2265
7822 | 28159200 | 5.863 | 42.7838 | 44.2284
7823 | 28162800 | 5.863 | 42.7857 | 44.2303
7824 | 28166400 | 5.863 | 42.7876 | 44.2322
7825 | 28170000 | 5.8631 | 42.7895 | 44.2341
7826 | 28173600 | 5.8631 | 42.7914 | 44.236
7827 | 28177200 | 5.8631 | 42.7933 | 44.2379
7828 | 28180800 | 5.8632 | 42.7951 | 44.2398
7829 | 28184400 | 5.8632 | 42.797 | 44.2417
7830 | 28188000 | 5.8632 | 42.7989 | 44.2436
7831 | 28191600 | 5.8632 | 42.8008 | 44.2454
7832 | 28195200 | 5.8633 | 42.8027 | 44.2473
7833 | 28198800 | 5.8633 | 42.8046 | 44.2492
7834 | 28202400 | 5.8633 | 42.8065 | 44.2511
7835 | 28206000 | 5.8633 | 42.8084 | 44.253
7836 | 28209600 | 5.8634 | 42.8103 | 44.2549
7837 | 28213200 | 5.8634 | 42.8121 | 44.2568
7838 | 28216800 | 5.8634 | 42.814 | 44.2587
7839 | 28220400 | 5.8634 | 42.8159 | 44.2606
7840 | 28224000 | 5.8635 | 42.8178 | 44.2625
7841 | 28227600 | 5.8635 | 42.8197 | 44.2643
7842 | 28231200 | 5.8635 | 42.8216 | 44.2662
7843 | 28234800 | 5.8636 | 42.8235 | 44.2681
7844 | 28238400 | 5.8636 | 42.8254 | 44.27
7845 | 28242000 | 5.8636 | 42.8272 | 44.2719
7846 | 28245600 | 5.8636 | 42.8291 | 44.2738
7847 | 28249200 | 5.8637 | 42.831 | 44.2757
7848 | 28252800 | 5.8637 | 42.8329 | 44.2776
7849 | 28256400 | 5.8637 | 42.8348 | 44.2795
7850 | 28260000 | 5.8637 | 42.8367 | 44.2814
7851 | 28263600 | 5.8638 | 42.8386 | 44.2832
7852 | 28267200 | 5.8638 | 42.8405 | 44.2851
7853 | 28270800 | 5.8638 | 42.8423 | 44.287
7854 | 28274400 | 5.8638 | 42.8442 | 44.2889
7855 | 28278000 | 5.8639 | 42.8461 | 44.2908
7856 | 28281600 | 5.8639 | 42.848 | 44.2927
7857 | 28285200 | 5.8639 | 42.8499 | 44.2946
7858 | 28288800 | 5.864 | 42.8518 | 44.2965
7859 | 28292400 | 5.864 | 42.8537 | 44.2983
7860 | 28296000 | 5.864 | 42.8555 | 44.3002
7861 | 28299600 | 5.864 | 42.8574 | 44.3021
7862 | 28303200 | 5.8641 | 42.8593 | 44.304
7863 | 28306800 | 5.8641 | 42.8612 | 44.3059
7864 | 28310400 | 5.8641 | 42.8631 | 44.3078
7865 | 28314000 | 5.8641 | 42.865 | 44.3097
7866 | 28317600 | 5.8642 | 42.8669 | 44.3116
7867 | 28321200 | 5.8642 | 42.8687 | 44.3134
7868 | 28324800 | 5.8642 | 42.8706 | 44.3153
7869 | 28328400 | 5.8642 | 42.8725 | 44.3172
7870 | 28332000 | 5.8643 | 42.8744 | 44.3191
7871 | 28335600 | 5.8643 | 42.8763 | 44.321
7872 | 28339200 | 5.8643 | 42.8782 | 44.3229
7873 | 28342800 | 5.8643 | 42.88 | 44.3248
7874 | 28346400 | 5.8644 | 42.8819 | 44.3267
7875 | 28350000 | 5.8644 | 42.8838 | 44.3285
7876 | 28353600 | 5.8644 | 42.8857 | 44.3304
7877 | 28357200 | 5.8645 | 42.8876 | 44.3323
7878 | 28360800 | 5.8645 | 42.8895 | 44.3342
7879 | 28364400 | 5.8645 | 42.8913 | 44.3361
7880 | 28368000 | 5.8645 | 42.8932 | 44.338
7881 | 28371600 | 5.8646 | 42.8951 | 44.3398
7882 | 28375200 | 5.8646 | 42.897 | 44.3417
7883 | 28378800 | 5.8646 | 42.8989 | 44.3436
7884 | 28382400 | 5.8646 | 42.9008 | 44.3455
7885 | 28386000 | 5.8647 | 42.9026 | 44.3474
7886 | 28389600 | 5.8647 | 42.9045 | 44.3493
7887 | 28393200 | 5.8647 | 42.9064 | 44.3512
7888 | 28396800 | 5.8647 | 42.9083 | 44.353
7889 | 28400400 | 5.8648 | 42.9102 | 44.3549
7890 | 28404000 | 5.8648 | 42.9121 | 44.3568
7891 | 28407600 | 5.8648 | 42.9139 | 44.3587
7892 | 28411200 | 5.8648 | 42.9158 | 44.3606
7893 | 28414800 | 5.8649 | 42.9177 | 44.3625
7894 | 28418400 | 5.8649 | 42.9196 | 44.3643
7895 | 28422000 | 5.8649 | 42.9215 | 44.3662
7896 | 28425600 | 5.865 | 42.9233 | 44.3681
7897 | 28429200 | 5.865 | 42.9252 | 44.37
7898 | 28432800 | 5.865 | 42.9271 | 44.3719
7899 | 28436400 | 5.865 | 42.929 | 44.3738
7900 | 28440000 | 5.8651 | 42.9309 | 44.3756
7901 | 28443600 | 5.8651 | 42.9327 | 44.3775
7902 | 28447200 | 5.8651 | 42.9346 | 44.3794
7903 | 28450800 | 5.8651 | 42.9365 | 44.3813
7904 | 28454400 | 5.8652 | 42.9384 | 44.3832
7905 | 28458000 | 5.8652 | 42.9403 | 44.3851
7906 | 28461600 | 5.8652 | 42.9421 | 44.3869
7907 | 28465200 | 5.8652 | 42.944 | 44.3888
7908 | 28468800 | 5.8653 | 42.9459 | 44.3907
7909 | 28472400 | 5.8653 | 42.9478 | 44.3926
7910 | 28476000 | 5.8653 | 42.9497 | 44.3945
7911 | 28479600 | 5.8653 | 42.9515 | 44.3963
7912 | 28483200 | 5.8654 | 42.9534 | 44.3982
7913 | 28486800 | 5.8654 | 42.9553 | 44.4001
7914 | 28490400 | 5.8654 | 42.9572 | 44.402
7915 | 28494000 | 5.8655 | 42.9591 | 44.4039
7916 | 28497600 | 5.8655 | 42.9609 | 44.4058
7917 | 28501200 | 5.8655 | 42.9628 | 44.4076
7918 | 28504800 | 5.8655 | 42.9647 | 44.4095
7919 | 28508400 | 5.8656 | 42.9666 | 44.4114
7920 | 28512000 | 5.8656 | 42.9685 | 44.4133
7921 | 28515600 | 5.8656 | 42.9703 | 44.4152
7922 | 28519200 | 5.8656 | 42.9722 | 44.417
7923 | 28522800 | 5.8657 | 42.9741 | 44.4189
7924 | 28526400 | 5.8657 | 42.976 | 44.4208
7925 | 28530000 | 5.8657 | 42.9778 | 44.4227
7926 | 28533600 | 5.8657 | 42.9797 | 44.4246
7927 | 28537200 | 5.8658 | 42.9816 | 44.4264
7928 | 28540800 | 5.8658 | 42.9835 | 44.4283
7929 | 28544400 | 5.8658 | 42.9854 | 44.4302
7930 | 28548000 | 5.8658 | 42.9872 | 44.4321
7931 | 28551600 | 5.8659 | 42.9891 | 44.434
7932 | 28555200 | 5.8659 | 42.991 | 44.4358
7933 | 28558800 | 5.8659 | 42.9929 | 44.4377
7934 | 28562400 | 5.8659 | 42.9947 | 44.4396
7935 | 28566000 | 5.866 | 42.9966 | 44.4415
7936 | 28569600 | 5.866 | 42.9985 | 44.4434
7937 | 28573200 | 5.866 | 43.0004 | 44.4452
7938 | 28576800 | 5.8661 | 43.0022 | 44.4471
7939 | 28580400 | 5.8661 | 43.0041 | 44.449
7940 | 28584000 | 5.8661 | 43.006 | 44.4509
7941 | 28587600 | 5.8661 | 43.0079 | 44.4527
7942 | 28591200 | 5.8662 | 43.0098 | 44.4546
7943 | 28594800 | 5.8662 | 43.0116 | 44.4565
7944 | 28598400 | 5.8662 | 43.0135 | 44.4584
7945 | 28602000 | 5.8662 | 43.0154 | 44.4603
7946 | 28605600 | 5.8663 | 43.0173 | 44.4621
7947 | 28609200 | 5.8663 | 43.0191 | 44.464
7948 | 28612800 | 5.8663 | 43.021 | 44.4659
7949 | 28616400 | 5.8663 | 43.0229 | 44.4678
7950 | 28620000 | 5.8664 | 43.0248 | 44.4696
7951 | 28623600 | 5.8664 | 43.0266 | 44.4715
7952 | 28627200 | 5.8664 | 43.0285 | 44.4734
7953 | 28630800 | 5.8664 | 43.0304 | 44.4753
7954 | 28634400 | 5.8665 | 43.0323 | 44.4771
7955 | 28638000 | 5.8665 | 43.0341 | 44.479
7956 | 28641600 | 5.8665 | 43.036 | 44.4809
7957 | 28645200 | 5.8665 | 43.0379 | 44.4828
7958 | 28648800 | 5.8666 | 43.0398 | 44.4847
7959 | 28652400 | 5.8666 | 43.0416 | 44.4865
7960 | 28656000 | 5.8666 | 43.0435 | 44.4884
7961 | 28659600 | 5.8667 | 43.0454 | 44.4903
7962 | 28663200 | 5.8667 | 43.0472 | 44.4922
7963 | 28666800 | 5.8667 | 43.0491 | 44.494
7964 | 28670400 | 5.8667 | 43.051 | 44.4959
7965 | 28674000 | 5.8668 | 43.0529 | 44.4978
7966 | 28677600 | 5.8668 | 43.0547 | 44.4997
7967 | 28681200 | 5.8668 | 43.0566 | 44.5015
7968 | 28684800 | 5.8668 | 43.0585 | 44.5034
7969 | 28688400 | 5.8669 | 43.0604 | 44.5053
7970 | 28692000 | 5.8669 | 43.0622 | 44.5072
7971 | 28695600 | 5.8669 | 43.0641 | 44.509
7972 | 28699200 | 5.8669 | 43.066 | 44.5109
7973 | 28702800 | 5.867 | 43.0678 | 44.5128
7974 | 28706400 | 5.867 | 43.0697 | 44.5147
7975 | 28710000 | 5.867 | 43.0716 | 44.5165
7976 | 28713600 | 5.867 | 43.0735 | 44.5184
7977 | 28717200 | 5.8671 | 43.0753 | 44.5203
7978 | 28720800 | 5.8671 | 43.0772 | 44.5222
7979 | 28724400 | 5.8671 | 43.0791 | 44.524
7980 | 28728000 | 5.8671 | 43.081 | 44.5259
7981 | 28731600 | 5.8672 | 43.0828 | 44.5278
7982 | 28735200 | 5.8672 | 43.0847 | 44.5296
7983 | 28738800 | 5.8672 | 43.0866 | 44.5315
7984 | 28742400 | 5.8672 | 43.0884 | 44.5334
7985 | 28746000 | 5.8673 | 43.0903 | 44.5353
7986 | 28749600 | 5.8673 | 43.0922 | 44.5371
7987 | 28753200 | 5.8673 | 43.094 | 44.539
7988 | 28756800 | 5.8674 | 43.0959 | 44.5409
7989 | 28760400 | 5.8674 | 43.0978 | 44.5428
7990 | 28764000 | 5.8674 | 43.0997 | 44.5446
7991 | 28767600 | 5.8674 | 43.1015 | 44.5465
7992 | 28771200 | 5.8675 | 43.1034 | 44.5484
7993 | 28774800 | 5.8675 | 43.1053 | 44.5502
7994 | 28778400 | 5.8675 | 43.1071 | 44.5521
7995 | 28782000 | 5.8675 | 43.109 | 44.554
7996 | 28785600 | 5.8676 | 43.1109 | 44.5559
7997 | 28789200 | 5.8676 | 43.1127 | 44.5577
7998 | 28792800 | 5.8676 | 43.1146 | 44.5596
7999 | 28796400 | 5.8676 | 43.1165 | 44.5615
8000 | 28800000 | 5.8677 | 43.1184 | 44.5633
8001 | 28803600 | 5.8677 | 43.1202 | 44.5652
8002 | 28807200 | 5.8677 | 43.1221 | 44.5671
8003 | 28810800 | 5.8677 | 43.124 | 44.569
8004 | 28814400 | 5.8678 | 43.1258 | 44.5708
8005 | 28818000 | 5.8678 | 43.1277 | 44.5727
8006 | 28821600 | 5.8678 | 43.1296 | 44.5746
8007 | 28825200 | 5.8678 | 43.1314 | 44.5764
8008 | 28828800 | 5.8679 | 43.1333 | 44.5783
8009 | 28832400 | 5.8679 | 43.1352 | 44.5802
8010 | 28836000 | 5.8679 | 43.137 | 44.5821
8011 | 28839600 | 5.8679 | 43.1389 | 44.5839
8012 | 28843200 | 5.868 | 43.1408 | 44.5858
8013 | 28846800 | 5.868 | 43.1426 | 44.5877
8014 | 28850400 | 5.868 | 43.1445 | 44.5895
8015 | 28854000 | 5.868 | 43.1464 | 44.5914
8016 | 28857600 | 5.8681 | 43.1482 | 44.5933
8017 | 28861200 | 5.8681 | 43.1501 | 44.5951
8018 | 28864800 | 5.8681 | 43.152 | 44.597
8019 | 28868400 | 5.8682 | 43.1538 | 44.5989
8020 | 28872000 | 5.8682 | 43.1557 | 44.6007
8021 | 28875600 | 5.8682 | 43.1576 | 44.6026
8022 | 28879200 | 5.8682 | 43.1595 | 44.6045
8023 | 28882800 | 5.8683 | 43.1613 | 44.6064
8024 | 28886400 | 5.8683 | 43.1632 | 44.6082
8025 | 28890000 | 5.8683 | 43.165 | 44.6101
8026 | 28893600 | 5.8683 | 43.1669 | 44.612
8027 | 28897200 | 5.8684 | 43.1688 | 44.6138
8028 | 28900800 | 5.8684 | 43.1706 | 44.6157
8029 | 28904400 | 5.8684 | 43.1725 | 44.6176
8030 | 28908000 | 5.8684 | 43.1744 | 44.6194
8031 | 28911600 | 5.8685 | 43.1762 | 44.6213
8032 | 28915200 | 5.8685 | 43.1781 | 44.6232
8033 | 28918800 | 5.8685 | 43.18 | 44.625
8034 | 28922400 | 5.8685 | 43.1818 | 44.6269
8035 | 28926000 | 5.8686 | 43.1837 | 44.6288
8036 | 28929600 | 5.8686 | 43.1856 | 44.6306
8037 | 28933200 | 5.8686 | 43.1874 | 44.6325
8038 | 28936800 | 5.8686 | 43.1893 | 44.6344
8039 | 28940400 | 5.8687 | 43.1912 | 44.6362
8040 | 28944000 | 5.8687 | 43.193 | 44.6381
8041 | 28947600 | 5.8687 | 43.1949 | 44.64
8042 | 28951200 | 5.8687 | 43.1968 | 44.6418
8043 | 28954800 | 5.8688 | 43.1986 | 44.6437
8044 | 28958400 | 5.8688 | 43.2005 | 44.6456
8045 | 28962000 | 5.8688 | 43.2024 | 44.6474
8046 | 28965600 | 5.8688 | 43.2042 | 44.6493
8047 | 28969200 | 5.8689 | 43.2061 | 44.6512
8048 | 28972800 | 5.8689 | 43.2079 | 44.653
8049 | 28976400 | 5.8689 | 43.2098 | 44.6549
8050 | 28980000 | 5.8689 | 43.2117 | 44.6568
8051 | 28983600 | 5.869 | 43.2135 | 44.6586
8052 | 28987200 | 5.869 | 43.2154 | 44.6605
8053 | 28990800 | 5.869 | 43.2173 | 44.6624
8054 | 28994400 | 5.869 | 43.2191 | 44.6642
8055 | 28998000 | 5.8691 | 43.221 | 44.6661
8056 | 29001600 | 5.8691 | 43.2228 | 44.668
8057 | 29005200 | 5.8691 | 43.2247 | 44.6698
8058 | 29008800 | 5.8692 | 43.2266 | 44.6717
8059 | 29012400 | 5.8692 | 43.2284 | 44.6735
8060 | 29016000 | 5.8692 | 43.2303 | 44.6754
8061 | 29019600 | 5.8692 | 43.2322 | 44.6773
8062 | 29023200 | 5.8693 | 43.234 | 44.6791
8063 | 29026800 | 5.8693 | 43.2359 | 44.681
8064 | 29030400 | 5.8693 | 43.2377 | 44.6829
8065 | 29034000 | 5.8693 | 43.2396 | 44.6847
8066 | 29037600 | 5.8694 | 43.2415 | 44.6866
8067 | 29041200 | 5.8694 | 43.2433 | 44.6885
8068 | 29044800 | 5.8694 | 43.2452 | 44.6903
8069 | 29048400 | 5.8694 | 43.2471 | 44.6922
8070 | 29052000 | 5.8695 | 43.2489 | 44.694
8071 | 29055600 | 5.8695 | 43.2508 | 44.6959
8072 | 29059200 | 5.8695 | 43.2526 | 44.6978
8073 | 29062800 | 5.8695 | 43.2545 | 44.6996
8074 | 29066400 | 5.8696 | 43.2564 | 44.7015
8075 | 29070000 | 5.8696 | 43.2582 | 44.7034
8076 | 29073600 | 5.8696 | 43.2601 | 44.7052
8077 | 29077200 | 5.8696 | 43.2619 | 44.7071
8078 | 29080800 | 5.8697 | 43.2638 | 44.7089
8079 | 29084400 | 5.8697 | 43.2657 | 44.7108
8080 | 29088000 | 5.8697 | 43.2675 | 44.7127
8081 | 29091600 | 5.8697 | 43.2694 | 44.7145
8082 | 29095200 | 5.8698 | 43.2712 | 44.7164
8083 | 29098800 | 5.8698 | 43.2731 | 44.7183
8084 | 29102400 | 5.8698 | 43.275 | 44.7201
8085 | 29106000 | 5.8698 | 43.2768 | 44.722
8086 | 29109600 | 5.8699 | 43.2787 | 44.7238
8087 | 29113200 | 5.8699 | 43.2805 | 44.7257
8088 | 29116800 | 5.8699 | 43.2824 | 44.7276
8089 | 29120400 | 5.8699 | 43.2843 | 44.7294
8090 | 29124000 | 5.87 | 43.2861 | 44.7313
8091 | 29127600 | 5.87 | 43.288 | 44.7331
8092 | 29131200 | 5.87 | 43.2898 | 44.735
8093 | 29134800 | 5.87 | 43.2917 | 44.7369
8094 | 29138400 | 5.8701 | 43.2935 | 44.7387
8095 | 29142000 | 5.8701 | 43.2954 | 44.7406
8096 | 29145600 | 5.8701 | 43.2973 | 44.7424
8097 | 29149200 | 5.8701 | 43.2991 | 44.7443
8098 | 29152800 | 5.8702 | 43.301 | 44.7462
8099 | 29156400 | 5.8702 | 43.3028 | 44.748
8100 | 29160000 | 5.8702 | 43.3047 | 44.7499
8101 | 29163600 | 5.8702 | 43.3066 | 44.7517
8102 | 29167200 | 5.8703 | 43.3084 | 44.7536
8103 | 29170800 | 5.8703 | 43.3103 | 44.7555
8104 | 29174400 | 5.8703 | 43.3121 | 44.7573
8105 | 29178000 | 5.8703 | 43.314 | 44.7592
8106 | 29181600 | 5.8704 | 43.3158 | 44.761
8107 | 29185200 | 5.8704 | 43.3177 | 44.7629
8108 | 29188800 | 5.8704 | 43.3196 | 44.7648
8109 | 29192400 | 5.8704 | 43.3214 | 44.7666
8110 | 29196000 | 5.8705 | 43.3233 | 44.7685
8111 | 29199600 | 5.8705 | 43.3251 | 44.7703
8112 | 29203200 | 5.8705 | 43.327 | 44.7722
8113 | 29206800 | 5.8705 | 43.3288 | 44.7741
8114 | 29210400 | 5.8706 | 43.3307 | 44.7759
8115 | 29214000 | 5.8706 | 43.3325 | 44.7778
8116 | 29217600 | 5.8706 | 43.3344 | 44.7796
8117 | 29221200 | 5.8706 | 43.3363 | 44.7815
8118 | 29224800 | 5.8707 | 43.3381 | 44.7833
8119 | 29228400 | 5.8707 | 43.34 | 44.7852
8120 | 29232000 | 5.8707 | 43.3418 | 44.7871
8121 | 29235600 | 5.8707 | 43.3437 | 44.7889
8122 | 29239200 | 5.8708 | 43.3455 | 44.7908
8123 | 29242800 | 5.8708 | 43.3474 | 44.7926
8124 | 29246400 | 5.8708 | 43.3492 | 44.7945
8125 | 29250000 | 5.8708 | 43.3511 | 44.7963
8126 | 29253600 | 5.8709 | 43.353 | 44.7982
8127 | 29257200 | 5.8709 | 43.3548 | 44.8001
8128 | 29260800 | 5.8709 | 43.3567 | 44.8019
8129 | 29264400 | 5.8709 | 43.3585 | 44.8038
8130 | 29268000 | 5.871 | 43.3604 | 44.8056
8131 | 29271600 | 5.871 | 43.3622 | 44.8075
8132 | 29275200 | 5.871 | 43.3641 | 44.8093
8133 | 29278800 | 5.8711 | 43.3659 | 44.8112
8134 | 29282400 | 5.8711 | 43.3678 | 44.8131
8135 | 29286000 | 5.8711 | 43.3696 | 44.8149
8136 | 29289600 | 5.8711 | 43.3715 | 44.8168
8137 | 29293200 | 5.8712 | 43.3734 | 44.8186
8138 | 29296800 | 5.8712 | 43.3752 | 44.8205
8139 | 29300400 | 5.8712 | 43.3771 | 44.8223
8140 | 29304000 | 5.8712 | 43.3789 | 44.8242
8141 | 29307600 | 5.8713 | 43.3808 | 44.826
8142 | 29311200 | 5.8713 | 43.3826 | 44.8279
8143 | 29314800 | 5.8713 | 43.3845 | 44.8298
8144 | 29318400 | 5.8713 | 43.3863 | 44.8316
8145 | 29322000 | 5.8714 | 43.3882 | 44.8335
8146 | 29325600 | 5.8714 | 43.39 | 44.8353
8147 | 29329200 | 5.8714 | 43.3919 | 44.8372
8148 | 29332800 | 5.8714 | 43.3937 | 44.839
8149 | 29336400 | 5.8715 | 43.3956 | 44.8409
8150 | 29340000 | 5.8715 | 43.3974 | 44.8427
8151 | 29343600 | 5.8715 | 43.3993 | 44.8446
8152 | 29347200 | 5.8715 | 43.4011 | 44.8464
8153 | 29350800 | 5.8716 | 43.403 | 44.8483
8154 | 29354400 | 5.8716 | 43.4048 | 44.8501
8155 | 29358000 | 5.8716 | 43.4067 | 44.852
8156 | 29361600 | 5.8716 | 43.4085 | 44.8539
8157 | 29365200 | 5.8717 | 43.4104 | 44.8557
8158 | 29368800 | 5.8717 | 43.4122 | 44.8576
8159 | 29372400 | 5.8717 | 43.4141 | 44.8594
8160 | 29376000 | 5.8717 | 43.416 | 44.8613
8161 | 29379600 | 5.8718 | 43.4178 | 44.8631
8162 | 29383200 | 5.8718 | 43.4197 | 44.865
8163 | 29386800 | 5.8718 | 43.4215 | 44.8668
8164 | 29390400 | 5.8718 | 43.4234 | 44.8687
8165 | 29394000 | 5.8719 | 43.4252 | 44.8705
8166 | 29397600 | 5.8719 | 43.4271 | 44.8724
8167 | 29401200 | 5.8719 | 43.4289 | 44.8742
8168 | 29404800 | 5.8719 | 43.4308 | 44.8761
8169 | 29408400 | 5.872 | 43.4326 | 44.8779
8170 | 29412000 | 5.872 | 43.4345 | 44.8798
8171 | 29415600 | 5.872 | 43.4363 | 44.8816
8172 | 29419200 | 5.872 | 43.4382 | 44.8835
8173 | 29422800 | 5.8721 | 43.44 | 44.8853
8174 | 29426400 | 5.8721 | 43.4419 | 44.8872
8175 | 29430000 | 5.8721 | 43.4437 | 44.889
8176 | 29433600 | 5.8721 | 43.4456 | 44.8909
8177 | 29437200 | 5.8722 | 43.4474 | 44.8928
8178 | 29440800 | 5.8722 | 43.4493 | 44.8946
8179 | 29444400 | 5.8722 | 43.4511 | 44.8965
8180 | 29448000 | 5.8722 | 43.4529 | 44.8983
8181 | 29451600 | 5.8723 | 43.4548 | 44.9002
8182 | 29455200 | 5.8723 | 43.4566 | 44.902
8183 | 29458800 | 5.8723 | 43.4585 | 44.9039
8184 | 29462400 | 5.8723 | 43.4603 | 44.9057
8185 | 29466000 | 5.8724 | 43.4622 | 44.9076
8186 | 29469600 | 5.8724 | 43.464 | 44.9094
8187 | 29473200 | 5.8724 | 43.4659 | 44.9113
8188 | 29476800 | 5.8724 | 43.4677 | 44.9131
8189 | 29480400 | 5.8725 | 43.4696 | 44.915
8190 | 29484000 | 5.8725 | 43.4714 | 44.9168
8191 | 29487600 | 5.8725 | 43.4733 | 44.9187
8192 | 29491200 | 5.8725 | 43.4751 | 44.9205
8193 | 29494800 | 5.8726 | 43.477 | 44.9224
8194 | 29498400 | 5.8726 | 43.4788 | 44.9242
8195 | 29502000 | 5.8726 | 43.4807 | 44.9261
8196 | 29505600 | 5.8726 | 43.4825 | 44.9279
8197 | 29509200 | 5.8727 | 43.4844 | 44.9297
8198 | 29512800 | 5.8727 | 43.4862 | 44.9316
8199 | 29516400 | 5.8727 | 43.4881 | 44.9334
8200 | 29520000 | 5.8727 | 43.4899 | 44.9353
8201 | 29523600 | 5.8728 | 43.4917 | 44.9371
8202 | 29527200 | 5.8728 | 43.4936 | 44.939
8203 | 29530800 | 5.8728 | 43.4954 | 44.9408
8204 | 29534400 | 5.8728 | 43.4973 | 44.9427
8205 | 29538000 | 5.8729 | 43.4991 | 44.9445
8206 | 29541600 | 5.8729 | 43.501 | 44.9464
8207 | 29545200 | 5.8729 | 43.5028 | 44.9482
8208 | 29548800 | 5.8729 | 43.5047 | 44.9501
8209 | 29552400 | 5.8729 | 43.5065 | 44.9519
8210 | 29556000 | 5.873 | 43.5084 | 44.9538
8211 | 29559600 | 5.873 | 43.5102 | 44.9556
8212 | 29563200 | 5.873 | 43.512 | 44.9575
8213 | 29566800 | 5.873 | 43.5139 | 44.9593
8214 | 29570400 | 5.8731 | 43.5157 | 44.9612
8215 | 29574000 | 5.8731 | 43.5176 | 44.963
8216 | 29577600 | 5.8731 | 43.5194 | 44.9649
8217 | 29581200 | 5.8731 | 43.5213 | 44.9667
8218 | 29584800 | 5.8732 | 43.5231 | 44.9685
8219 | 29588400 | 5.8732 | 43.525 | 44.9704
8220 | 29592000 | 5.8732 | 43.5268 | 44.9722
8221 | 29595600 | 5.8732 | 43.5286 | 44.9741
8222 | 29599200 | 5.8733 | 43.5305 | 44.9759
8223 | 29602800 | 5.8733 | 43.5323 | 44.9778
8224 | 29606400 | 5.8733 | 43.5342 | 44.9796
8225 | 29610000 | 5.8733 | 43.536 | 44.9815
8226 | 29613600 | 5.8734 | 43.5379 | 44.9833
8227 | 29617200 | 5.8734 | 43.5397 | 44.9852
8228 | 29620800 | 5.8734 | 43.5416 | 44.987
8229 | 29624400 | 5.8734 | 43.5434 | 44.9889
8230 | 29628000 | 5.8735 | 43.5452 | 44.9907
8231 | 29631600 | 5.8735 | 43.5471 | 44.9925
8232 | 29635200 | 5.8735 | 43.5489 | 44.9944
8233 | 29638800 | 5.8735 | 43.5508 | 44.9962
8234 | 29642400 | 5.8736 | 43.5526 | 44.9981
8235 | 29646000 | 5.8736 | 43.5545 | 44.9999
8236 | 29649600 | 5.8736 | 43.5563 | 45.0018
8237 | 29653200 | 5.8736 | 43.5581 | 45.0036
8238 | 29656800 | 5.8737 | 43.56 | 45.0055
8239 | 29660400 | 5.8737 | 43.5618 | 45.0073
8240 | 29664000 | 5.8737 | 43.5637 | 45.0091
8241 | 29667600 | 5.8737 | 43.5655 | 45.011
8242 | 29671200 | 5.8738 | 43.5674 | 45.0128
8243 | 29674800 | 5.8738 | 43.5692 | 45.0147
8244 | 29678400 | 5.8738 | 43.571 | 45.0165
8245 | 29682000 | 5.8738 | 43.5729 | 45.0184
8246 | 29685600 | 5.8739 | 43.5747 | 45.0202
8247 | 29689200 | 5.8739 | 43.5766 | 45.022
8248 | 29692800 | 5.8739 | 43.5784 | 45.0239
8249 | 29696400 | 5.8739 | 43.5802 | 45.0257
8250 | 29700000 | 5.874 | 43.5821 | 45.0276
8251 | 29703600 | 5.874 | 43.5839 | 45.0294
8252 | 29707200 | 5.874 | 43.5858 | 45.0313
8253 | 29710800 | 5.874 | 43.5876 | 45.0331
8254 | 29714400 | 5.8741 | 43.5894 | 45.0349
8255 | 29718000 | 5.8741 | 43.5913 | 45.0368
8256 | 29721600 | 5.8741 | 43.5931 | 45.0386
8257 | 29725200 | 5.8741 | 43.595 | 45.0405
8258 | 29728800 | 5.8742 | 43.5968 | 45.0423
8259 | 29732400 | 5.8742 | 43.5986 | 45.0442
8260 | 29736000 | 5.8742 | 43.6005 | 45.046
8261 | 29739600 | 5.8742 | 43.6023 | 45.0478
8262 | 29743200 | 5.8743 | 43.6042 | 45.0497
8263 | 29746800 | 5.8743 | 43.606 | 45.0515
8264 | 29750400 | 5.8743 | 43.6078 | 45.0534
8265 | 29754000 | 5.8743 | 43.6097 | 45.0552
8266 | 29757600 | 5.8744 | 43.6115 | 45.057
8267 | 29761200 | 5.8744 | 43.6134 | 45.0589
8268 | 29764800 | 5.8744 | 43.6152 | 45.0607
8269 | 29768400 | 5.8744 | 43.617 | 45.0626
8270 | 29772000 | 5.8745 | 43.6189 | 45.0644
8271 | 29775600 | 5.8745 | 43.6207 | 45.0663
8272 | 29779200 | 5.8745 | 43.6226 | 45.0681
8273 | 29782800 | 5.8745 | 43.6244 | 45.0699
8274 | 29786400 | 5.8746 | 43.6262 | 45.0718
8275 | 29790000 | 5.8746 | 43.6281 | 45.0736
8276 | 29793600 | 5.8746 | 43.6299 | 45.0755
8277 | 29797200 | 5.8746 | 43.6317 | 45.0773
8278 | 29800800 | 5.8747 | 43.6336 | 45.0791
8279 | 29804400 | 5.8747 | 43.6354 | 45.081
8280 | 29808000 | 5.8747 | 43.6373 | 45.0828
8281 | 29811600 | 5.8747 | 43.6391 | 45.0847
8282 | 29815200 | 5.8747 | 43.6409 | 45.0865
8283 | 29818800 | 5.8748 | 43.6428 | 45.0883
8284 | 29822400 | 5.8748 | 43.6446 | 45.0902
8285 | 29826000 | 5.8748 | 43.6464 | 45.092
8286 | 29829600 | 5.8748 | 43.6483 | 45.0938
8287 | 29833200 | 5.8749 | 43.6501 | 45.0957
8288 | 29836800 | 5.8749 | 43.652 | 45.0975
8289 | 29840400 | 5.8749 | 43.6538 | 45.0994
8290 | 29844000 | 5.8749 | 43.6556 | 45.1012
8291 | 29847600 | 5.875 | 43.6575 | 45.103
8292 | 29851200 | 5.875 | 43.6593 | 45.1049
8293 | 29854800 | 5.875 | 43.6611 | 45.1067
8294 | 29858400 | 5.875 | 43.663 | 45.1086
8295 | 29862000 | 5.8751 | 43.6648 | 45.1104
8296 | 29865600 | 5.8751 | 43.6666 | 45.1122
8297 | 29869200 | 5.8751 | 43.6685 | 45.1141
8298 | 29872800 | 5.8751 | 43.6703 | 45.1159
8299 | 29876400 | 5.8752 | 43.6722 | 45.1177
8300 | 29880000 | 5.8752 | 43.674 | 45.1196
8301 | 29883600 | 5.8752 | 43.6758 | 45.1214
8302 | 29887200 | 5.8752 | 43.6777 | 45.1233
8303 | 29890800 | 5.8753 | 43.6795 | 45.1251
8304 | 29894400 | 5.8753 | 43.6813 | 45.1269
8305 | 29898000 | 5.8753 | 43.6832 | 45.1288
8306 | 29901600 | 5.8753 | 43.685 | 45.1306
8307 | 29905200 | 5.8754 | 43.6868 | 45.1324
8308 | 29908800 | 5.8754 | 43.6887 | 45.1343
8309 | 29912400 | 5.8754 | 43.6905 | 45.1361
8310 | 29916000 | 5.8754 | 43.6923 | 45.138
8311 | 29919600 | 5.8755 | 43.6942 | 45.1398
8312 | 29923200 | 5.8755 | 43.696 | 45.1416
8313 | 29926800 | 5.8755 | 43.6978 | 45.1435
8314 | 29930400 | 5.8755 | 43.6997 | 45.1453
8315 | 29934000 | 5.8756 | 43.7015 | 45.1471
8316 | 29937600 | 5.8756 | 43.7033 | 45.149
8317 | 29941200 | 5.8756 | 43.7052 | 45.1508
8318 | 29944800 | 5.8756 | 43.707 | 45.1526
8319 | 29948400 | 5.8757 | 43.7088 | 45.1545
8320 | 29952000 | 5.8757 | 43.7107 | 45.1563
8321 | 29955600 | 5.8757 | 43.7125 | 45.1581
8322 | 29959200 | 5.8757 | 43.7143 | 45.16
8323 | 29962800 | 5.8758 | 43.7162 | 45.1618
8324 | 29966400 | 5.8758 | 43.718 | 45.1636
8325 | 29970000 | 5.8758 | 43.7198 | 45.1655
8326 | 29973600 | 5.8758 | 43.7217 | 45.1673
8327 | 29977200 | 5.8758 | 43.7235 | 45.1692
8328 | 29980800 | 5.8759 | 43.7253 | 45.171
8329 | 29984400 | 5.8759 | 43.7272 | 45.1728
8330 | 29988000 | 5.8759 | 43.729 | 45.1747
8331 | 29991600 | 5.8759 | 43.7308 | 45.1765
8332 | 29995200 | 5.876 | 43.7327 | 45.1783
8333 | 29998800 | 5.876 | 43.7345 | 45.1802
8334 | 30002400 | 5.876 | 43.7363 | 45.182
8335 | 30006000 | 5.876 | 43.7382 | 45.1838
8336 | 30009600 | 5.8761 | 43.74 | 45.1857
8337 | 30013200 | 5.8761 | 43.7418 | 45.1875
8338 | 30016800 | 5.8761 | 43.7437 | 45.1893
8339 | 30020400 | 5.8761 | 43.7455 | 45.1912
8340 | 30024000 | 5.8762 | 43.7473 | 45.193
8341 | 30027600 | 5.8762 | 43.7491 | 45.1948
8342 | 30031200 | 5.8762 | 43.751 | 45.1967
8343 | 30034800 | 5.8762 | 43.7528 | 45.1985
8344 | 30038400 | 5.8763 | 43.7546 | 45.2003
8345 | 30042000 | 5.8763 | 43.7565 | 45.2022
8346 | 30045600 | 5.8763 | 43.7583 | 45.204
8347 | 30049200 | 5.8763 | 43.7601 | 45.2058
8348 | 30052800 | 5.8764 | 43.762 | 45.2077
8349 | 30056400 | 5.8764 | 43.7638 | 45.2095
8350 | 30060000 | 5.8764 | 43.7656 | 45.2113
8351 | 30063600 | 5.8764 | 43.7675 | 45.2131
8352 | 30067200 | 5.8765 | 43.7693 | 45.215
8353 | 30070800 | 5.8765 | 43.7711 | 45.2168
8354 | 30074400 | 5.8765 | 43.7729 | 45.2186
8355 | 30078000 | 5.8765 | 43.7748 | 45.2205
8356 | 30081600 | 5.8766 | 43.7766 | 45.2223
8357 | 30085200 | 5.8766 | 43.7784 | 45.2241
8358 | 30088800 | 5.8766 | 43.7803 | 45.226
8359 | 30092400 | 5.8766 | 43.7821 | 45.2278
8360 | 30096000 | 5.8766 | 43.7839 | 45.2296
8361 | 30099600 | 5.8767 | 43.7857 | 45.2315
8362 | 30103200 | 5.8767 | 43.7876 | 45.2333
8363 | 30106800 | 5.8767 | 43.7894 | 45.2351
8364 | 30110400 | 5.8767 | 43.7912 | 45.237
8365 | 30114000 | 5.8768 | 43.7931 | 45.2388
8366 | 30117600 | 5.8768 | 43.7949 | 45.2406
8367 | 30121200 | 5.8768 | 43.7967 | 45.2424
8368 | 30124800 | 5.8768 | 43.7985 | 45.2443
8369 | 30128400 | 5.8769 | 43.8004 | 45.2461
8370 | 30132000 | 5.8769 | 43.8022 | 45.2479
8371 | 30135600 | 5.8769 | 43.804 | 45.2498
8372 | 30139200 | 5.8769 | 43.8059 | 45.2516
8373 | 30142800 | 5.877 | 43.8077 | 45.2534
8374 | 30146400 | 5.877 | 43.8095 | 45.2552
8375 | 30150000 | 5.877 | 43.8113 | 45.2571
8376 | 30153600 | 5.877 | 43.8132 | 45.2589
8377 | 30157200 | 5.8771 | 43.815 | 45.2607
8378 | 30160800 | 5.8771 | 43.8168 | 45.2626
8379 | 30164400 | 5.8771 | 43.8186 | 45.2644
8380 | 30168000 | 5.8771 | 43.8205 | 45.2662
8381 | 30171600 | 5.8772 | 43.8223 | 45.2681
8382 | 30175200 | 5.8772 | 43.8241 | 45.2699
8383 | 30178800 | 5.8772 | 43.826 | 45.2717
8384 | 30182400 | 5.8772 | 43.8278 | 45.2735
8385 | 30186000 | 5.8772 | 43.8296 | 45.2754
8386 | 30189600 | 5.8773 | 43.8314 | 45.2772
8387 | 30193200 | 5.8773 | 43.8333 | 45.279
8388 | 30196800 | 5.8773 | 43.8351 | 45.2808
8389 | 30200400 | 5.8773 | 43.8369 | 45.2827
8390 | 30204000 | 5.8774 | 43.8387 | 45.2845
8391 | 30207600 | 5.8774 | 43.8406 | 45.2863
8392 | 30211200 | 5.8774 | 43.8424 | 45.2882
8393 | 30214800 | 5.8774 | 43.8442 | 45.29
8394 | 30218400 | 5.8775 | 43.846 | 45.2918
8395 | 30222000 | 5.8775 | 43.8479 | 45.2936
8396 | 30225600 | 5.8775 | 43.8497 | 45.2955
8397 | 30229200 | 5.8775 | 43.8515 | 45.2973
8398 | 30232800 | 5.8776 | 43.8533 | 45.2991
8399 | 30236400 | 5.8776 | 43.8552 | 45.3009
8400 | 30240000 | 5.8776 | 43.857 | 45.3028
8401 | 30243600 | 5.8776 | 43.8588 | 45.3046
8402 | 30247200 | 5.8777 | 43.8606 | 45.3064
8403 | 30250800 | 5.8777 | 43.8625 | 45.3083
8404 | 30254400 | 5.8777 | 43.8643 | 45.3101
8405 | 30258000 | 5.8777 | 43.8661 | 45.3119
8406 | 30261600 | 5.8778 | 43.8679 | 45.3137
8407 | 30265200 | 5.8778 | 43.8698 | 45.3156
8408 | 30268800 | 5.8778 | 43.8716 | 45.3174
8409 | 30272400 | 5.8778 | 43.8734 | 45.3192
8410 | 30276000 | 5.8778 | 43.8752 | 45.321
8411 | 30279600 | 5.8779 | 43.877 | 45.3229
8412 | 30283200 | 5.8779 | 43.8789 | 45.3247
8413 | 30286800 | 5.8779 | 43.8807 | 45.3265
8414 | 30290400 | 5.8779 | 43.8825 | 45.3283
8415 | 30294000 | 5.878 | 43.8843 | 45.3302
8416 | 30297600 | 5.878 | 43.8862 | 45.332
8417 | 30301200 | 5.878 | 43.888 | 45.3338
8418 | 30304800 | 5.878 | 43.8898 | 45.3356
8419 | 30308400 | 5.8781 | 43.8916 | 45.3375
8420 | 30312000 | 5.8781 | 43.8935 | 45.3393
8421 | 30315600 | 5.8781 | 43.8953 | 45.3411
8422 | 30319200 | 5.8781 | 43.8971 | 45.3429
8423 | 30322800 | 5.8782 | 43.8989 | 45.3448
8424 | 30326400 | 5.8782 | 43.9007 | 45.3466
8425 | 30330000 | 5.8782 | 43.9026 | 45.3484
8426 | 30333600 | 5.8782 | 43.9044 | 45.3502
8427 | 30337200 | 5.8783 | 43.9062 | 45.3521
8428 | 30340800 | 5.8783 | 43.908 | 45.3539
8429 | 30344400 | 5.8783 | 43.9099 | 45.3557
8430 | 30348000 | 5.8783 | 43.9117 | 45.3575
8431 | 30351600 | 5.8784 | 43.9135 | 45.3593
8432 | 30355200 | 5.8784 | 43.9153 | 45.3612
8433 | 30358800 | 5.8784 | 43.9171 | 45.363
8434 | 30362400 | 5.8784 | 43.919 | 45.3648
8435 | 30366000 | 5.8784 | 43.9208 | 45.3666
8436 | 30369600 | 5.8785 | 43.9226 | 45.3685
8437 | 30373200 | 5.8785 | 43.9244 | 45.3703
8438 | 30376800 | 5.8785 | 43.9262 | 45.3721
8439 | 30380400 | 5.8785 | 43.9281 | 45.3739
8440 | 30384000 | 5.8786 | 43.9299 | 45.3757
8441 | 30387600 | 5.8786 | 43.9317 | 45.3776
8442 | 30391200 | 5.8786 | 43.9335 | 45.3794
8443 | 30394800 | 5.8786 | 43.9353 | 45.3812
8444 | 30398400 | 5.8787 | 43.9372 | 45.383
8445 | 30402000 | 5.8787 | 43.939 | 45.3849
8446 | 30405600 | 5.8787 | 43.9408 | 45.3867
8447 | 30409200 | 5.8787 | 43.9426 | 45.3885
8448 | 30412800 | 5.8788 | 43.9444 | 45.3903
8449 | 30416400 | 5.8788 | 43.9463 | 45.3921
8450 | 30420000 | 5.8788 | 43.9481 | 45.394
8451 | 30423600 | 5.8788 | 43.9499 | 45.3958
8452 | 30427200 | 5.8789 | 43.9517 | 45.3976
8453 | 30430800 | 5.8789 | 43.9535 | 45.3994
8454 | 30434400 | 5.8789 | 43.9554 | 45.4012
8455 | 30438000 | 5.8789 | 43.9572 | 45.4031
8456 | 30441600 | 5.8789 | 43.959 | 45.4049
8457 | 30445200 | 5.879 | 43.9608 | 45.4067
8458 | 30448800 | 5.879 | 43.9626 | 45.4085
8459 | 30452400 | 5.879 | 43.9644 | 45.4104
8460 | 30456000 | 5.879 | 43.9663 | 45.4122
8461 | 30459600 | 5.8791 | 43.9681 | 45.414
8462 | 30463200 | 5.8791 | 43.9699 | 45.4158
8463 | 30466800 | 5.8791 | 43.9717 | 45.4176
8464 | 30470400 | 5.8791 | 43.9735 | 45.4195
8465 | 30474000 | 5.8792 | 43.9754 | 45.4213
8466 | 30477600 | 5.8792 | 43.9772 | 45.4231
8467 | 30481200 | 5.8792 | 43.979 | 45.4249
8468 | 30484800 | 5.8792 | 43.9808 | 45.4267
8469 | 30488400 | 5.8793 | 43.9826 | 45.4285
8470 | 30492000 | 5.8793 | 43.9844 | 45.4304
8471 | 30495600 | 5.8793 | 43.9863 | 45.4322
8472 | 30499200 | 5.8793 | 43.9881 | 45.434
8473 | 30502800 | 5.8793 | 43.9899 | 45.4358
8474 | 30506400 | 5.8794 | 43.9917 | 45.4376
8475 | 30510000 | 5.8794 | 43.9935 | 45.4395
8476 | 30513600 | 5.8794 | 43.9953 | 45.4413
8477 | 30517200 | 5.8794 | 43.9972 | 45.4431
8478 | 30520800 | 5.8795 | 43.999 | 45.4449
8479 | 30524400 | 5.8795 | 44.0008 | 45.4467
8480 | 30528000 | 5.8795 | 44.0026 | 45.4486
8481 | 30531600 | 5.8795 | 44.0044 | 45.4504
8482 | 30535200 | 5.8796 | 44.0062 | 45.4522
8483 | 30538800 | 5.8796 | 44.0081 | 45.454
8484 | 30542400 | 5.8796 | 44.0099 | 45.4558
8485 | 30546000 | 5.8796 | 44.0117 | 45.4576
8486 | 30549600 | 5.8797 | 44.0135 | 45.4595
8487 | 30553200 | 5.8797 | 44.0153 | 45.4613
8488 | 30556800 | 5.8797 | 44.0171 | 45.4631
8489 | 30560400 | 5.8797 | 44.0189 | 45.4649
8490 | 30564000 | 5.8798 | 44.0208 | 45.4667
8491 | 30567600 | 5.8798 | 44.0226 | 45.4685
8492 | 30571200 | 5.8798 | 44.0244 | 45.4704
8493 | 30574800 | 5.8798 | 44.0262 | 45.4722
8494 | 30578400 | 5.8798 | 44.028 | 45.474
8495 | 30582000 | 5.8799 | 44.0298 | 45.4758
8496 | 30585600 | 5.8799 | 44.0317 | 45.4776
8497 | 30589200 | 5.8799 | 44.0335 | 45.4794
8498 | 30592800 | 5.8799 | 44.0353 | 45.4813
8499 | 30596400 | 5.88 | 44.0371 | 45.4831
8500 | 30600000 | 5.88 | 44.0389 | 45.4849
8501 | 30603600 | 5.88 | 44.0407 | 45.4867
8502 | 30607200 | 5.88 | 44.0425 | 45.4885
8503 | 30610800 | 5.8801 | 44.0444 | 45.4903
8504 | 30614400 | 5.8801 | 44.0462 | 45.4922
8505 | 30618000 | 5.8801 | 44.048 | 45.494
8506 | 30621600 | 5.8801 | 44.0498 | 45.4958
8507 | 30625200 | 5.8802 | 44.0516 | 45.4976
8508 | 30628800 | 5.8802 | 44.0534 | 45.4994
8509 | 30632400 | 5.8802 | 44.0552 | 45.5012
8510 | 30636000 | 5.8802 | 44.057 | 45.503
8511 | 30639600 | 5.8802 | 44.0589 | 45.5049
8512 | 30643200 | 5.8803 | 44.0607 | 45.5067
8513 | 30646800 | 5.8803 | 44.0625 | 45.5085
8514 | 30650400 | 5.8803 | 44.0643 | 45.5103
8515 | 30654000 | 5.8803 | 44.0661 | 45.5121
8516 | 30657600 | 5.8804 | 44.0679 | 45.5139
8517 | 30661200 | 5.8804 | 44.0697 | 45.5157
8518 | 30664800 | 5.8804 | 44.0715 | 45.5176
8519 | 30668400 | 5.8804 | 44.0734 | 45.5194
8520 | 30672000 | 5.8805 | 44.0752 | 45.5212
8521 | 30675600 | 5.8805 | 44.077 | 45.523
8522 | 30679200 | 5.8805 | 44.0788 | 45.5248
8523 | 30682800 | 5.8805 | 44.0806 | 45.5266
8524 | 30686400 | 5.8806 | 44.0824 | 45.5284
8525 | 30690000 | 5.8806 | 44.0842 | 45.5303
8526 | 30693600 | 5.8806 | 44.086 | 45.5321
8527 | 30697200 | 5.8806 | 44.0878 | 45.5339
8528 | 30700800 | 5.8806 | 44.0897 | 45.5357
8529 | 30704400 | 5.8807 | 44.0915 | 45.5375
8530 | 30708000 | 5.8807 | 44.0933 | 45.5393
8531 | 30711600 | 5.8807 | 44.0951 | 45.5411
8532 | 30715200 | 5.8807 | 44.0969 | 45.5429
8533 | 30718800 | 5.8808 | 44.0987 | 45.5448
8534 | 30722400 | 5.8808 | 44.1005 | 45.5466
8535 | 30726000 | 5.8808 | 44.1023 | 45.5484
8536 | 30729600 | 5.8808 | 44.1041 | 45.5502
8537 | 30733200 | 5.8809 | 44.106 | 45.552
8538 | 30736800 | 5.8809 | 44.1078 | 45.5538
8539 | 30740400 | 5.8809 | 44.1096 | 45.5556
8540 | 30744000 | 5.8809 | 44.1114 | 45.5574
8541 | 30747600 | 5.8809 | 44.1132 | 45.5592
8542 | 30751200 | 5.881 | 44.115 | 45.5611
8543 | 30754800 | 5.881 | 44.1168 | 45.5629
8544 | 30758400 | 5.881 | 44.1186 | 45.5647
8545 | 30762000 | 5.881 | 44.1204 | 45.5665
8546 | 30765600 | 5.8811 | 44.1222 | 45.5683
8547 | 30769200 | 5.8811 | 44.124 | 45.5701
8548 | 30772800 | 5.8811 | 44.1259 | 45.5719
8549 | 30776400 | 5.8811 | 44.1277 | 45.5737
8550 | 30780000 | 5.8812 | 44.1295 | 45.5755
8551 | 30783600 | 5.8812 | 44.1313 | 45.5774
8552 | 30787200 | 5.8812 | 44.1331 | 45.5792
8553 | 30790800 | 5.8812 | 44.1349 | 45.581
8554 | 30794400 | 5.8813 | 44.1367 | 45.5828
8555 | 30798000 | 5.8813 | 44.1385 | 45.5846
8556 | 30801600 | 5.8813 | 44.1403 | 45.5864
8557 | 30805200 | 5.8813 | 44.1421 | 45.5882
8558 | 30808800 | 5.8813 | 44.1439 | 45.59
8559 | 30812400 | 5.8814 | 44.1457 | 45.5918
8560 | 30816000 | 5.8814 | 44.1476 | 45.5936
8561 | 30819600 | 5.8814 | 44.1494 | 45.5955
8562 | 30823200 | 5.8814 | 44.1512 | 45.5973
8563 | 30826800 | 5.8815 | 44.153 | 45.5991
8564 | 30830400 | 5.8815 | 44.1548 | 45.6009
8565 | 30834000 | 5.8815 | 44.1566 | 45.6027
8566 | 30837600 | 5.8815 | 44.1584 | 45.6045
8567 | 30841200 | 5.8816 | 44.1602 | 45.6063
8568 | 30844800 | 5.8816 | 44.162 | 45.6081
8569 | 30848400 | 5.8816 | 44.1638 | 45.6099
8570 | 30852000 | 5.8816 | 44.1656 | 45.6117
8571 | 30855600 | 5.8816 | 44.1674 | 45.6135
8572 | 30859200 | 5.8817 | 44.1692 | 45.6154
8573 | 30862800 | 5.8817 | 44.171 | 45.6172
8574 | 30866400 | 5.8817 | 44.1729 | 45.619
8575 | 30870000 | 5.8817 | 44.1747 | 45.6208
8576 | 30873600 | 5.8818 | 44.1765 | 45.6226
8577 | 30877200 | 5.8818 | 44.1783 | 45.6244
8578 | 30880800 | 5.8818 | 44.1801 | 45.6262
8579 | 30884400 | 5.8818 | 44.1819 | 45.628
8580 | 30888000 | 5.8819 | 44.1837 | 45.6298
8581 | 30891600 | 5.8819 | 44.1855 | 45.6316
8582 | 30895200 | 5.8819 | 44.1873 | 45.6334
8583 | 30898800 | 5.8819 | 44.1891 | 45.6352
8584 | 30902400 | 5.882 | 44.1909 | 45.637
8585 | 30906000 | 5.882 | 44.1927 | 45.6389
8586 | 30909600 | 5.882 | 44.1945 | 45.6407
8587 | 30913200 | 5.882 | 44.1963 | 45.6425
8588 | 30916800 | 5.882 | 44.1981 | 45.6443
8589 | 30920400 | 5.8821 | 44.1999 | 45.6461
8590 | 30924000 | 5.8821 | 44.2017 | 45.6479
8591 | 30927600 | 5.8821 | 44.2035 | 45.6497
8592 | 30931200 | 5.8821 | 44.2053 | 45.6515
8593 | 30934800 | 5.8822 | 44.2071 | 45.6533
8594 | 30938400 | 5.8822 | 44.209 | 45.6551
8595 | 30942000 | 5.8822 | 44.2108 | 45.6569
8596 | 30945600 | 5.8822 | 44.2126 | 45.6587
8597 | 30949200 | 5.8823 | 44.2144 | 45.6605
8598 | 30952800 | 5.8823 | 44.2162 | 45.6623
8599 | 30956400 | 5.8823 | 44.218 | 45.6641
8600 | 30960000 | 5.8823 | 44.2198 | 45.6659
8601 | 30963600 | 5.8823 | 44.2216 | 45.6677
8602 | 30967200 | 5.8824 | 44.2234 | 45.6696
8603 | 30970800 | 5.8824 | 44.2252 | 45.6714
8604 | 30974400 | 5.8824 | 44.227 | 45.6732
8605 | 30978000 | 5.8824 | 44.2288 | 45.675
8606 | 30981600 | 5.8825 | 44.2306 | 45.6768
8607 | 30985200 | 5.8825 | 44.2324 | 45.6786
8608 | 30988800 | 5.8825 | 44.2342 | 45.6804
8609 | 30992400 | 5.8825 | 44.236 | 45.6822
8610 | 30996000 | 5.8826 | 44.2378 | 45.684
8611 | 30999600 | 5.8826 | 44.2396 | 45.6858
8612 | 31003200 | 5.8826 | 44.2414 | 45.6876
8613 | 31006800 | 5.8826 | 44.2432 | 45.6894
8614 | 31010400 | 5.8826 | 44.245 | 45.6912
8615 | 31014000 | 5.8827 | 44.2468 | 45.693
8616 | 31017600 | 5.8827 | 44.2486 | 45.6948
8617 | 31021200 | 5.8827 | 44.2504 | 45.6966
8618 | 31024800 | 5.8827 | 44.2522 | 45.6984
8619 | 31028400 | 5.8828 | 44.254 | 45.7002
8620 | 31032000 | 5.8828 | 44.2558 | 45.702
8621 | 31035600 | 5.8828 | 44.2576 | 45.7038
8622 | 31039200 | 5.8828 | 44.2594 | 45.7056
8623 | 31042800 | 5.8829 | 44.2612 | 45.7074
8624 | 31046400 | 5.8829 | 44.263 | 45.7092
8625 | 31050000 | 5.8829 | 44.2648 | 45.711
8626 | 31053600 | 5.8829 | 44.2666 | 45.7128
8627 | 31057200 | 5.8829 | 44.2684 | 45.7146
8628 | 31060800 | 5.883 | 44.2702 | 45.7165
8629 | 31064400 | 5.883 | 44.272 | 45.7183
8630 | 31068000 | 5.883 | 44.2738 | 45.7201
8631 | 31071600 | 5.883 | 44.2756 | 45.7219
8632 | 31075200 | 5.8831 | 44.2774 | 45.7237
8633 | 31078800 | 5.8831 | 44.2792 | 45.7255
8634 | 31082400 | 5.8831 | 44.281 | 45.7273
8635 | 31086000 | 5.8831 | 44.2828 | 45.7291
8636 | 31089600 | 5.8832 | 44.2846 | 45.7309
8637 | 31093200 | 5.8832 | 44.2864 | 45.7327
8638 | 31096800 | 5.8832 | 44.2882 | 45.7345
8639 | 31100400 | 5.8832 | 44.29 | 45.7363
8640 | 31104000 | 5.8832 | 44.2918 | 45.7381
8641 | 31107600 | 5.8833 | 44.2936 | 45.7399
8642 | 31111200 | 5.8833 | 44.2954 | 45.7417
8643 | 31114800 | 5.8833 | 44.2972 | 45.7435
8644 | 31118400 | 5.8833 | 44.299 | 45.7453
8645 | 31122000 | 5.8834 | 44.3008 | 45.7471
8646 | 31125600 | 5.8834 | 44.3026 | 45.7489
8647 | 31129200 | 5.8834 | 44.3044 | 45.7507
8648 | 31132800 | 5.8834 | 44.3062 | 45.7525
8649 | 31136400 | 5.8835 | 44.308 | 45.7543
8650 | 31140000 | 5.8835 | 44.3098 | 45.7561
8651 | 31143600 | 5.8835 | 44.3116 | 45.7579
8652 | 31147200 | 5.8835 | 44.3134 | 45.7597
8653 | 31150800 | 5.8835 | 44.3152 | 45.7615
8654 | 31154400 | 5.8836 | 44.317 | 45.7633
8655 | 31158000 | 5.8836 | 44.3188 | 45.7651
8656 | 31161600 | 5.8836 | 44.3206 | 45.7669
8657 | 31165200 | 5.8836 | 44.3224 | 45.7687
8658 | 31168800 | 5.8837 | 44.3242 | 45.7705
8659 | 31172400 | 5.8837 | 44.326 | 45.7723
8660 | 31176000 | 5.8837 | 44.3278 | 45.7741
8661 | 31179600 | 5.8837 | 44.3296 | 45.7759
8662 | 31183200 | 5.8838 | 44.3314 | 45.7777
8663 | 31186800 | 5.8838 | 44.3332 | 45.7795
8664 | 31190400 | 5.8838 | 44.335 | 45.7813
8665 | 31194000 | 5.8838 | 44.3368 | 45.7831
8666 | 31197600 | 5.8838 | 44.3386 | 45.7849
8667 | 31201200 | 5.8839 | 44.3404 | 45.7867
8668 | 31204800 | 5.8839 | 44.3422 | 45.7885
8669 | 31208400 | 5.8839 | 44.344 | 45.7903
8670 | 31212000 | 5.8839 | 44.3458 | 45.7921
8671 | 31215600 | 5.884 | 44.3476 | 45.7939
8672 | 31219200 | 5.884 | 44.3494 | 45.7957
8673 | 31222800 | 5.884 | 44.3512 | 45.7975
8674 | 31226400 | 5.884 | 44.3529 | 45.7993
8675 | 31230000 | 5.884 | 44.3547 | 45.8011
8676 | 31233600 | 5.8841 | 44.3565 | 45.8028
8677 | 31237200 | 5.8841 | 44.3583 | 45.8046
8678 | 31240800 | 5.8841 | 44.3601 | 45.8064
8679 | 31244400 | 5.8841 | 44.3619 | 45.8082
8680 | 31248000 | 5.8842 | 44.3637 | 45.81
8681 | 31251600 | 5.8842 | 44.3655 | 45.8118
8682 | 31255200 | 5.8842 | 44.3673 | 45.8136
8683 | 31258800 | 5.8842 | 44.3691 | 45.8154
8684 | 31262400 | 5.8843 | 44.3709 | 45.8172
8685 | 31266000 | 5.8843 | 44.3727 | 45.819
8686 | 31269600 | 5.8843 | 44.3745 | 45.8208
8687 | 31273200 | 5.8843 | 44.3763 | 45.8226
8688 | 31276800 | 5.8843 | 44.3781 | 45.8244
8689 | 31280400 | 5.8844 | 44.3799 | 45.8262
8690 | 31284000 | 5.8844 | 44.3817 | 45.828
8691 | 31287600 | 5.8844 | 44.3835 | 45.8298
8692 | 31291200 | 5.8844 | 44.3853 | 45.8316
8693 | 31294800 | 5.8845 | 44.3871 | 45.8334
8694 | 31298400 | 5.8845 | 44.3888 | 45.8352
8695 | 31302000 | 5.8845 | 44.3906 | 45.837
8696 | 31305600 | 5.8845 | 44.3924 | 45.8388
8697 | 31309200 | 5.8845 | 44.3942 | 45.8406
8698 | 31312800 | 5.8846 | 44.396 | 45.8424
8699 | 31316400 | 5.8846 | 44.3978 | 45.8442
8700 | 31320000 | 5.8846 | 44.3996 | 45.846
8701 | 31323600 | 5.8846 | 44.4014 | 45.8478
8702 | 31327200 | 5.8847 | 44.4032 | 45.8495
8703 | 31330800 | 5.8847 | 44.405 | 45.8513
8704 | 31334400 | 5.8847 | 44.4068 | 45.8531
8705 | 31338000 | 5.8847 | 44.4086 | 45.8549
8706 | 31341600 | 5.8848 | 44.4104 | 45.8567
8707 | 31345200 | 5.8848 | 44.4122 | 45.8585
8708 | 31348800 | 5.8848 | 44.4139 | 45.8603
8709 | 31352400 | 5.8848 | 44.4157 | 45.8621
8710 | 31356000 | 5.8848 | 44.4175 | 45.8639
8711 | 31359600 | 5.8849 | 44.4193 | 45.8657
8712 | 31363200 | 5.8849 | 44.4211 | 45.8675
8713 | 31366800 | 5.8849 | 44.4229 | 45.8693
8714 | 31370400 | 5.8849 | 44.4247 | 45.8711
8715 | 31374000 | 5.885 | 44.4265 | 45.8729
8716 | 31377600 | 5.885 | 44.4283 | 45.8747
8717 | 31381200 | 5.885 | 44.4301 | 45.8765
8718 | 31384800 | 5.885 | 44.4319 | 45.8783
8719 | 31388400 | 5.885 | 44.4337 | 45.88
8720 | 31392000 | 5.8851 | 44.4355 | 45.8818
8721 | 31395600 | 5.8851 | 44.4372 | 45.8836
8722 | 31399200 | 5.8851 | 44.439 | 45.8854
8723 | 31402800 | 5.8851 | 44.4408 | 45.8872
8724 | 31406400 | 5.8852 | 44.4426 | 45.889
8725 | 31410000 | 5.8852 | 44.4444 | 45.8908
8726 | 31413600 | 5.8852 | 44.4462 | 45.8926
8727 | 31417200 | 5.8852 | 44.448 | 45.8944
8728 | 31420800 | 5.8853 | 44.4498 | 45.8962
8729 | 31424400 | 5.8853 | 44.4516 | 45.898
8730 | 31428000 | 5.8853 | 44.4534 | 45.8998
8731 | 31431600 | 5.8853 | 44.4551 | 45.9016
8732 | 31435200 | 5.8853 | 44.4569 | 45.9033
8733 | 31438800 | 5.8854 | 44.4587 | 45.9051
8734 | 31442400 | 5.8854 | 44.4605 | 45.9069
8735 | 31446000 | 5.8854 | 44.4623 | 45.9087
8736 | 31449600 | 5.8854 | 44.4641 | 45.9105
8737 | 31453200 | 5.8855 | 44.4659 | 45.9123
8738 | 31456800 | 5.8855 | 44.4677 | 45.9141
8739 | 31460400 | 5.8855 | 44.4695 | 45.9159
8740 | 31464000 | 5.8855 | 44.4713 | 45.9177
8741 | 31467600 | 5.8855 | 44.473 | 45.9195
8742 | 31471200 | 5.8856 | 44.4748 | 45.9213
8743 | 31474800 | 5.8856 | 44.4766 | 45.923
8744 | 31478400 | 5.8856 | 44.4784 | 45.9248
8745 | 31482000 | 5.8856 | 44.4802 | 45.9266
8746 | 31485600 | 5.8857 | 44.482 | 45.9284
8747 | 31489200 | 5.8857 | 44.4838 | 45.9302
8748 | 31492800 | 5.8857 | 44.4856 | 45.932
8749 | 31496400 | 5.8857 | 44.4874 | 45.9338
8750 | 31500000 | 5.8858 | 44.4891 | 45.9356
8751 | 31503600 | 5.8858 | 44.4909 | 45.9374
8752 | 31507200 | 5.8858 | 44.4927 | 45.9392
8753 | 31510800 | 5.8858 | 44.4945 | 45.9409
8754 | 31514400 | 5.8858 | 44.4963 | 45.9427
8755 | 31518000 | 5.8859 | 44.4981 | 45.9445
8756 | 31521600 | 5.8859 | 44.4999 | 45.9463
8757 | 31525200 | 5.8859 | 44.5017 | 45.9481
8758 | 31528800 | 5.8859 | 44.5034 | 45.9499
8759 | 31532400 | 5.886 | 44.5052 | 45.9517
8760 | 31536000 | 5.886 | 44.507 | 45.9535
8761 | 31539600 | 5.886 | 44.5088 | 45.9553
8762 | 31543200 | 5.886 | 44.5106 | 45.9571
8763 | 31546800 | 5.886 | 44.5124 | 45.9588
8764 | 31550400 | 5.8861 | 44.5142 | 45.9606
8765 | 31554000 | 5.8861 | 44.5159 | 45.9624
8766 | 31557600 | 5.8861 | 44.5177 | 45.9642
8767 | 31561200 | 5.8861 | 44.5195 | 45.966
8768 | 31564800 | 5.8862 | 44.5213 | 45.9678
8769 | 31568400 | 5.8862 | 44.5231 | 45.9696
8770 | 31572000 | 5.8862 | 44.5249 | 45.9714
8771 | 31575600 | 5.8862 | 44.5267 | 45.9731
8772 | 31579200 | 5.8862 | 44.5285 | 45.9749
8773 | 31582800 | 5.8863 | 44.5302 | 45.9767
8774 | 31586400 | 5.8863 | 44.532 | 45.9785
8775 | 31590000 | 5.8863 | 44.5338 | 45.9803
8776 | 31593600 | 5.8863 | 44.5356 | 45.9821
8777 | 31597200 | 5.8864 | 44.5374 | 45.9839
8778 | 31600800 | 5.8864 | 44.5392 | 45.9857
8779 | 31604400 | 5.8864 | 44.541 | 45.9874
8780 | 31608000 | 5.8864 | 44.5427 | 45.9892
8781 | 31611600 | 5.8864 | 44.5445 | 45.991
8782 | 31615200 | 5.8865 | 44.5463 | 45.9928
8783 | 31618800 | 5.8865 | 44.5481 | 45.9946
8784 | 31622400 | 5.8865 | 44.5499 | 45.9964

## W=1m
Temp (initial) |  | 16 | ℃ | Soil | Themal Conductivity (λ) | 1 | W/(m.k)
Diameter (D) |  | 0.025 | m |  | Density (ρ) | 2000 | kg/(m^3)
Clear Cover (c) |  | 0.075 | m |  | Heat Capacity/Specific Heat (Cp) | 800 | J/(kg.K)
Cover (r+cover) |  | 0.0875 | m |  | Themal Diffusivity (α) | 6.25e-07 | (m^2)/s
Wall Thickness |  | 1 | m | Concrete | Themal Conductivity (λ) | 1 | W/(m.k)
Pipe Spacing |  | 0.5 | m |  | Density (ρ) | 2000 | kg/(m^3)
Heat Flux (Qeq) Wall |  | 6.2832 | W/(m^2) |  | Heat Capacity/Specific Heat (Cp) | 800 | J/(kg.K) | O
Heat Flux (Q0) Pipe |  | 40 | W/(m^2) |  | Themal Diffusivity (α) | 6.25e-07 | (m^2)/s
Total Time (Tf) |  | 366 | D
| Sec | Hr
time-step | 3600 | 1
COMSOL
Insert Comsol Data
t(hr) | t(sec) | qw | Tw(C)_s500_W1000 | Tp(C)
0 | 0 | 3.9961e-06 | 16 | 16.2303
1 | 3600 | 0.53795 | 16.0255 | 16.8921
2 | 7200 | 1.0053 | 16.0603 | 17.0196
3 | 10800 | 1.3623 | 16.0966 | 17.132
4 | 14400 | 1.5801 | 16.1312 | 17.211
5 | 18000 | 1.7311 | 16.1637 | 17.2694
6 | 21600 | 1.8448 | 16.1943 | 17.3162
7 | 25200 | 1.9351 | 16.2231 | 17.3563
8 | 28800 | 2.009 | 16.2504 | 17.3919
9 | 32400 | 2.0727 | 16.2767 | 17.4246
10 | 36000 | 2.1277 | 16.3019 | 17.4547
11 | 39600 | 2.1751 | 16.3261 | 17.4827
12 | 43200 | 2.2162 | 16.3494 | 17.5088
13 | 46800 | 2.2524 | 16.3718 | 17.5335
14 | 50400 | 2.2845 | 16.3934 | 17.557
15 | 54000 | 2.3132 | 16.4144 | 17.5795
16 | 57600 | 2.3393 | 16.4347 | 17.6011
17 | 61200 | 2.3629 | 16.4544 | 17.622
18 | 64800 | 2.3846 | 16.4736 | 17.6422
19 | 68400 | 2.4045 | 16.4924 | 17.6619
20 | 72000 | 2.4229 | 16.5107 | 17.681
21 | 75600 | 2.44 | 16.5285 | 17.6996
22 | 79200 | 2.4559 | 16.546 | 17.7178
23 | 82800 | 2.4708 | 16.5631 | 17.7355
24 | 86400 | 2.4847 | 16.5798 | 17.7529
25 | 90000 | 2.4978 | 16.5963 | 17.7698
26 | 93600 | 2.5101 | 16.6124 | 17.7865
27 | 97200 | 2.5218 | 16.6282 | 17.8028
28 | 100800 | 2.5328 | 16.6438 | 17.8188
29 | 104400 | 2.5432 | 16.6591 | 17.8346
30 | 108000 | 2.5532 | 16.6742 | 17.8501
31 | 111600 | 2.5626 | 16.689 | 17.8653
32 | 115200 | 2.5716 | 16.7036 | 17.8802
33 | 118800 | 2.5802 | 16.7179 | 17.895
34 | 122400 | 2.5884 | 16.7321 | 17.9095
35 | 126000 | 2.5963 | 16.7461 | 17.9238
36 | 129600 | 2.6038 | 16.7599 | 17.9379
37 | 133200 | 2.6111 | 16.7735 | 17.9518
38 | 136800 | 2.618 | 16.7869 | 17.9655
39 | 140400 | 2.6247 | 16.8002 | 17.9791
40 | 144000 | 2.6311 | 16.8133 | 17.9924
41 | 147600 | 2.6373 | 16.8262 | 18.0056
42 | 151200 | 2.6433 | 16.839 | 18.0187
43 | 154800 | 2.6491 | 16.8516 | 18.0316
44 | 158400 | 2.6547 | 16.8641 | 18.0443
45 | 162000 | 2.6601 | 16.8765 | 18.0569
46 | 165600 | 2.6653 | 16.8887 | 18.0693
47 | 169200 | 2.6703 | 16.9009 | 18.0817
48 | 172800 | 2.6752 | 16.9128 | 18.0939
49 | 176400 | 2.68 | 16.9247 | 18.1059
50 | 180000 | 2.6846 | 16.9365 | 18.1179
51 | 183600 | 2.6891 | 16.9481 | 18.1297
52 | 187200 | 2.6935 | 16.9596 | 18.1414
53 | 190800 | 2.6977 | 16.971 | 18.153
54 | 194400 | 2.7019 | 16.9824 | 18.1645
55 | 198000 | 2.7059 | 16.9936 | 18.1759
56 | 201600 | 2.7099 | 17.0047 | 18.1872
57 | 205200 | 2.7137 | 17.0157 | 18.1984
58 | 208800 | 2.7174 | 17.0267 | 18.2095
59 | 212400 | 2.7211 | 17.0375 | 18.2205
60 | 216000 | 2.7247 | 17.0483 | 18.2314
61 | 219600 | 2.7282 | 17.0589 | 18.2422
62 | 223200 | 2.7316 | 17.0695 | 18.253
63 | 226800 | 2.735 | 17.08 | 18.2636
64 | 230400 | 2.7383 | 17.0905 | 18.2742
65 | 234000 | 2.7415 | 17.1008 | 18.2847
66 | 237600 | 2.7447 | 17.1111 | 18.2951
67 | 241200 | 2.7478 | 17.1213 | 18.3054
68 | 244800 | 2.7508 | 17.1314 | 18.3157
69 | 248400 | 2.7538 | 17.1415 | 18.3259
70 | 252000 | 2.7568 | 17.1515 | 18.336
71 | 255600 | 2.7597 | 17.1614 | 18.3461
72 | 259200 | 2.7625 | 17.1712 | 18.3561
73 | 262800 | 2.7654 | 17.181 | 18.366
74 | 266400 | 2.7681 | 17.1908 | 18.3759
75 | 270000 | 2.7709 | 17.2004 | 18.3857
76 | 273600 | 2.7736 | 17.2101 | 18.3954
77 | 277200 | 2.7762 | 17.2196 | 18.4051
78 | 280800 | 2.7789 | 17.2291 | 18.4147
79 | 284400 | 2.7815 | 17.2385 | 18.4243
80 | 288000 | 2.7841 | 17.2479 | 18.4338
81 | 291600 | 2.7866 | 17.2573 | 18.4433
82 | 295200 | 2.7891 | 17.2665 | 18.4527
83 | 298800 | 2.7916 | 17.2758 | 18.462
84 | 302400 | 2.7941 | 17.2849 | 18.4713
85 | 306000 | 2.7965 | 17.2941 | 18.4806
86 | 309600 | 2.799 | 17.3032 | 18.4898
87 | 313200 | 2.8014 | 17.3122 | 18.499
88 | 316800 | 2.8038 | 17.3212 | 18.5081
89 | 320400 | 2.8061 | 17.3301 | 18.5171
90 | 324000 | 2.8085 | 17.339 | 18.5262
91 | 327600 | 2.8108 | 17.3479 | 18.5351
92 | 331200 | 2.8131 | 17.3567 | 18.5441
93 | 334800 | 2.8154 | 17.3654 | 18.553
94 | 338400 | 2.8177 | 17.3742 | 18.5618
95 | 342000 | 2.82 | 17.3829 | 18.5707
96 | 345600 | 2.8223 | 17.3915 | 18.5794
97 | 349200 | 2.8246 | 17.4001 | 18.5882
98 | 352800 | 2.8268 | 17.4087 | 18.5969
99 | 356400 | 2.829 | 17.4172 | 18.6055
100 | 360000 | 2.8313 | 17.4257 | 18.6142
101 | 363600 | 2.8335 | 17.4342 | 18.6228
102 | 367200 | 2.8357 | 17.4426 | 18.6313
103 | 370800 | 2.8379 | 17.451 | 18.6398
104 | 374400 | 2.8401 | 17.4594 | 18.6483
105 | 378000 | 2.8423 | 17.4677 | 18.6568
106 | 381600 | 2.8445 | 17.476 | 18.6652
107 | 385200 | 2.8467 | 17.4842 | 18.6736
108 | 388800 | 2.8489 | 17.4925 | 18.682
109 | 392400 | 2.851 | 17.5007 | 18.6903
110 | 396000 | 2.8532 | 17.5088 | 18.6986
111 | 399600 | 2.8554 | 17.517 | 18.7069
112 | 403200 | 2.8575 | 17.5251 | 18.7152
113 | 406800 | 2.8597 | 17.5332 | 18.7234
114 | 410400 | 2.8619 | 17.5412 | 18.7316
115 | 414000 | 2.864 | 17.5492 | 18.7397
116 | 417600 | 2.8662 | 17.5572 | 18.7479
117 | 421200 | 2.8683 | 17.5652 | 18.756
118 | 424800 | 2.8705 | 17.5731 | 18.7641
119 | 428400 | 2.8726 | 17.5811 | 18.7721
120 | 432000 | 2.8748 | 17.589 | 18.7802
121 | 435600 | 2.8769 | 17.5968 | 18.7882
122 | 439200 | 2.8791 | 17.6047 | 18.7962
123 | 442800 | 2.8812 | 17.6125 | 18.8041
124 | 446400 | 2.8834 | 17.6203 | 18.8121
125 | 450000 | 2.8855 | 17.628 | 18.82
126 | 453600 | 2.8876 | 17.6358 | 18.8279
127 | 457200 | 2.8898 | 17.6435 | 18.8358
128 | 460800 | 2.8919 | 17.6512 | 18.8436
129 | 464400 | 2.8941 | 17.6589 | 18.8514
130 | 468000 | 2.8962 | 17.6666 | 18.8593
131 | 471600 | 2.8984 | 17.6742 | 18.867
132 | 475200 | 2.9005 | 17.6818 | 18.8748
133 | 478800 | 2.9027 | 17.6894 | 18.8826
134 | 482400 | 2.9048 | 17.697 | 18.8903
135 | 486000 | 2.907 | 17.7046 | 18.898
136 | 489600 | 2.9091 | 17.7121 | 18.9057
137 | 493200 | 2.9113 | 17.7196 | 18.9134
138 | 496800 | 2.9134 | 17.7271 | 18.921
139 | 500400 | 2.9156 | 17.7346 | 18.9287
140 | 504000 | 2.9178 | 17.742 | 18.9363
141 | 507600 | 2.9199 | 17.7495 | 18.9439
142 | 511200 | 2.9221 | 17.7569 | 18.9515
143 | 514800 | 2.9242 | 17.7643 | 18.959
144 | 518400 | 2.9264 | 17.7717 | 18.9666
145 | 522000 | 2.9286 | 17.7791 | 18.9741
146 | 525600 | 2.9307 | 17.7864 | 18.9816
147 | 529200 | 2.9329 | 17.7938 | 18.9891
148 | 532800 | 2.9351 | 17.8011 | 18.9966
149 | 536400 | 2.9373 | 17.8084 | 19.0041
150 | 540000 | 2.9394 | 17.8157 | 19.0115
151 | 543600 | 2.9416 | 17.823 | 19.019
152 | 547200 | 2.9438 | 17.8302 | 19.0264
153 | 550800 | 2.946 | 17.8375 | 19.0338
154 | 554400 | 2.9481 | 17.8447 | 19.0412
155 | 558000 | 2.9503 | 17.8519 | 19.0486
156 | 561600 | 2.9525 | 17.8591 | 19.056
157 | 565200 | 2.9547 | 17.8663 | 19.0633
158 | 568800 | 2.9569 | 17.8735 | 19.0706
159 | 572400 | 2.9591 | 17.8806 | 19.078
160 | 576000 | 2.9613 | 17.8878 | 19.0853
161 | 579600 | 2.9635 | 17.8949 | 19.0926
162 | 583200 | 2.9656 | 17.902 | 19.0999
163 | 586800 | 2.9678 | 17.9091 | 19.1071
164 | 590400 | 2.97 | 17.9162 | 19.1144
165 | 594000 | 2.9722 | 17.9233 | 19.1216
166 | 597600 | 2.9744 | 17.9303 | 19.1289
167 | 601200 | 2.9766 | 17.9374 | 19.1361
168 | 604800 | 2.9788 | 17.9444 | 19.1433
169 | 608400 | 2.981 | 17.9514 | 19.1505
170 | 612000 | 2.9833 | 17.9585 | 19.1577
171 | 615600 | 2.9855 | 17.9655 | 19.1649
172 | 619200 | 2.9877 | 17.9724 | 19.172
173 | 622800 | 2.9899 | 17.9794 | 19.1792
174 | 626400 | 2.9921 | 17.9864 | 19.1863
175 | 630000 | 2.9943 | 17.9933 | 19.1934
176 | 633600 | 2.9965 | 18.0003 | 19.2006
177 | 637200 | 2.9987 | 18.0072 | 19.2077
178 | 640800 | 3.0009 | 18.0141 | 19.2148
179 | 644400 | 3.0032 | 18.021 | 19.2218
180 | 648000 | 3.0054 | 18.0279 | 19.2289
181 | 651600 | 3.0076 | 18.0348 | 19.236
182 | 655200 | 3.0098 | 18.0417 | 19.243
183 | 658800 | 3.012 | 18.0486 | 19.2501
184 | 662400 | 3.0142 | 18.0554 | 19.2571
185 | 666000 | 3.0165 | 18.0623 | 19.2641
186 | 669600 | 3.0187 | 18.0691 | 19.2711
187 | 673200 | 3.0209 | 18.0759 | 19.2781
188 | 676800 | 3.0231 | 18.0827 | 19.2851
189 | 680400 | 3.0254 | 18.0895 | 19.2921
190 | 684000 | 3.0276 | 18.0963 | 19.2991
191 | 687600 | 3.0298 | 18.1031 | 19.3061
192 | 691200 | 3.032 | 18.1099 | 19.313
193 | 694800 | 3.0343 | 18.1167 | 19.32
194 | 698400 | 3.0365 | 18.1234 | 19.3269
195 | 702000 | 3.0387 | 18.1302 | 19.3338
196 | 705600 | 3.0409 | 18.1369 | 19.3407
197 | 709200 | 3.0432 | 18.1436 | 19.3477
198 | 712800 | 3.0454 | 18.1504 | 19.3546
199 | 716400 | 3.0476 | 18.1571 | 19.3615
200 | 720000 | 3.0499 | 18.1638 | 19.3683
201 | 723600 | 3.0521 | 18.1705 | 19.3752
202 | 727200 | 3.0543 | 18.1772 | 19.3821
203 | 730800 | 3.0565 | 18.1838 | 19.3889
204 | 734400 | 3.0588 | 18.1905 | 19.3958
205 | 738000 | 3.061 | 18.1972 | 19.4026
206 | 741600 | 3.0632 | 18.2038 | 19.4095
207 | 745200 | 3.0655 | 18.2105 | 19.4163
208 | 748800 | 3.0677 | 18.2171 | 19.4231
209 | 752400 | 3.0699 | 18.2237 | 19.4299
210 | 756000 | 3.0721 | 18.2303 | 19.4367
211 | 759600 | 3.0744 | 18.2369 | 19.4435
212 | 763200 | 3.0766 | 18.2436 | 19.4503
213 | 766800 | 3.0788 | 18.2501 | 19.4571
214 | 770400 | 3.081 | 18.2567 | 19.4639
215 | 774000 | 3.0833 | 18.2633 | 19.4706
216 | 777600 | 3.0855 | 18.2699 | 19.4774
217 | 781200 | 3.0877 | 18.2765 | 19.4841
218 | 784800 | 3.0899 | 18.283 | 19.4909
219 | 788400 | 3.0922 | 18.2896 | 19.4976
220 | 792000 | 3.0944 | 18.2961 | 19.5043
221 | 795600 | 3.0966 | 18.3026 | 19.511
222 | 799200 | 3.0988 | 18.3092 | 19.5178
223 | 802800 | 3.1011 | 18.3157 | 19.5245
224 | 806400 | 3.1033 | 18.3222 | 19.5312
225 | 810000 | 3.1055 | 18.3287 | 19.5379
226 | 813600 | 3.1077 | 18.3352 | 19.5445
227 | 817200 | 3.1099 | 18.3417 | 19.5512
228 | 820800 | 3.1121 | 18.3482 | 19.5579
229 | 824400 | 3.1144 | 18.3547 | 19.5645
230 | 828000 | 3.1166 | 18.3612 | 19.5712
231 | 831600 | 3.1188 | 18.3676 | 19.5779
232 | 835200 | 3.121 | 18.3741 | 19.5845
233 | 838800 | 3.1232 | 18.3805 | 19.5911
234 | 842400 | 3.1254 | 18.387 | 19.5978
235 | 846000 | 3.1276 | 18.3934 | 19.6044
236 | 849600 | 3.1298 | 18.3999 | 19.611
237 | 853200 | 3.132 | 18.4063 | 19.6176
238 | 856800 | 3.1343 | 18.4127 | 19.6242
239 | 860400 | 3.1365 | 18.4191 | 19.6308
240 | 864000 | 3.1387 | 18.4255 | 19.6374
241 | 867600 | 3.1409 | 18.4319 | 19.644
242 | 871200 | 3.1431 | 18.4383 | 19.6506
243 | 874800 | 3.1453 | 18.4447 | 19.6572
244 | 878400 | 3.1475 | 18.4511 | 19.6637
245 | 882000 | 3.1497 | 18.4575 | 19.6703
246 | 885600 | 3.1519 | 18.4639 | 19.6768
247 | 889200 | 3.1541 | 18.4702 | 19.6834
248 | 892800 | 3.1562 | 18.4766 | 19.6899
249 | 896400 | 3.1584 | 18.4829 | 19.6965
250 | 900000 | 3.1606 | 18.4893 | 19.703
251 | 903600 | 3.1628 | 18.4956 | 19.7095
252 | 907200 | 3.165 | 18.502 | 19.716
253 | 910800 | 3.1672 | 18.5083 | 19.7226
254 | 914400 | 3.1694 | 18.5146 | 19.7291
255 | 918000 | 3.1715 | 18.5209 | 19.7356
256 | 921600 | 3.1737 | 18.5273 | 19.7421
257 | 925200 | 3.1759 | 18.5336 | 19.7486
258 | 928800 | 3.1781 | 18.5399 | 19.755
259 | 932400 | 3.1803 | 18.5462 | 19.7615
260 | 936000 | 3.1824 | 18.5525 | 19.768
261 | 939600 | 3.1846 | 18.5587 | 19.7745
262 | 943200 | 3.1868 | 18.565 | 19.7809
263 | 946800 | 3.1889 | 18.5713 | 19.7874
264 | 950400 | 3.1911 | 18.5776 | 19.7938
265 | 954000 | 3.1933 | 18.5838 | 19.8003
266 | 957600 | 3.1954 | 18.5901 | 19.8067
267 | 961200 | 3.1976 | 18.5963 | 19.8132
268 | 964800 | 3.1997 | 18.6026 | 19.8196
269 | 968400 | 3.2019 | 18.6088 | 19.826
270 | 972000 | 3.2041 | 18.6151 | 19.8324
271 | 975600 | 3.2062 | 18.6213 | 19.8388
272 | 979200 | 3.2084 | 18.6275 | 19.8453
273 | 982800 | 3.2105 | 18.6338 | 19.8517
274 | 986400 | 3.2126 | 18.64 | 19.8581
275 | 990000 | 3.2148 | 18.6462 | 19.8645
276 | 993600 | 3.2169 | 18.6524 | 19.8708
277 | 997200 | 3.2191 | 18.6586 | 19.8772
278 | 1000800 | 3.2212 | 18.6648 | 19.8836
279 | 1004400 | 3.2233 | 18.671 | 19.89
280 | 1008000 | 3.2255 | 18.6772 | 19.8963
281 | 1011600 | 3.2276 | 18.6834 | 19.9027
282 | 1015200 | 3.2297 | 18.6895 | 19.9091
283 | 1018800 | 3.2319 | 18.6957 | 19.9154
284 | 1022400 | 3.234 | 18.7019 | 19.9218
285 | 1026000 | 3.2361 | 18.7081 | 19.9281
286 | 1029600 | 3.2382 | 18.7142 | 19.9344
287 | 1033200 | 3.2404 | 18.7204 | 19.9408
288 | 1036800 | 3.2425 | 18.7265 | 19.9471
289 | 1040400 | 3.2446 | 18.7327 | 19.9534
290 | 1044000 | 3.2467 | 18.7388 | 19.9598
291 | 1047600 | 3.2488 | 18.7449 | 19.9661
292 | 1051200 | 3.2509 | 18.7511 | 19.9724
293 | 1054800 | 3.253 | 18.7572 | 19.9787
294 | 1058400 | 3.2551 | 18.7633 | 19.985
295 | 1062000 | 3.2572 | 18.7694 | 19.9913
296 | 1065600 | 3.2593 | 18.7755 | 19.9976
297 | 1069200 | 3.2614 | 18.7817 | 20.0039
298 | 1072800 | 3.2635 | 18.7878 | 20.0101
299 | 1076400 | 3.2656 | 18.7939 | 20.0164
300 | 1080000 | 3.2677 | 18.8 | 20.0227
301 | 1083600 | 3.2698 | 18.806 | 20.0289
302 | 1087200 | 3.2718 | 18.8121 | 20.0352
303 | 1090800 | 3.2739 | 18.8182 | 20.0415
304 | 1094400 | 3.276 | 18.8243 | 20.0477
305 | 1098000 | 3.2781 | 18.8304 | 20.054
306 | 1101600 | 3.2801 | 18.8364 | 20.0602
307 | 1105200 | 3.2822 | 18.8425 | 20.0664
308 | 1108800 | 3.2843 | 18.8486 | 20.0727
309 | 1112400 | 3.2864 | 18.8546 | 20.0789
310 | 1116000 | 3.2884 | 18.8607 | 20.0851
311 | 1119600 | 3.2905 | 18.8667 | 20.0914
312 | 1123200 | 3.2925 | 18.8727 | 20.0976
313 | 1126800 | 3.2946 | 18.8788 | 20.1038
314 | 1130400 | 3.2966 | 18.8848 | 20.11
315 | 1134000 | 3.2987 | 18.8909 | 20.1162
316 | 1137600 | 3.3007 | 18.8969 | 20.1224
317 | 1141200 | 3.3028 | 18.9029 | 20.1286
318 | 1144800 | 3.3048 | 18.9089 | 20.1348
319 | 1148400 | 3.3069 | 18.9149 | 20.141
320 | 1152000 | 3.3089 | 18.9209 | 20.1472
321 | 1155600 | 3.3109 | 18.9269 | 20.1533
322 | 1159200 | 3.313 | 18.9329 | 20.1595
323 | 1162800 | 3.315 | 18.9389 | 20.1657
324 | 1166400 | 3.317 | 18.9449 | 20.1718
325 | 1170000 | 3.3191 | 18.9509 | 20.178
326 | 1173600 | 3.3211 | 18.9569 | 20.1842
327 | 1177200 | 3.3231 | 18.9629 | 20.1903
328 | 1180800 | 3.3251 | 18.9689 | 20.1965
329 | 1184400 | 3.3271 | 18.9748 | 20.2026
330 | 1188000 | 3.3291 | 18.9808 | 20.2087
331 | 1191600 | 3.3311 | 18.9868 | 20.2149
332 | 1195200 | 3.3332 | 18.9927 | 20.221
333 | 1198800 | 3.3352 | 18.9987 | 20.2271
334 | 1202400 | 3.3372 | 19.0046 | 20.2333
335 | 1206000 | 3.3392 | 19.0106 | 20.2394
336 | 1209600 | 3.3412 | 19.0165 | 20.2455
337 | 1213200 | 3.3431 | 19.0225 | 20.2516
338 | 1216800 | 3.3451 | 19.0284 | 20.2577
339 | 1220400 | 3.3471 | 19.0344 | 20.2638
340 | 1224000 | 3.3491 | 19.0403 | 20.2699
341 | 1227600 | 3.3511 | 19.0462 | 20.276
342 | 1231200 | 3.3531 | 19.0521 | 20.2821
343 | 1234800 | 3.355 | 19.058 | 20.2882
344 | 1238400 | 3.357 | 19.064 | 20.2943
345 | 1242000 | 3.359 | 19.0699 | 20.3003
346 | 1245600 | 3.361 | 19.0758 | 20.3064
347 | 1249200 | 3.3629 | 19.0817 | 20.3125
348 | 1252800 | 3.3649 | 19.0876 | 20.3185
349 | 1256400 | 3.3668 | 19.0935 | 20.3246
350 | 1260000 | 3.3688 | 19.0994 | 20.3307
351 | 1263600 | 3.3708 | 19.1053 | 20.3367
352 | 1267200 | 3.3727 | 19.1111 | 20.3428
353 | 1270800 | 3.3747 | 19.117 | 20.3488
354 | 1274400 | 3.3766 | 19.1229 | 20.3549
355 | 1278000 | 3.3786 | 19.1288 | 20.3609
356 | 1281600 | 3.3805 | 19.1346 | 20.3669
357 | 1285200 | 3.3824 | 19.1405 | 20.373
358 | 1288800 | 3.3844 | 19.1464 | 20.379
359 | 1292400 | 3.3863 | 19.1522 | 20.385
360 | 1296000 | 3.3882 | 19.1581 | 20.391
361 | 1299600 | 3.3902 | 19.1639 | 20.3971
362 | 1303200 | 3.3921 | 19.1698 | 20.4031
363 | 1306800 | 3.394 | 19.1756 | 20.4091
364 | 1310400 | 3.3959 | 19.1815 | 20.4151
365 | 1314000 | 3.3978 | 19.1873 | 20.4211
366 | 1317600 | 3.3998 | 19.1931 | 20.4271
367 | 1321200 | 3.4017 | 19.199 | 20.4331
368 | 1324800 | 3.4036 | 19.2048 | 20.4391
369 | 1328400 | 3.4055 | 19.2106 | 20.445
370 | 1332000 | 3.4074 | 19.2164 | 20.451
371 | 1335600 | 3.4093 | 19.2223 | 20.457
372 | 1339200 | 3.4112 | 19.2281 | 20.463
373 | 1342800 | 3.4131 | 19.2339 | 20.4689
374 | 1346400 | 3.415 | 19.2397 | 20.4749
375 | 1350000 | 3.4169 | 19.2455 | 20.4809
376 | 1353600 | 3.4188 | 19.2513 | 20.4868
377 | 1357200 | 3.4206 | 19.2571 | 20.4928
378 | 1360800 | 3.4225 | 19.2629 | 20.4987
379 | 1364400 | 3.4244 | 19.2687 | 20.5047
380 | 1368000 | 3.4263 | 19.2745 | 20.5106
381 | 1371600 | 3.4281 | 19.2802 | 20.5166
382 | 1375200 | 3.43 | 19.286 | 20.5225
383 | 1378800 | 3.4319 | 19.2918 | 20.5285
384 | 1382400 | 3.4338 | 19.2976 | 20.5344
385 | 1386000 | 3.4356 | 19.3033 | 20.5403
386 | 1389600 | 3.4375 | 19.3091 | 20.5462
387 | 1393200 | 3.4393 | 19.3149 | 20.5521
388 | 1396800 | 3.4412 | 19.3206 | 20.5581
389 | 1400400 | 3.443 | 19.3264 | 20.564
390 | 1404000 | 3.4449 | 19.3321 | 20.5699
391 | 1407600 | 3.4467 | 19.3379 | 20.5758
392 | 1411200 | 3.4486 | 19.3436 | 20.5817
393 | 1414800 | 3.4504 | 19.3494 | 20.5876
394 | 1418400 | 3.4523 | 19.3551 | 20.5935
395 | 1422000 | 3.4541 | 19.3608 | 20.5994
396 | 1425600 | 3.4559 | 19.3666 | 20.6053
397 | 1429200 | 3.4577 | 19.3723 | 20.6111
398 | 1432800 | 3.4596 | 19.378 | 20.617
399 | 1436400 | 3.4614 | 19.3837 | 20.6229
400 | 1440000 | 3.4632 | 19.3895 | 20.6288
401 | 1443600 | 3.465 | 19.3952 | 20.6346
402 | 1447200 | 3.4669 | 19.4009 | 20.6405
403 | 1450800 | 3.4687 | 19.4066 | 20.6464
404 | 1454400 | 3.4705 | 19.4123 | 20.6522
405 | 1458000 | 3.4723 | 19.418 | 20.6581
406 | 1461600 | 3.4741 | 19.4237 | 20.6639
407 | 1465200 | 3.4759 | 19.4294 | 20.6698
408 | 1468800 | 3.4777 | 19.4351 | 20.6756
409 | 1472400 | 3.4795 | 19.4408 | 20.6815
410 | 1476000 | 3.4813 | 19.4465 | 20.6873
411 | 1479600 | 3.4831 | 19.4521 | 20.6932
412 | 1483200 | 3.4849 | 19.4578 | 20.699
413 | 1486800 | 3.4867 | 19.4635 | 20.7048
414 | 1490400 | 3.4884 | 19.4692 | 20.7106
415 | 1494000 | 3.4902 | 19.4748 | 20.7165
416 | 1497600 | 3.492 | 19.4805 | 20.7223
417 | 1501200 | 3.4938 | 19.4862 | 20.7281
418 | 1504800 | 3.4955 | 19.4918 | 20.7339
419 | 1508400 | 3.4973 | 19.4975 | 20.7397
420 | 1512000 | 3.4991 | 19.5031 | 20.7455
421 | 1515600 | 3.5008 | 19.5088 | 20.7513
422 | 1519200 | 3.5026 | 19.5144 | 20.7571
423 | 1522800 | 3.5044 | 19.5201 | 20.7629
424 | 1526400 | 3.5061 | 19.5257 | 20.7687
425 | 1530000 | 3.5079 | 19.5314 | 20.7745
426 | 1533600 | 3.5096 | 19.537 | 20.7803
427 | 1537200 | 3.5114 | 19.5426 | 20.7861
428 | 1540800 | 3.5131 | 19.5483 | 20.7918
429 | 1544400 | 3.5149 | 19.5539 | 20.7976
430 | 1548000 | 3.5166 | 19.5595 | 20.8034
431 | 1551600 | 3.5183 | 19.5651 | 20.8092
432 | 1555200 | 3.5201 | 19.5708 | 20.8149
433 | 1558800 | 3.5218 | 19.5764 | 20.8207
434 | 1562400 | 3.5235 | 19.582 | 20.8265
435 | 1566000 | 3.5253 | 19.5876 | 20.8322
436 | 1569600 | 3.527 | 19.5932 | 20.838
437 | 1573200 | 3.5287 | 19.5988 | 20.8437
438 | 1576800 | 3.5304 | 19.6044 | 20.8495
439 | 1580400 | 3.5322 | 19.61 | 20.8552
440 | 1584000 | 3.5339 | 19.6156 | 20.8609
441 | 1587600 | 3.5356 | 19.6212 | 20.8667
442 | 1591200 | 3.5373 | 19.6268 | 20.8724
443 | 1594800 | 3.539 | 19.6324 | 20.8781
444 | 1598400 | 3.5407 | 19.6379 | 20.8839
445 | 1602000 | 3.5424 | 19.6435 | 20.8896
446 | 1605600 | 3.5441 | 19.6491 | 20.8953
447 | 1609200 | 3.5458 | 19.6547 | 20.901
448 | 1612800 | 3.5475 | 19.6602 | 20.9067
449 | 1616400 | 3.5492 | 19.6658 | 20.9124
450 | 1620000 | 3.5509 | 19.6714 | 20.9182
451 | 1623600 | 3.5526 | 19.6769 | 20.9239
452 | 1627200 | 3.5542 | 19.6825 | 20.9296
453 | 1630800 | 3.5559 | 19.688 | 20.9353
454 | 1634400 | 3.5576 | 19.6936 | 20.941
455 | 1638000 | 3.5593 | 19.6991 | 20.9466
456 | 1641600 | 3.561 | 19.7047 | 20.9523
457 | 1645200 | 3.5626 | 19.7102 | 20.958
458 | 1648800 | 3.5643 | 19.7158 | 20.9637
459 | 1652400 | 3.566 | 19.7213 | 20.9694
460 | 1656000 | 3.5676 | 19.7268 | 20.9751
461 | 1659600 | 3.5693 | 19.7324 | 20.9807
462 | 1663200 | 3.5709 | 19.7379 | 20.9864
463 | 1666800 | 3.5726 | 19.7434 | 20.9921
464 | 1670400 | 3.5742 | 19.7489 | 20.9977
465 | 1674000 | 3.5759 | 19.7545 | 21.0034
466 | 1677600 | 3.5775 | 19.76 | 21.0091
467 | 1681200 | 3.5792 | 19.7655 | 21.0147
468 | 1684800 | 3.5808 | 19.771 | 21.0204
469 | 1688400 | 3.5825 | 19.7765 | 21.026
470 | 1692000 | 3.5841 | 19.782 | 21.0317
471 | 1695600 | 3.5857 | 19.7875 | 21.0373
472 | 1699200 | 3.5874 | 19.793 | 21.0429
473 | 1702800 | 3.589 | 19.7985 | 21.0486
474 | 1706400 | 3.5906 | 19.804 | 21.0542
475 | 1710000 | 3.5923 | 19.8095 | 21.0598
476 | 1713600 | 3.5939 | 19.815 | 21.0655
477 | 1717200 | 3.5955 | 19.8205 | 21.0711
478 | 1720800 | 3.5971 | 19.826 | 21.0767
479 | 1724400 | 3.5987 | 19.8315 | 21.0823
480 | 1728000 | 3.6004 | 19.8369 | 21.0879
481 | 1731600 | 3.602 | 19.8424 | 21.0936
482 | 1735200 | 3.6036 | 19.8479 | 21.0992
483 | 1738800 | 3.6052 | 19.8533 | 21.1048
484 | 1742400 | 3.6068 | 19.8588 | 21.1104
485 | 1746000 | 3.6084 | 19.8643 | 21.116
486 | 1749600 | 3.61 | 19.8697 | 21.1216
487 | 1753200 | 3.6116 | 19.8752 | 21.1272
488 | 1756800 | 3.6132 | 19.8807 | 21.1328
489 | 1760400 | 3.6148 | 19.8861 | 21.1383
490 | 1764000 | 3.6163 | 19.8916 | 21.1439
491 | 1767600 | 3.6179 | 19.897 | 21.1495
492 | 1771200 | 3.6195 | 19.9025 | 21.1551
493 | 1774800 | 3.6211 | 19.9079 | 21.1607
494 | 1778400 | 3.6227 | 19.9133 | 21.1662
495 | 1782000 | 3.6243 | 19.9188 | 21.1718
496 | 1785600 | 3.6258 | 19.9242 | 21.1774
497 | 1789200 | 3.6274 | 19.9296 | 21.183
498 | 1792800 | 3.629 | 19.9351 | 21.1885
499 | 1796400 | 3.6305 | 19.9405 | 21.1941
500 | 1800000 | 3.6321 | 19.9459 | 21.1996
501 | 1803600 | 3.6337 | 19.9513 | 21.2052
502 | 1807200 | 3.6352 | 19.9567 | 21.2107
503 | 1810800 | 3.6368 | 19.9622 | 21.2163
504 | 1814400 | 3.6383 | 19.9676 | 21.2218
505 | 1818000 | 3.6399 | 19.973 | 21.2274
506 | 1821600 | 3.6414 | 19.9784 | 21.2329
507 | 1825200 | 3.643 | 19.9838 | 21.2384
508 | 1828800 | 3.6445 | 19.9892 | 21.244
509 | 1832400 | 3.6461 | 19.9946 | 21.2495
510 | 1836000 | 3.6476 | 20 | 21.255
511 | 1839600 | 3.6492 | 20.0054 | 21.2606
512 | 1843200 | 3.6507 | 20.0108 | 21.2661
513 | 1846800 | 3.6522 | 20.0162 | 21.2716
514 | 1850400 | 3.6538 | 20.0216 | 21.2771
515 | 1854000 | 3.6553 | 20.0269 | 21.2826
516 | 1857600 | 3.6568 | 20.0323 | 21.2881
517 | 1861200 | 3.6583 | 20.0377 | 21.2937
518 | 1864800 | 3.6599 | 20.0431 | 21.2992
519 | 1868400 | 3.6614 | 20.0484 | 21.3047
520 | 1872000 | 3.6629 | 20.0538 | 21.3102
521 | 1875600 | 3.6644 | 20.0592 | 21.3157
522 | 1879200 | 3.6659 | 20.0645 | 21.3211
523 | 1882800 | 3.6674 | 20.0699 | 21.3266
524 | 1886400 | 3.6689 | 20.0753 | 21.3321
525 | 1890000 | 3.6704 | 20.0806 | 21.3376
526 | 1893600 | 3.672 | 20.086 | 21.3431
527 | 1897200 | 3.6735 | 20.0913 | 21.3486
528 | 1900800 | 3.675 | 20.0967 | 21.3541
529 | 1904400 | 3.6764 | 20.102 | 21.3595
530 | 1908000 | 3.6779 | 20.1074 | 21.365
531 | 1911600 | 3.6794 | 20.1127 | 21.3705
532 | 1915200 | 3.6809 | 20.118 | 21.3759
533 | 1918800 | 3.6824 | 20.1234 | 21.3814
534 | 1922400 | 3.6839 | 20.1287 | 21.3869
535 | 1926000 | 3.6854 | 20.134 | 21.3923
536 | 1929600 | 3.6869 | 20.1394 | 21.3978
537 | 1933200 | 3.6883 | 20.1447 | 21.4032
538 | 1936800 | 3.6898 | 20.15 | 21.4087
539 | 1940400 | 3.6913 | 20.1553 | 21.4141
540 | 1944000 | 3.6928 | 20.1607 | 21.4196
541 | 1947600 | 3.6942 | 20.166 | 21.425
542 | 1951200 | 3.6957 | 20.1713 | 21.4304
543 | 1954800 | 3.6972 | 20.1766 | 21.4359
544 | 1958400 | 3.6986 | 20.1819 | 21.4413
545 | 1962000 | 3.7001 | 20.1872 | 21.4467
546 | 1965600 | 3.7016 | 20.1925 | 21.4522
547 | 1969200 | 3.703 | 20.1978 | 21.4576
548 | 1972800 | 3.7045 | 20.2031 | 21.463
549 | 1976400 | 3.7059 | 20.2084 | 21.4684
550 | 1980000 | 3.7074 | 20.2137 | 21.4738
551 | 1983600 | 3.7088 | 20.219 | 21.4793
552 | 1987200 | 3.7103 | 20.2243 | 21.4847
553 | 1990800 | 3.7117 | 20.2296 | 21.4901
554 | 1994400 | 3.7132 | 20.2349 | 21.4955
555 | 1998000 | 3.7146 | 20.2401 | 21.5009
556 | 2001600 | 3.716 | 20.2454 | 21.5063
557 | 2005200 | 3.7175 | 20.2507 | 21.5117
558 | 2008800 | 3.7189 | 20.256 | 21.5171
559 | 2012400 | 3.7203 | 20.2612 | 21.5225
560 | 2016000 | 3.7218 | 20.2665 | 21.5279
561 | 2019600 | 3.7232 | 20.2718 | 21.5333
562 | 2023200 | 3.7246 | 20.277 | 21.5386
563 | 2026800 | 3.726 | 20.2823 | 21.544
564 | 2030400 | 3.7275 | 20.2876 | 21.5494
565 | 2034000 | 3.7289 | 20.2928 | 21.5548
566 | 2037600 | 3.7303 | 20.2981 | 21.5602
567 | 2041200 | 3.7317 | 20.3033 | 21.5655
568 | 2044800 | 3.7331 | 20.3086 | 21.5709
569 | 2048400 | 3.7345 | 20.3138 | 21.5763
570 | 2052000 | 3.7359 | 20.3191 | 21.5816
571 | 2055600 | 3.7373 | 20.3243 | 21.587
572 | 2059200 | 3.7387 | 20.3295 | 21.5923
573 | 2062800 | 3.7401 | 20.3348 | 21.5977
574 | 2066400 | 3.7415 | 20.34 | 21.6031
575 | 2070000 | 3.7429 | 20.3452 | 21.6084
576 | 2073600 | 3.7443 | 20.3505 | 21.6138
577 | 2077200 | 3.7457 | 20.3557 | 21.6191
578 | 2080800 | 3.7471 | 20.3609 | 21.6244
579 | 2084400 | 3.7485 | 20.3661 | 21.6298
580 | 2088000 | 3.7499 | 20.3714 | 21.6351
581 | 2091600 | 3.7513 | 20.3766 | 21.6405
582 | 2095200 | 3.7527 | 20.3818 | 21.6458
583 | 2098800 | 3.754 | 20.387 | 21.6511
584 | 2102400 | 3.7554 | 20.3922 | 21.6565
585 | 2106000 | 3.7568 | 20.3974 | 21.6618
586 | 2109600 | 3.7582 | 20.4026 | 21.6671
587 | 2113200 | 3.7595 | 20.4078 | 21.6724
588 | 2116800 | 3.7609 | 20.413 | 21.6777
589 | 2120400 | 3.7623 | 20.4182 | 21.6831
590 | 2124000 | 3.7637 | 20.4234 | 21.6884
591 | 2127600 | 3.765 | 20.4286 | 21.6937
592 | 2131200 | 3.7664 | 20.4338 | 21.699
593 | 2134800 | 3.7677 | 20.439 | 21.7043
594 | 2138400 | 3.7691 | 20.4442 | 21.7096
595 | 2142000 | 3.7705 | 20.4494 | 21.7149
596 | 2145600 | 3.7718 | 20.4546 | 21.7202
597 | 2149200 | 3.7732 | 20.4597 | 21.7255
598 | 2152800 | 3.7745 | 20.4649 | 21.7308
599 | 2156400 | 3.7759 | 20.4701 | 21.7361
600 | 2160000 | 3.7772 | 20.4753 | 21.7414
601 | 2163600 | 3.7786 | 20.4804 | 21.7466
602 | 2167200 | 3.7799 | 20.4856 | 21.7519
603 | 2170800 | 3.7812 | 20.4908 | 21.7572
604 | 2174400 | 3.7826 | 20.4959 | 21.7625
605 | 2178000 | 3.7839 | 20.5011 | 21.7678
606 | 2181600 | 3.7852 | 20.5062 | 21.773
607 | 2185200 | 3.7866 | 20.5114 | 21.7783
608 | 2188800 | 3.7879 | 20.5166 | 21.7836
609 | 2192400 | 3.7892 | 20.5217 | 21.7888
610 | 2196000 | 3.7906 | 20.5269 | 21.7941
611 | 2199600 | 3.7919 | 20.532 | 21.7993
612 | 2203200 | 3.7932 | 20.5371 | 21.8046
613 | 2206800 | 3.7945 | 20.5423 | 21.8099
614 | 2210400 | 3.7959 | 20.5474 | 21.8151
615 | 2214000 | 3.7972 | 20.5526 | 21.8204
616 | 2217600 | 3.7985 | 20.5577 | 21.8256
617 | 2221200 | 3.7998 | 20.5628 | 21.8309
618 | 2224800 | 3.8011 | 20.568 | 21.8361
619 | 2228400 | 3.8024 | 20.5731 | 21.8413
620 | 2232000 | 3.8037 | 20.5782 | 21.8466
621 | 2235600 | 3.805 | 20.5833 | 21.8518
622 | 2239200 | 3.8063 | 20.5885 | 21.857
623 | 2242800 | 3.8076 | 20.5936 | 21.8623
624 | 2246400 | 3.8089 | 20.5987 | 21.8675
625 | 2250000 | 3.8102 | 20.6038 | 21.8727
626 | 2253600 | 3.8115 | 20.6089 | 21.878
627 | 2257200 | 3.8128 | 20.614 | 21.8832
628 | 2260800 | 3.8141 | 20.6192 | 21.8884
629 | 2264400 | 3.8154 | 20.6243 | 21.8936
630 | 2268000 | 3.8167 | 20.6294 | 21.8988
631 | 2271600 | 3.818 | 20.6345 | 21.904
632 | 2275200 | 3.8193 | 20.6396 | 21.9092
633 | 2278800 | 3.8206 | 20.6447 | 21.9144
634 | 2282400 | 3.8219 | 20.6498 | 21.9197
635 | 2286000 | 3.8231 | 20.6548 | 21.9249
636 | 2289600 | 3.8244 | 20.6599 | 21.9301
637 | 2293200 | 3.8257 | 20.665 | 21.9353
638 | 2296800 | 3.827 | 20.6701 | 21.9404
639 | 2300400 | 3.8282 | 20.6752 | 21.9456
640 | 2304000 | 3.8295 | 20.6803 | 21.9508
641 | 2307600 | 3.8308 | 20.6854 | 21.956
642 | 2311200 | 3.832 | 20.6904 | 21.9612
643 | 2314800 | 3.8333 | 20.6955 | 21.9664
644 | 2318400 | 3.8346 | 20.7006 | 21.9716
645 | 2322000 | 3.8358 | 20.7057 | 21.9767
646 | 2325600 | 3.8371 | 20.7107 | 21.9819
647 | 2329200 | 3.8384 | 20.7158 | 21.9871
648 | 2332800 | 3.8396 | 20.7209 | 21.9923
649 | 2336400 | 3.8409 | 20.7259 | 21.9974
650 | 2340000 | 3.8421 | 20.731 | 22.0026
651 | 2343600 | 3.8434 | 20.736 | 22.0078
652 | 2347200 | 3.8446 | 20.7411 | 22.0129
653 | 2350800 | 3.8459 | 20.7461 | 22.0181
654 | 2354400 | 3.8471 | 20.7512 | 22.0232
655 | 2358000 | 3.8484 | 20.7562 | 22.0284
656 | 2361600 | 3.8496 | 20.7613 | 22.0335
657 | 2365200 | 3.8508 | 20.7663 | 22.0387
658 | 2368800 | 3.8521 | 20.7714 | 22.0438
659 | 2372400 | 3.8533 | 20.7764 | 22.049
660 | 2376000 | 3.8546 | 20.7815 | 22.0541
661 | 2379600 | 3.8558 | 20.7865 | 22.0593
662 | 2383200 | 3.857 | 20.7915 | 22.0644
663 | 2386800 | 3.8582 | 20.7966 | 22.0695
664 | 2390400 | 3.8595 | 20.8016 | 22.0747
665 | 2394000 | 3.8607 | 20.8066 | 22.0798
666 | 2397600 | 3.8619 | 20.8116 | 22.0849
667 | 2401200 | 3.8632 | 20.8167 | 22.0901
668 | 2404800 | 3.8644 | 20.8217 | 22.0952
669 | 2408400 | 3.8656 | 20.8267 | 22.1003
670 | 2412000 | 3.8668 | 20.8317 | 22.1054
671 | 2415600 | 3.868 | 20.8367 | 22.1106
672 | 2419200 | 3.8692 | 20.8417 | 22.1157
673 | 2422800 | 3.8705 | 20.8467 | 22.1208
674 | 2426400 | 3.8717 | 20.8518 | 22.1259
675 | 2430000 | 3.8729 | 20.8568 | 22.131
676 | 2433600 | 3.8741 | 20.8618 | 22.1361
677 | 2437200 | 3.8753 | 20.8668 | 22.1412
678 | 2440800 | 3.8765 | 20.8718 | 22.1463
679 | 2444400 | 3.8777 | 20.8768 | 22.1514
680 | 2448000 | 3.8789 | 20.8818 | 22.1565
681 | 2451600 | 3.8801 | 20.8867 | 22.1616
682 | 2455200 | 3.8813 | 20.8917 | 22.1667
683 | 2458800 | 3.8825 | 20.8967 | 22.1718
684 | 2462400 | 3.8837 | 20.9017 | 22.1769
685 | 2466000 | 3.8849 | 20.9067 | 22.182
686 | 2469600 | 3.8861 | 20.9117 | 22.1871
687 | 2473200 | 3.8873 | 20.9167 | 22.1921
688 | 2476800 | 3.8885 | 20.9216 | 22.1972
689 | 2480400 | 3.8896 | 20.9266 | 22.2023
690 | 2484000 | 3.8908 | 20.9316 | 22.2074
691 | 2487600 | 3.892 | 20.9366 | 22.2124
692 | 2491200 | 3.8932 | 20.9415 | 22.2175
693 | 2494800 | 3.8944 | 20.9465 | 22.2226
694 | 2498400 | 3.8955 | 20.9515 | 22.2276
695 | 2502000 | 3.8967 | 20.9564 | 22.2327
696 | 2505600 | 3.8979 | 20.9614 | 22.2378
697 | 2509200 | 3.8991 | 20.9664 | 22.2428
698 | 2512800 | 3.9002 | 20.9713 | 22.2479
699 | 2516400 | 3.9014 | 20.9763 | 22.2529
700 | 2520000 | 3.9026 | 20.9812 | 22.258
701 | 2523600 | 3.9037 | 20.9862 | 22.263
702 | 2527200 | 3.9049 | 20.9911 | 22.2681
703 | 2530800 | 3.9061 | 20.9961 | 22.2731
704 | 2534400 | 3.9072 | 21.001 | 22.2782
705 | 2538000 | 3.9084 | 21.006 | 22.2832
706 | 2541600 | 3.9096 | 21.0109 | 22.2883
707 | 2545200 | 3.9107 | 21.0158 | 22.2933
708 | 2548800 | 3.9119 | 21.0208 | 22.2983
709 | 2552400 | 3.913 | 21.0257 | 22.3034
710 | 2556000 | 3.9142 | 21.0306 | 22.3084
711 | 2559600 | 3.9153 | 21.0356 | 22.3134
712 | 2563200 | 3.9165 | 21.0405 | 22.3185
713 | 2566800 | 3.9176 | 21.0454 | 22.3235
714 | 2570400 | 3.9188 | 21.0504 | 22.3285
715 | 2574000 | 3.9199 | 21.0553 | 22.3335
716 | 2577600 | 3.9211 | 21.0602 | 22.3385
717 | 2581200 | 3.9222 | 21.0651 | 22.3436
718 | 2584800 | 3.9233 | 21.07 | 22.3486
719 | 2588400 | 3.9245 | 21.0749 | 22.3536
720 | 2592000 | 3.9256 | 21.0799 | 22.3586
721 | 2595600 | 3.9268 | 21.0848 | 22.3636
722 | 2599200 | 3.9279 | 21.0897 | 22.3686
723 | 2602800 | 3.929 | 21.0946 | 22.3736
724 | 2606400 | 3.9301 | 21.0995 | 22.3786
725 | 2610000 | 3.9313 | 21.1044 | 22.3836
726 | 2613600 | 3.9324 | 21.1093 | 22.3886
727 | 2617200 | 3.9335 | 21.1142 | 22.3936
728 | 2620800 | 3.9347 | 21.1191 | 22.3986
729 | 2624400 | 3.9358 | 21.124 | 22.4036
730 | 2628000 | 3.9369 | 21.1289 | 22.4086
731 | 2631600 | 3.938 | 21.1338 | 22.4136
732 | 2635200 | 3.9391 | 21.1387 | 22.4186
733 | 2638800 | 3.9403 | 21.1435 | 22.4235
734 | 2642400 | 3.9414 | 21.1484 | 22.4285
735 | 2646000 | 3.9425 | 21.1533 | 22.4335
736 | 2649600 | 3.9436 | 21.1582 | 22.4385
737 | 2653200 | 3.9447 | 21.1631 | 22.4434
738 | 2656800 | 3.9458 | 21.168 | 22.4484
739 | 2660400 | 3.9469 | 21.1728 | 22.4534
740 | 2664000 | 3.948 | 21.1777 | 22.4583
741 | 2667600 | 3.9491 | 21.1826 | 22.4633
742 | 2671200 | 3.9502 | 21.1874 | 22.4683
743 | 2674800 | 3.9513 | 21.1923 | 22.4732
744 | 2678400 | 3.9524 | 21.1972 | 22.4782
745 | 2682000 | 3.9535 | 21.202 | 22.4832
746 | 2685600 | 3.9546 | 21.2069 | 22.4881
747 | 2689200 | 3.9557 | 21.2118 | 22.4931
748 | 2692800 | 3.9568 | 21.2166 | 22.498
749 | 2696400 | 3.9579 | 21.2215 | 22.503
750 | 2700000 | 3.959 | 21.2263 | 22.5079
751 | 2703600 | 3.9601 | 21.2312 | 22.5129
752 | 2707200 | 3.9612 | 21.236 | 22.5178
753 | 2710800 | 3.9623 | 21.2409 | 22.5227
754 | 2714400 | 3.9634 | 21.2457 | 22.5277
755 | 2718000 | 3.9645 | 21.2506 | 22.5326
756 | 2721600 | 3.9655 | 21.2554 | 22.5375
757 | 2725200 | 3.9666 | 21.2602 | 22.5425
758 | 2728800 | 3.9677 | 21.2651 | 22.5474
759 | 2732400 | 3.9688 | 21.2699 | 22.5523
760 | 2736000 | 3.9699 | 21.2748 | 22.5573
761 | 2739600 | 3.9709 | 21.2796 | 22.5622
762 | 2743200 | 3.972 | 21.2844 | 22.5671
763 | 2746800 | 3.9731 | 21.2892 | 22.572
764 | 2750400 | 3.9742 | 21.2941 | 22.5769
765 | 2754000 | 3.9752 | 21.2989 | 22.5819
766 | 2757600 | 3.9763 | 21.3037 | 22.5868
767 | 2761200 | 3.9774 | 21.3085 | 22.5917
768 | 2764800 | 3.9784 | 21.3134 | 22.5966
769 | 2768400 | 3.9795 | 21.3182 | 22.6015
770 | 2772000 | 3.9806 | 21.323 | 22.6064
771 | 2775600 | 3.9816 | 21.3278 | 22.6113
772 | 2779200 | 3.9827 | 21.3326 | 22.6162
773 | 2782800 | 3.9837 | 21.3374 | 22.6211
774 | 2786400 | 3.9848 | 21.3422 | 22.626
775 | 2790000 | 3.9859 | 21.347 | 22.6309
776 | 2793600 | 3.9869 | 21.3518 | 22.6358
777 | 2797200 | 3.988 | 21.3566 | 22.6407
778 | 2800800 | 3.989 | 21.3614 | 22.6456
779 | 2804400 | 3.9901 | 21.3662 | 22.6505
780 | 2808000 | 3.9911 | 21.371 | 22.6554
781 | 2811600 | 3.9922 | 21.3758 | 22.6602
782 | 2815200 | 3.9932 | 21.3806 | 22.6651
783 | 2818800 | 3.9943 | 21.3854 | 22.67
784 | 2822400 | 3.9953 | 21.3902 | 22.6749
785 | 2826000 | 3.9964 | 21.395 | 22.6798
786 | 2829600 | 3.9974 | 21.3998 | 22.6846
787 | 2833200 | 3.9984 | 21.4046 | 22.6895
788 | 2836800 | 3.9995 | 21.4093 | 22.6944
789 | 2840400 | 4.0005 | 21.4141 | 22.6992
790 | 2844000 | 4.0015 | 21.4189 | 22.7041
791 | 2847600 | 4.0026 | 21.4237 | 22.709
792 | 2851200 | 4.0036 | 21.4285 | 22.7138
793 | 2854800 | 4.0046 | 21.4332 | 22.7187
794 | 2858400 | 4.0057 | 21.438 | 22.7236
795 | 2862000 | 4.0067 | 21.4428 | 22.7284
796 | 2865600 | 4.0077 | 21.4475 | 22.7333
797 | 2869200 | 4.0088 | 21.4523 | 22.7381
798 | 2872800 | 4.0098 | 21.4571 | 22.743
799 | 2876400 | 4.0108 | 21.4618 | 22.7478
800 | 2880000 | 4.0118 | 21.4666 | 22.7527
801 | 2883600 | 4.0129 | 21.4713 | 22.7575
802 | 2887200 | 4.0139 | 21.4761 | 22.7623
803 | 2890800 | 4.0149 | 21.4808 | 22.7672
804 | 2894400 | 4.0159 | 21.4856 | 22.772
805 | 2898000 | 4.0169 | 21.4903 | 22.7769
806 | 2901600 | 4.0179 | 21.4951 | 22.7817
807 | 2905200 | 4.019 | 21.4998 | 22.7865
808 | 2908800 | 4.02 | 21.5046 | 22.7914
809 | 2912400 | 4.021 | 21.5093 | 22.7962
810 | 2916000 | 4.022 | 21.5141 | 22.801
811 | 2919600 | 4.023 | 21.5188 | 22.8058
812 | 2923200 | 4.024 | 21.5235 | 22.8107
813 | 2926800 | 4.025 | 21.5283 | 22.8155
814 | 2930400 | 4.026 | 21.533 | 22.8203
815 | 2934000 | 4.027 | 21.5377 | 22.8251
816 | 2937600 | 4.028 | 21.5425 | 22.8299
817 | 2941200 | 4.029 | 21.5472 | 22.8348
818 | 2944800 | 4.03 | 21.5519 | 22.8396
819 | 2948400 | 4.031 | 21.5567 | 22.8444
820 | 2952000 | 4.032 | 21.5614 | 22.8492
821 | 2955600 | 4.033 | 21.5661 | 22.854
822 | 2959200 | 4.034 | 21.5708 | 22.8588
823 | 2962800 | 4.035 | 21.5755 | 22.8636
824 | 2966400 | 4.036 | 21.5803 | 22.8684
825 | 2970000 | 4.037 | 21.585 | 22.8732
826 | 2973600 | 4.038 | 21.5897 | 22.878
827 | 2977200 | 4.039 | 21.5944 | 22.8828
828 | 2980800 | 4.04 | 21.5991 | 22.8876
829 | 2984400 | 4.0409 | 21.6038 | 22.8924
830 | 2988000 | 4.0419 | 21.6085 | 22.8972
831 | 2991600 | 4.0429 | 21.6132 | 22.9019
832 | 2995200 | 4.0439 | 21.6179 | 22.9067
833 | 2998800 | 4.0449 | 21.6226 | 22.9115
834 | 3002400 | 4.0459 | 21.6273 | 22.9163
835 | 3006000 | 4.0468 | 21.632 | 22.9211
836 | 3009600 | 4.0478 | 21.6367 | 22.9258
837 | 3013200 | 4.0488 | 21.6414 | 22.9306
838 | 3016800 | 4.0498 | 21.6461 | 22.9354
839 | 3020400 | 4.0507 | 21.6508 | 22.9402
840 | 3024000 | 4.0517 | 21.6555 | 22.9449
841 | 3027600 | 4.0527 | 21.6602 | 22.9497
842 | 3031200 | 4.0536 | 21.6648 | 22.9545
843 | 3034800 | 4.0546 | 21.6695 | 22.9592
844 | 3038400 | 4.0556 | 21.6742 | 22.964
845 | 3042000 | 4.0565 | 21.6789 | 22.9688
846 | 3045600 | 4.0575 | 21.6836 | 22.9735
847 | 3049200 | 4.0585 | 21.6882 | 22.9783
848 | 3052800 | 4.0594 | 21.6929 | 22.983
849 | 3056400 | 4.0604 | 21.6976 | 22.9878
850 | 3060000 | 4.0614 | 21.7022 | 22.9925
851 | 3063600 | 4.0623 | 21.7069 | 22.9973
852 | 3067200 | 4.0633 | 21.7116 | 23.002
853 | 3070800 | 4.0642 | 21.7162 | 23.0068
854 | 3074400 | 4.0652 | 21.7209 | 23.0115
855 | 3078000 | 4.0661 | 21.7256 | 23.0163
856 | 3081600 | 4.0671 | 21.7302 | 23.021
857 | 3085200 | 4.0681 | 21.7349 | 23.0258
858 | 3088800 | 4.069 | 21.7395 | 23.0305
859 | 3092400 | 4.07 | 21.7442 | 23.0352
860 | 3096000 | 4.0709 | 21.7488 | 23.04
861 | 3099600 | 4.0718 | 21.7535 | 23.0447
862 | 3103200 | 4.0728 | 21.7582 | 23.0494
863 | 3106800 | 4.0737 | 21.7628 | 23.0541
864 | 3110400 | 4.0747 | 21.7674 | 23.0589
865 | 3114000 | 4.0756 | 21.7721 | 23.0636
866 | 3117600 | 4.0766 | 21.7767 | 23.0683
867 | 3121200 | 4.0775 | 21.7814 | 23.073
868 | 3124800 | 4.0784 | 21.786 | 23.0778
869 | 3128400 | 4.0794 | 21.7906 | 23.0825
870 | 3132000 | 4.0803 | 21.7953 | 23.0872
871 | 3135600 | 4.0813 | 21.7999 | 23.0919
872 | 3139200 | 4.0822 | 21.8045 | 23.0966
873 | 3142800 | 4.0831 | 21.8092 | 23.1013
874 | 3146400 | 4.0841 | 21.8138 | 23.106
875 | 3150000 | 4.085 | 21.8184 | 23.1107
876 | 3153600 | 4.0859 | 21.8231 | 23.1154
877 | 3157200 | 4.0868 | 21.8277 | 23.1202
878 | 3160800 | 4.0878 | 21.8323 | 23.1249
879 | 3164400 | 4.0887 | 21.8369 | 23.1296
880 | 3168000 | 4.0896 | 21.8415 | 23.1342
881 | 3171600 | 4.0906 | 21.8462 | 23.1389
882 | 3175200 | 4.0915 | 21.8508 | 23.1436
883 | 3178800 | 4.0924 | 21.8554 | 23.1483
884 | 3182400 | 4.0933 | 21.86 | 23.153
885 | 3186000 | 4.0942 | 21.8646 | 23.1577
886 | 3189600 | 4.0952 | 21.8692 | 23.1624
887 | 3193200 | 4.0961 | 21.8738 | 23.1671
888 | 3196800 | 4.097 | 21.8784 | 23.1718
889 | 3200400 | 4.0979 | 21.883 | 23.1764
890 | 3204000 | 4.0988 | 21.8876 | 23.1811
891 | 3207600 | 4.0997 | 21.8922 | 23.1858
892 | 3211200 | 4.1006 | 21.8968 | 23.1905
893 | 3214800 | 4.1016 | 21.9014 | 23.1952
894 | 3218400 | 4.1025 | 21.906 | 23.1998
895 | 3222000 | 4.1034 | 21.9106 | 23.2045
896 | 3225600 | 4.1043 | 21.9152 | 23.2092
897 | 3229200 | 4.1052 | 21.9198 | 23.2138
898 | 3232800 | 4.1061 | 21.9244 | 23.2185
899 | 3236400 | 4.107 | 21.929 | 23.2232
900 | 3240000 | 4.1079 | 21.9336 | 23.2278
901 | 3243600 | 4.1088 | 21.9382 | 23.2325
902 | 3247200 | 4.1097 | 21.9427 | 23.2371
903 | 3250800 | 4.1106 | 21.9473 | 23.2418
904 | 3254400 | 4.1115 | 21.9519 | 23.2465
905 | 3258000 | 4.1124 | 21.9565 | 23.2511
906 | 3261600 | 4.1133 | 21.961 | 23.2558
907 | 3265200 | 4.1142 | 21.9656 | 23.2604
908 | 3268800 | 4.1151 | 21.9702 | 23.2651
909 | 3272400 | 4.116 | 21.9748 | 23.2697
910 | 3276000 | 4.1169 | 21.9793 | 23.2744
911 | 3279600 | 4.1178 | 21.9839 | 23.279
912 | 3283200 | 4.1187 | 21.9885 | 23.2836
913 | 3286800 | 4.1196 | 21.993 | 23.2883
914 | 3290400 | 4.1204 | 21.9976 | 23.2929
915 | 3294000 | 4.1213 | 22.0022 | 23.2976
916 | 3297600 | 4.1222 | 22.0067 | 23.3022
917 | 3301200 | 4.1231 | 22.0113 | 23.3068
918 | 3304800 | 4.124 | 22.0158 | 23.3115
919 | 3308400 | 4.1249 | 22.0204 | 23.3161
920 | 3312000 | 4.1258 | 22.0249 | 23.3207
921 | 3315600 | 4.1266 | 22.0295 | 23.3253
922 | 3319200 | 4.1275 | 22.034 | 23.33
923 | 3322800 | 4.1284 | 22.0386 | 23.3346
924 | 3326400 | 4.1293 | 22.0431 | 23.3392
925 | 3330000 | 4.1302 | 22.0477 | 23.3438
926 | 3333600 | 4.131 | 22.0522 | 23.3484
927 | 3337200 | 4.1319 | 22.0568 | 23.3531
928 | 3340800 | 4.1328 | 22.0613 | 23.3577
929 | 3344400 | 4.1336 | 22.0658 | 23.3623
930 | 3348000 | 4.1345 | 22.0704 | 23.3669
931 | 3351600 | 4.1354 | 22.0749 | 23.3715
932 | 3355200 | 4.1363 | 22.0794 | 23.3761
933 | 3358800 | 4.1371 | 22.084 | 23.3807
934 | 3362400 | 4.138 | 22.0885 | 23.3853
935 | 3366000 | 4.1389 | 22.093 | 23.3899
936 | 3369600 | 4.1397 | 22.0976 | 23.3945
937 | 3373200 | 4.1406 | 22.1021 | 23.3991
938 | 3376800 | 4.1415 | 22.1066 | 23.4037
939 | 3380400 | 4.1423 | 22.1111 | 23.4083
940 | 3384000 | 4.1432 | 22.1156 | 23.4129
941 | 3387600 | 4.144 | 22.1202 | 23.4175
942 | 3391200 | 4.1449 | 22.1247 | 23.4221
943 | 3394800 | 4.1458 | 22.1292 | 23.4267
944 | 3398400 | 4.1466 | 22.1337 | 23.4313
945 | 3402000 | 4.1475 | 22.1382 | 23.4359
946 | 3405600 | 4.1483 | 22.1427 | 23.4404
947 | 3409200 | 4.1492 | 22.1473 | 23.445
948 | 3412800 | 4.15 | 22.1518 | 23.4496
949 | 3416400 | 4.1509 | 22.1563 | 23.4542
950 | 3420000 | 4.1517 | 22.1608 | 23.4588
951 | 3423600 | 4.1526 | 22.1653 | 23.4633
952 | 3427200 | 4.1534 | 22.1698 | 23.4679
953 | 3430800 | 4.1543 | 22.1743 | 23.4725
954 | 3434400 | 4.1551 | 22.1788 | 23.4771
955 | 3438000 | 4.156 | 22.1833 | 23.4816
956 | 3441600 | 4.1568 | 22.1878 | 23.4862
957 | 3445200 | 4.1577 | 22.1923 | 23.4908
958 | 3448800 | 4.1585 | 22.1968 | 23.4953
959 | 3452400 | 4.1594 | 22.2012 | 23.4999
960 | 3456000 | 4.1602 | 22.2057 | 23.5044
961 | 3459600 | 4.1611 | 22.2102 | 23.509
962 | 3463200 | 4.1619 | 22.2147 | 23.5136
963 | 3466800 | 4.1627 | 22.2192 | 23.5181
964 | 3470400 | 4.1636 | 22.2237 | 23.5227
965 | 3474000 | 4.1644 | 22.2282 | 23.5272
966 | 3477600 | 4.1652 | 22.2326 | 23.5318
967 | 3481200 | 4.1661 | 22.2371 | 23.5363
968 | 3484800 | 4.1669 | 22.2416 | 23.5409
969 | 3488400 | 4.1677 | 22.2461 | 23.5454
970 | 3492000 | 4.1686 | 22.2505 | 23.55
971 | 3495600 | 4.1694 | 22.255 | 23.5545
972 | 3499200 | 4.1702 | 22.2595 | 23.559
973 | 3502800 | 4.1711 | 22.264 | 23.5636
974 | 3506400 | 4.1719 | 22.2684 | 23.5681
975 | 3510000 | 4.1727 | 22.2729 | 23.5727
976 | 3513600 | 4.1736 | 22.2774 | 23.5772
977 | 3517200 | 4.1744 | 22.2818 | 23.5817
978 | 3520800 | 4.1752 | 22.2863 | 23.5863
979 | 3524400 | 4.176 | 22.2907 | 23.5908
980 | 3528000 | 4.1769 | 22.2952 | 23.5953
981 | 3531600 | 4.1777 | 22.2997 | 23.5998
982 | 3535200 | 4.1785 | 22.3041 | 23.6044
983 | 3538800 | 4.1793 | 22.3086 | 23.6089
984 | 3542400 | 4.1801 | 22.313 | 23.6134
985 | 3546000 | 4.181 | 22.3175 | 23.6179
986 | 3549600 | 4.1818 | 22.3219 | 23.6225
987 | 3553200 | 4.1826 | 22.3264 | 23.627
988 | 3556800 | 4.1834 | 22.3308 | 23.6315
989 | 3560400 | 4.1842 | 22.3353 | 23.636
990 | 3564000 | 4.185 | 22.3397 | 23.6405
991 | 3567600 | 4.1858 | 22.3441 | 23.645
992 | 3571200 | 4.1867 | 22.3486 | 23.6495
993 | 3574800 | 4.1875 | 22.353 | 23.654
994 | 3578400 | 4.1883 | 22.3575 | 23.6586
995 | 3582000 | 4.1891 | 22.3619 | 23.6631
996 | 3585600 | 4.1899 | 22.3663 | 23.6676
997 | 3589200 | 4.1907 | 22.3708 | 23.6721
998 | 3592800 | 4.1915 | 22.3752 | 23.6766
999 | 3596400 | 4.1923 | 22.3796 | 23.6811
1000 | 3600000 | 4.1931 | 22.3841 | 23.6856
1001 | 3603600 | 4.1939 | 22.3885 | 23.6901
1002 | 3607200 | 4.1947 | 22.3929 | 23.6945
1003 | 3610800 | 4.1955 | 22.3973 | 23.699
1004 | 3614400 | 4.1963 | 22.4018 | 23.7035
1005 | 3618000 | 4.1971 | 22.4062 | 23.708
1006 | 3621600 | 4.1979 | 22.4106 | 23.7125
1007 | 3625200 | 4.1987 | 22.415 | 23.717
1008 | 3628800 | 4.1995 | 22.4194 | 23.7215
1009 | 3632400 | 4.2003 | 22.4238 | 23.726
1010 | 3636000 | 4.2011 | 22.4283 | 23.7304
1011 | 3639600 | 4.2019 | 22.4327 | 23.7349
1012 | 3643200 | 4.2027 | 22.4371 | 23.7394
1013 | 3646800 | 4.2035 | 22.4415 | 23.7439
1014 | 3650400 | 4.2043 | 22.4459 | 23.7484
1015 | 3654000 | 4.2051 | 22.4503 | 23.7528
1016 | 3657600 | 4.2059 | 22.4547 | 23.7573
1017 | 3661200 | 4.2067 | 22.4591 | 23.7618
1018 | 3664800 | 4.2075 | 22.4635 | 23.7662
1019 | 3668400 | 4.2082 | 22.4679 | 23.7707
1020 | 3672000 | 4.209 | 22.4723 | 23.7752
1021 | 3675600 | 4.2098 | 22.4767 | 23.7796
1022 | 3679200 | 4.2106 | 22.4811 | 23.7841
1023 | 3682800 | 4.2114 | 22.4855 | 23.7886
1024 | 3686400 | 4.2122 | 22.4899 | 23.793
1025 | 3690000 | 4.2129 | 22.4943 | 23.7975
1026 | 3693600 | 4.2137 | 22.4987 | 23.8019
1027 | 3697200 | 4.2145 | 22.5031 | 23.8064
1028 | 3700800 | 4.2153 | 22.5075 | 23.8108
1029 | 3704400 | 4.2161 | 22.5118 | 23.8153
1030 | 3708000 | 4.2168 | 22.5162 | 23.8197
1031 | 3711600 | 4.2176 | 22.5206 | 23.8242
1032 | 3715200 | 4.2184 | 22.525 | 23.8286
1033 | 3718800 | 4.2192 | 22.5294 | 23.8331
1034 | 3722400 | 4.22 | 22.5337 | 23.8375
1035 | 3726000 | 4.2207 | 22.5381 | 23.842
1036 | 3729600 | 4.2215 | 22.5425 | 23.8464
1037 | 3733200 | 4.2223 | 22.5469 | 23.8509
1038 | 3736800 | 4.223 | 22.5512 | 23.8553
1039 | 3740400 | 4.2238 | 22.5556 | 23.8597
1040 | 3744000 | 4.2246 | 22.56 | 23.8642
1041 | 3747600 | 4.2254 | 22.5644 | 23.8686
1042 | 3751200 | 4.2261 | 22.5687 | 23.873
1043 | 3754800 | 4.2269 | 22.5731 | 23.8775
1044 | 3758400 | 4.2277 | 22.5775 | 23.8819
1045 | 3762000 | 4.2284 | 22.5818 | 23.8863
1046 | 3765600 | 4.2292 | 22.5862 | 23.8907
1047 | 3769200 | 4.23 | 22.5905 | 23.8952
1048 | 3772800 | 4.2307 | 22.5949 | 23.8996
1049 | 3776400 | 4.2315 | 22.5993 | 23.904
1050 | 3780000 | 4.2322 | 22.6036 | 23.9084
1051 | 3783600 | 4.233 | 22.608 | 23.9129
1052 | 3787200 | 4.2338 | 22.6123 | 23.9173
1053 | 3790800 | 4.2345 | 22.6167 | 23.9217
1054 | 3794400 | 4.2353 | 22.621 | 23.9261
1055 | 3798000 | 4.236 | 22.6254 | 23.9305
1056 | 3801600 | 4.2368 | 22.6297 | 23.9349
1057 | 3805200 | 4.2375 | 22.6341 | 23.9393
1058 | 3808800 | 4.2383 | 22.6384 | 23.9437
1059 | 3812400 | 4.2391 | 22.6427 | 23.9482
1060 | 3816000 | 4.2398 | 22.6471 | 23.9526
1061 | 3819600 | 4.2406 | 22.6514 | 23.957
1062 | 3823200 | 4.2413 | 22.6558 | 23.9614
1063 | 3826800 | 4.2421 | 22.6601 | 23.9658
1064 | 3830400 | 4.2428 | 22.6644 | 23.9702
1065 | 3834000 | 4.2436 | 22.6688 | 23.9746
1066 | 3837600 | 4.2443 | 22.6731 | 23.979
1067 | 3841200 | 4.2451 | 22.6774 | 23.9834
1068 | 3844800 | 4.2458 | 22.6818 | 23.9878
1069 | 3848400 | 4.2466 | 22.6861 | 23.9921
1070 | 3852000 | 4.2473 | 22.6904 | 23.9965
1071 | 3855600 | 4.248 | 22.6947 | 24.0009
1072 | 3859200 | 4.2488 | 22.6991 | 24.0053
1073 | 3862800 | 4.2495 | 22.7034 | 24.0097
1074 | 3866400 | 4.2503 | 22.7077 | 24.0141
1075 | 3870000 | 4.251 | 22.712 | 24.0185
1076 | 3873600 | 4.2518 | 22.7164 | 24.0229
1077 | 3877200 | 4.2525 | 22.7207 | 24.0272
1078 | 3880800 | 4.2532 | 22.725 | 24.0316
1079 | 3884400 | 4.254 | 22.7293 | 24.036
1080 | 3888000 | 4.2547 | 22.7336 | 24.0404
1081 | 3891600 | 4.2554 | 22.7379 | 24.0447
1082 | 3895200 | 4.2562 | 22.7422 | 24.0491
1083 | 3898800 | 4.2569 | 22.7466 | 24.0535
1084 | 3902400 | 4.2577 | 22.7509 | 24.0579
1085 | 3906000 | 4.2584 | 22.7552 | 24.0622
1086 | 3909600 | 4.2591 | 22.7595 | 24.0666
1087 | 3913200 | 4.2599 | 22.7638 | 24.071
1088 | 3916800 | 4.2606 | 22.7681 | 24.0753
1089 | 3920400 | 4.2613 | 22.7724 | 24.0797
1090 | 3924000 | 4.262 | 22.7767 | 24.084
1091 | 3927600 | 4.2628 | 22.781 | 24.0884
1092 | 3931200 | 4.2635 | 22.7853 | 24.0928
1093 | 3934800 | 4.2642 | 22.7896 | 24.0971
1094 | 3938400 | 4.265 | 22.7939 | 24.1015
1095 | 3942000 | 4.2657 | 22.7982 | 24.1058
1096 | 3945600 | 4.2664 | 22.8025 | 24.1102
1097 | 3949200 | 4.2671 | 22.8067 | 24.1145
1098 | 3952800 | 4.2679 | 22.811 | 24.1189
1099 | 3956400 | 4.2686 | 22.8153 | 24.1232
1100 | 3960000 | 4.2693 | 22.8196 | 24.1276
1101 | 3963600 | 4.27 | 22.8239 | 24.1319
1102 | 3967200 | 4.2707 | 22.8282 | 24.1363
1103 | 3970800 | 4.2715 | 22.8325 | 24.1406
1104 | 3974400 | 4.2722 | 22.8367 | 24.145
1105 | 3978000 | 4.2729 | 22.841 | 24.1493
1106 | 3981600 | 4.2736 | 22.8453 | 24.1536
1107 | 3985200 | 4.2743 | 22.8496 | 24.158
1108 | 3988800 | 4.275 | 22.8538 | 24.1623
1109 | 3992400 | 4.2758 | 22.8581 | 24.1667
1110 | 3996000 | 4.2765 | 22.8624 | 24.171
1111 | 3999600 | 4.2772 | 22.8667 | 24.1753
1112 | 4003200 | 4.2779 | 22.8709 | 24.1796
1113 | 4006800 | 4.2786 | 22.8752 | 24.184
1114 | 4010400 | 4.2793 | 22.8795 | 24.1883
1115 | 4014000 | 4.28 | 22.8837 | 24.1926
1116 | 4017600 | 4.2807 | 22.888 | 24.197
1117 | 4021200 | 4.2815 | 22.8923 | 24.2013
1118 | 4024800 | 4.2822 | 22.8965 | 24.2056
1119 | 4028400 | 4.2829 | 22.9008 | 24.2099
1120 | 4032000 | 4.2836 | 22.905 | 24.2142
1121 | 4035600 | 4.2843 | 22.9093 | 24.2186
1122 | 4039200 | 4.285 | 22.9136 | 24.2229
1123 | 4042800 | 4.2857 | 22.9178 | 24.2272
1124 | 4046400 | 4.2864 | 22.9221 | 24.2315
1125 | 4050000 | 4.2871 | 22.9263 | 24.2358
1126 | 4053600 | 4.2878 | 22.9306 | 24.2401
1127 | 4057200 | 4.2885 | 22.9348 | 24.2444
1128 | 4060800 | 4.2892 | 22.9391 | 24.2487
1129 | 4064400 | 4.2899 | 22.9433 | 24.2531
1130 | 4068000 | 4.2906 | 22.9476 | 24.2574
1131 | 4071600 | 4.2913 | 22.9518 | 24.2617
1132 | 4075200 | 4.292 | 22.9561 | 24.266
1133 | 4078800 | 4.2927 | 22.9603 | 24.2703
1134 | 4082400 | 4.2934 | 22.9645 | 24.2746
1135 | 4086000 | 4.2941 | 22.9688 | 24.2789
1136 | 4089600 | 4.2948 | 22.973 | 24.2832
1137 | 4093200 | 4.2955 | 22.9772 | 24.2875
1138 | 4096800 | 4.2962 | 22.9815 | 24.2918
1139 | 4100400 | 4.2969 | 22.9857 | 24.296
1140 | 4104000 | 4.2976 | 22.9899 | 24.3003
1141 | 4107600 | 4.2983 | 22.9942 | 24.3046
1142 | 4111200 | 4.299 | 22.9984 | 24.3089
1143 | 4114800 | 4.2996 | 23.0026 | 24.3132
1144 | 4118400 | 4.3003 | 23.0069 | 24.3175
1145 | 4122000 | 4.301 | 23.0111 | 24.3218
1146 | 4125600 | 4.3017 | 23.0153 | 24.3261
1147 | 4129200 | 4.3024 | 23.0195 | 24.3303
1148 | 4132800 | 4.3031 | 23.0238 | 24.3346
1149 | 4136400 | 4.3038 | 23.028 | 24.3389
1150 | 4140000 | 4.3045 | 23.0322 | 24.3432
1151 | 4143600 | 4.3051 | 23.0364 | 24.3475
1152 | 4147200 | 4.3058 | 23.0406 | 24.3517
1153 | 4150800 | 4.3065 | 23.0449 | 24.356
1154 | 4154400 | 4.3072 | 23.0491 | 24.3603
1155 | 4158000 | 4.3079 | 23.0533 | 24.3645
1156 | 4161600 | 4.3086 | 23.0575 | 24.3688
1157 | 4165200 | 4.3092 | 23.0617 | 24.3731
1158 | 4168800 | 4.3099 | 23.0659 | 24.3774
1159 | 4172400 | 4.3106 | 23.0701 | 24.3816
1160 | 4176000 | 4.3113 | 23.0743 | 24.3859
1161 | 4179600 | 4.312 | 23.0785 | 24.3901
1162 | 4183200 | 4.3126 | 23.0827 | 24.3944
1163 | 4186800 | 4.3133 | 23.0869 | 24.3987
1164 | 4190400 | 4.314 | 23.0911 | 24.4029
1165 | 4194000 | 4.3147 | 23.0953 | 24.4072
1166 | 4197600 | 4.3153 | 23.0995 | 24.4114
1167 | 4201200 | 4.316 | 23.1037 | 24.4157
1168 | 4204800 | 4.3167 | 23.1079 | 24.42
1169 | 4208400 | 4.3174 | 23.1121 | 24.4242
1170 | 4212000 | 4.318 | 23.1163 | 24.4285
1171 | 4215600 | 4.3187 | 23.1205 | 24.4327
1172 | 4219200 | 4.3194 | 23.1247 | 24.437
1173 | 4222800 | 4.32 | 23.1289 | 24.4412
1174 | 4226400 | 4.3207 | 23.1331 | 24.4454
1175 | 4230000 | 4.3214 | 23.1373 | 24.4497
1176 | 4233600 | 4.322 | 23.1415 | 24.4539
1177 | 4237200 | 4.3227 | 23.1457 | 24.4582
1178 | 4240800 | 4.3234 | 23.1498 | 24.4624
1179 | 4244400 | 4.324 | 23.154 | 24.4667
1180 | 4248000 | 4.3247 | 23.1582 | 24.4709
1181 | 4251600 | 4.3254 | 23.1624 | 24.4751
1182 | 4255200 | 4.326 | 23.1666 | 24.4794
1183 | 4258800 | 4.3267 | 23.1707 | 24.4836
1184 | 4262400 | 4.3274 | 23.1749 | 24.4878
1185 | 4266000 | 4.328 | 23.1791 | 24.4921
1186 | 4269600 | 4.3287 | 23.1833 | 24.4963
1187 | 4273200 | 4.3294 | 23.1874 | 24.5005
1188 | 4276800 | 4.33 | 23.1916 | 24.5048
1189 | 4280400 | 4.3307 | 23.1958 | 24.509
1190 | 4284000 | 4.3313 | 23.1999 | 24.5132
1191 | 4287600 | 4.332 | 23.2041 | 24.5174
1192 | 4291200 | 4.3326 | 23.2083 | 24.5216
1193 | 4294800 | 4.3333 | 23.2124 | 24.5259
1194 | 4298400 | 4.334 | 23.2166 | 24.5301
1195 | 4302000 | 4.3346 | 23.2208 | 24.5343
1196 | 4305600 | 4.3353 | 23.2249 | 24.5385
1197 | 4309200 | 4.3359 | 23.2291 | 24.5427
1198 | 4312800 | 4.3366 | 23.2333 | 24.547
1199 | 4316400 | 4.3372 | 23.2374 | 24.5512
1200 | 4320000 | 4.3379 | 23.2416 | 24.5554
1201 | 4323600 | 4.3385 | 23.2457 | 24.5596
1202 | 4327200 | 4.3392 | 23.2499 | 24.5638
1203 | 4330800 | 4.3398 | 23.254 | 24.568
1204 | 4334400 | 4.3405 | 23.2582 | 24.5722
1205 | 4338000 | 4.3411 | 23.2623 | 24.5764
1206 | 4341600 | 4.3418 | 23.2665 | 24.5806
1207 | 4345200 | 4.3424 | 23.2706 | 24.5848
1208 | 4348800 | 4.3431 | 23.2748 | 24.589
1209 | 4352400 | 4.3437 | 23.2789 | 24.5932
1210 | 4356000 | 4.3444 | 23.2831 | 24.5974
1211 | 4359600 | 4.345 | 23.2872 | 24.6016
1212 | 4363200 | 4.3457 | 23.2913 | 24.6058
1213 | 4366800 | 4.3463 | 23.2955 | 24.61
1214 | 4370400 | 4.3469 | 23.2996 | 24.6142
1215 | 4374000 | 4.3476 | 23.3038 | 24.6184
1216 | 4377600 | 4.3482 | 23.3079 | 24.6226
1217 | 4381200 | 4.3489 | 23.312 | 24.6268
1218 | 4384800 | 4.3495 | 23.3162 | 24.631
1219 | 4388400 | 4.3502 | 23.3203 | 24.6352
1220 | 4392000 | 4.3508 | 23.3244 | 24.6393
1221 | 4395600 | 4.3514 | 23.3286 | 24.6435
1222 | 4399200 | 4.3521 | 23.3327 | 24.6477
1223 | 4402800 | 4.3527 | 23.3368 | 24.6519
1224 | 4406400 | 4.3533 | 23.3409 | 24.6561
1225 | 4410000 | 4.354 | 23.3451 | 24.6603
1226 | 4413600 | 4.3546 | 23.3492 | 24.6644
1227 | 4417200 | 4.3553 | 23.3533 | 24.6686
1228 | 4420800 | 4.3559 | 23.3574 | 24.6728
1229 | 4424400 | 4.3565 | 23.3616 | 24.677
1230 | 4428000 | 4.3572 | 23.3657 | 24.6811
1231 | 4431600 | 4.3578 | 23.3698 | 24.6853
1232 | 4435200 | 4.3584 | 23.3739 | 24.6895
1233 | 4438800 | 4.3591 | 23.378 | 24.6936
1234 | 4442400 | 4.3597 | 23.3821 | 24.6978
1235 | 4446000 | 4.3603 | 23.3863 | 24.702
1236 | 4449600 | 4.3609 | 23.3904 | 24.7061
1237 | 4453200 | 4.3616 | 23.3945 | 24.7103
1238 | 4456800 | 4.3622 | 23.3986 | 24.7145
1239 | 4460400 | 4.3628 | 23.4027 | 24.7186
1240 | 4464000 | 4.3635 | 23.4068 | 24.7228
1241 | 4467600 | 4.3641 | 23.4109 | 24.727
1242 | 4471200 | 4.3647 | 23.415 | 24.7311
1243 | 4474800 | 4.3653 | 23.4191 | 24.7353
1244 | 4478400 | 4.366 | 23.4232 | 24.7394
1245 | 4482000 | 4.3666 | 23.4273 | 24.7436
1246 | 4485600 | 4.3672 | 23.4314 | 24.7477
1247 | 4489200 | 4.3678 | 23.4355 | 24.7519
1248 | 4492800 | 4.3685 | 23.4396 | 24.756
1249 | 4496400 | 4.3691 | 23.4437 | 24.7602
1250 | 4500000 | 4.3697 | 23.4478 | 24.7643
1251 | 4503600 | 4.3703 | 23.4519 | 24.7685
1252 | 4507200 | 4.3709 | 23.456 | 24.7726
1253 | 4510800 | 4.3716 | 23.4601 | 24.7768
1254 | 4514400 | 4.3722 | 23.4642 | 24.7809
1255 | 4518000 | 4.3728 | 23.4683 | 24.7851
1256 | 4521600 | 4.3734 | 23.4724 | 24.7892
1257 | 4525200 | 4.374 | 23.4765 | 24.7933
1258 | 4528800 | 4.3746 | 23.4805 | 24.7975
1259 | 4532400 | 4.3753 | 23.4846 | 24.8016
1260 | 4536000 | 4.3759 | 23.4887 | 24.8057
1261 | 4539600 | 4.3765 | 23.4928 | 24.8099
1262 | 4543200 | 4.3771 | 23.4969 | 24.814
1263 | 4546800 | 4.3777 | 23.501 | 24.8181
1264 | 4550400 | 4.3783 | 23.505 | 24.8223
1265 | 4554000 | 4.3789 | 23.5091 | 24.8264
1266 | 4557600 | 4.3796 | 23.5132 | 24.8305
1267 | 4561200 | 4.3802 | 23.5173 | 24.8347
1268 | 4564800 | 4.3808 | 23.5213 | 24.8388
1269 | 4568400 | 4.3814 | 23.5254 | 24.8429
1270 | 4572000 | 4.382 | 23.5295 | 24.847
1271 | 4575600 | 4.3826 | 23.5335 | 24.8512
1272 | 4579200 | 4.3832 | 23.5376 | 24.8553
1273 | 4582800 | 4.3838 | 23.5417 | 24.8594
1274 | 4586400 | 4.3844 | 23.5458 | 24.8635
1275 | 4590000 | 4.385 | 23.5498 | 24.8676
1276 | 4593600 | 4.3856 | 23.5539 | 24.8718
1277 | 4597200 | 4.3863 | 23.5579 | 24.8759
1278 | 4600800 | 4.3869 | 23.562 | 24.88
1279 | 4604400 | 4.3875 | 23.5661 | 24.8841
1280 | 4608000 | 4.3881 | 23.5701 | 24.8882
1281 | 4611600 | 4.3887 | 23.5742 | 24.8923
1282 | 4615200 | 4.3893 | 23.5783 | 24.8964
1283 | 4618800 | 4.3899 | 23.5823 | 24.9005
1284 | 4622400 | 4.3905 | 23.5864 | 24.9046
1285 | 4626000 | 4.3911 | 23.5904 | 24.9087
1286 | 4629600 | 4.3917 | 23.5945 | 24.9129
1287 | 4633200 | 4.3923 | 23.5985 | 24.917
1288 | 4636800 | 4.3929 | 23.6026 | 24.9211
1289 | 4640400 | 4.3935 | 23.6066 | 24.9252
1290 | 4644000 | 4.3941 | 23.6107 | 24.9293
1291 | 4647600 | 4.3947 | 23.6147 | 24.9334
1292 | 4651200 | 4.3953 | 23.6188 | 24.9375
1293 | 4654800 | 4.3959 | 23.6228 | 24.9415
1294 | 4658400 | 4.3965 | 23.6269 | 24.9456
1295 | 4662000 | 4.3971 | 23.6309 | 24.9497
1296 | 4665600 | 4.3977 | 23.6349 | 24.9538
1297 | 4669200 | 4.3982 | 23.639 | 24.9579
1298 | 4672800 | 4.3988 | 23.643 | 24.962
1299 | 4676400 | 4.3994 | 23.6471 | 24.9661
1300 | 4680000 | 4.4 | 23.6511 | 24.9702
1301 | 4683600 | 4.4006 | 23.6551 | 24.9743
1302 | 4687200 | 4.4012 | 23.6592 | 24.9784
1303 | 4690800 | 4.4018 | 23.6632 | 24.9824
1304 | 4694400 | 4.4024 | 23.6672 | 24.9865
1305 | 4698000 | 4.403 | 23.6713 | 24.9906
1306 | 4701600 | 4.4036 | 23.6753 | 24.9947
1307 | 4705200 | 4.4042 | 23.6793 | 24.9988
1308 | 4708800 | 4.4047 | 23.6834 | 25.0028
1309 | 4712400 | 4.4053 | 23.6874 | 25.0069
1310 | 4716000 | 4.4059 | 23.6914 | 25.011
1311 | 4719600 | 4.4065 | 23.6954 | 25.0151
1312 | 4723200 | 4.4071 | 23.6995 | 25.0191
1313 | 4726800 | 4.4077 | 23.7035 | 25.0232
1314 | 4730400 | 4.4083 | 23.7075 | 25.0273
1315 | 4734000 | 4.4089 | 23.7115 | 25.0314
1316 | 4737600 | 4.4094 | 23.7155 | 25.0354
1317 | 4741200 | 4.41 | 23.7196 | 25.0395
1318 | 4744800 | 4.4106 | 23.7236 | 25.0436
1319 | 4748400 | 4.4112 | 23.7276 | 25.0476
1320 | 4752000 | 4.4118 | 23.7316 | 25.0517
1321 | 4755600 | 4.4123 | 23.7356 | 25.0558
1322 | 4759200 | 4.4129 | 23.7396 | 25.0598
1323 | 4762800 | 4.4135 | 23.7436 | 25.0639
1324 | 4766400 | 4.4141 | 23.7476 | 25.0679
1325 | 4770000 | 4.4147 | 23.7517 | 25.072
1326 | 4773600 | 4.4152 | 23.7557 | 25.076
1327 | 4777200 | 4.4158 | 23.7597 | 25.0801
1328 | 4780800 | 4.4164 | 23.7637 | 25.0842
1329 | 4784400 | 4.417 | 23.7677 | 25.0882
1330 | 4788000 | 4.4176 | 23.7717 | 25.0923
1331 | 4791600 | 4.4181 | 23.7757 | 25.0963
1332 | 4795200 | 4.4187 | 23.7797 | 25.1004
1333 | 4798800 | 4.4193 | 23.7837 | 25.1044
1334 | 4802400 | 4.4199 | 23.7877 | 25.1085
1335 | 4806000 | 4.4204 | 23.7917 | 25.1125
1336 | 4809600 | 4.421 | 23.7957 | 25.1166
1337 | 4813200 | 4.4216 | 23.7997 | 25.1206
1338 | 4816800 | 4.4222 | 23.8037 | 25.1246
1339 | 4820400 | 4.4227 | 23.8077 | 25.1287
1340 | 4824000 | 4.4233 | 23.8117 | 25.1327
1341 | 4827600 | 4.4239 | 23.8156 | 25.1368
1342 | 4831200 | 4.4244 | 23.8196 | 25.1408
1343 | 4834800 | 4.425 | 23.8236 | 25.1448
1344 | 4838400 | 4.4256 | 23.8276 | 25.1489
1345 | 4842000 | 4.4261 | 23.8316 | 25.1529
1346 | 4845600 | 4.4267 | 23.8356 | 25.1569
1347 | 4849200 | 4.4273 | 23.8396 | 25.161
1348 | 4852800 | 4.4278 | 23.8436 | 25.165
1349 | 4856400 | 4.4284 | 23.8475 | 25.169
1350 | 4860000 | 4.429 | 23.8515 | 25.1731
1351 | 4863600 | 4.4295 | 23.8555 | 25.1771
1352 | 4867200 | 4.4301 | 23.8595 | 25.1811
1353 | 4870800 | 4.4307 | 23.8635 | 25.1852
1354 | 4874400 | 4.4312 | 23.8674 | 25.1892
1355 | 4878000 | 4.4318 | 23.8714 | 25.1932
1356 | 4881600 | 4.4324 | 23.8754 | 25.1972
1357 | 4885200 | 4.4329 | 23.8794 | 25.2012
1358 | 4888800 | 4.4335 | 23.8833 | 25.2053
1359 | 4892400 | 4.4341 | 23.8873 | 25.2093
1360 | 4896000 | 4.4346 | 23.8913 | 25.2133
1361 | 4899600 | 4.4352 | 23.8952 | 25.2173
1362 | 4903200 | 4.4357 | 23.8992 | 25.2213
1363 | 4906800 | 4.4363 | 23.9032 | 25.2253
1364 | 4910400 | 4.4369 | 23.9071 | 25.2294
1365 | 4914000 | 4.4374 | 23.9111 | 25.2334
1366 | 4917600 | 4.438 | 23.9151 | 25.2374
1367 | 4921200 | 4.4385 | 23.919 | 25.2414
1368 | 4924800 | 4.4391 | 23.923 | 25.2454
1369 | 4928400 | 4.4396 | 23.927 | 25.2494
1370 | 4932000 | 4.4402 | 23.9309 | 25.2534
1371 | 4935600 | 4.4408 | 23.9349 | 25.2574
1372 | 4939200 | 4.4413 | 23.9388 | 25.2614
1373 | 4942800 | 4.4419 | 23.9428 | 25.2654
1374 | 4946400 | 4.4424 | 23.9467 | 25.2694
1375 | 4950000 | 4.443 | 23.9507 | 25.2734
1376 | 4953600 | 4.4435 | 23.9547 | 25.2774
1377 | 4957200 | 4.4441 | 23.9586 | 25.2814
1378 | 4960800 | 4.4446 | 23.9626 | 25.2854
1379 | 4964400 | 4.4452 | 23.9665 | 25.2894
1380 | 4968000 | 4.4457 | 23.9705 | 25.2934
1381 | 4971600 | 4.4463 | 23.9744 | 25.2974
1382 | 4975200 | 4.4468 | 23.9783 | 25.3014
1383 | 4978800 | 4.4474 | 23.9823 | 25.3054
1384 | 4982400 | 4.4479 | 23.9862 | 25.3094
1385 | 4986000 | 4.4485 | 23.9902 | 25.3134
1386 | 4989600 | 4.449 | 23.9941 | 25.3174
1387 | 4993200 | 4.4496 | 23.9981 | 25.3214
1388 | 4996800 | 4.4501 | 24.002 | 25.3254
1389 | 5000400 | 4.4507 | 24.0059 | 25.3293
1390 | 5004000 | 4.4512 | 24.0099 | 25.3333
1391 | 5007600 | 4.4518 | 24.0138 | 25.3373
1392 | 5011200 | 4.4523 | 24.0178 | 25.3413
1393 | 5014800 | 4.4529 | 24.0217 | 25.3453
1394 | 5018400 | 4.4534 | 24.0256 | 25.3492
1395 | 5022000 | 4.4539 | 24.0296 | 25.3532
1396 | 5025600 | 4.4545 | 24.0335 | 25.3572
1397 | 5029200 | 4.455 | 24.0374 | 25.3612
1398 | 5032800 | 4.4556 | 24.0413 | 25.3652
1399 | 5036400 | 4.4561 | 24.0453 | 25.3691
1400 | 5040000 | 4.4567 | 24.0492 | 25.3731
1401 | 5043600 | 4.4572 | 24.0531 | 25.3771
1402 | 5047200 | 4.4577 | 24.0571 | 25.381
1403 | 5050800 | 4.4583 | 24.061 | 25.385
1404 | 5054400 | 4.4588 | 24.0649 | 25.389
1405 | 5058000 | 4.4594 | 24.0688 | 25.393
1406 | 5061600 | 4.4599 | 24.0727 | 25.3969
1407 | 5065200 | 4.4604 | 24.0767 | 25.4009
1408 | 5068800 | 4.461 | 24.0806 | 25.4049
1409 | 5072400 | 4.4615 | 24.0845 | 25.4088
1410 | 5076000 | 4.4621 | 24.0884 | 25.4128
1411 | 5079600 | 4.4626 | 24.0923 | 25.4167
1412 | 5083200 | 4.4631 | 24.0963 | 25.4207
1413 | 5086800 | 4.4637 | 24.1002 | 25.4247
1414 | 5090400 | 4.4642 | 24.1041 | 25.4286
1415 | 5094000 | 4.4647 | 24.108 | 25.4326
1416 | 5097600 | 4.4653 | 24.1119 | 25.4365
1417 | 5101200 | 4.4658 | 24.1158 | 25.4405
1418 | 5104800 | 4.4663 | 24.1197 | 25.4444
1419 | 5108400 | 4.4669 | 24.1236 | 25.4484
1420 | 5112000 | 4.4674 | 24.1275 | 25.4523
1421 | 5115600 | 4.4679 | 24.1314 | 25.4563
1422 | 5119200 | 4.4685 | 24.1353 | 25.4602
1423 | 5122800 | 4.469 | 24.1393 | 25.4642
1424 | 5126400 | 4.4695 | 24.1432 | 25.4681
1425 | 5130000 | 4.4701 | 24.1471 | 25.4721
1426 | 5133600 | 4.4706 | 24.151 | 25.476
1427 | 5137200 | 4.4711 | 24.1549 | 25.48
1428 | 5140800 | 4.4716 | 24.1588 | 25.4839
1429 | 5144400 | 4.4722 | 24.1627 | 25.4879
1430 | 5148000 | 4.4727 | 24.1665 | 25.4918
1431 | 5151600 | 4.4732 | 24.1704 | 25.4957
1432 | 5155200 | 4.4737 | 24.1743 | 25.4997
1433 | 5158800 | 4.4743 | 24.1782 | 25.5036
1434 | 5162400 | 4.4748 | 24.1821 | 25.5076
1435 | 5166000 | 4.4753 | 24.186 | 25.5115
1436 | 5169600 | 4.4759 | 24.1899 | 25.5154
1437 | 5173200 | 4.4764 | 24.1938 | 25.5194
1438 | 5176800 | 4.4769 | 24.1977 | 25.5233
1439 | 5180400 | 4.4774 | 24.2016 | 25.5272
1440 | 5184000 | 4.4779 | 24.2055 | 25.5312
1441 | 5187600 | 4.4785 | 24.2093 | 25.5351
1442 | 5191200 | 4.479 | 24.2132 | 25.539
1443 | 5194800 | 4.4795 | 24.2171 | 25.5429
1444 | 5198400 | 4.48 | 24.221 | 25.5469
1445 | 5202000 | 4.4806 | 24.2249 | 25.5508
1446 | 5205600 | 4.4811 | 24.2287 | 25.5547
1447 | 5209200 | 4.4816 | 24.2326 | 25.5586
1448 | 5212800 | 4.4821 | 24.2365 | 25.5626
1449 | 5216400 | 4.4826 | 24.2404 | 25.5665
1450 | 5220000 | 4.4832 | 24.2443 | 25.5704
1451 | 5223600 | 4.4837 | 24.2481 | 25.5743
1452 | 5227200 | 4.4842 | 24.252 | 25.5782
1453 | 5230800 | 4.4847 | 24.2559 | 25.5822
1454 | 5234400 | 4.4852 | 24.2598 | 25.5861
1455 | 5238000 | 4.4857 | 24.2636 | 25.59
1456 | 5241600 | 4.4863 | 24.2675 | 25.5939
1457 | 5245200 | 4.4868 | 24.2714 | 25.5978
1458 | 5248800 | 4.4873 | 24.2752 | 25.6017
1459 | 5252400 | 4.4878 | 24.2791 | 25.6056
1460 | 5256000 | 4.4883 | 24.283 | 25.6095
1461 | 5259600 | 4.4888 | 24.2868 | 25.6135
1462 | 5263200 | 4.4893 | 24.2907 | 25.6174
1463 | 5266800 | 4.4899 | 24.2946 | 25.6213
1464 | 5270400 | 4.4904 | 24.2984 | 25.6252
1465 | 5274000 | 4.4909 | 24.3023 | 25.6291
1466 | 5277600 | 4.4914 | 24.3061 | 25.633
1467 | 5281200 | 4.4919 | 24.31 | 25.6369
1468 | 5284800 | 4.4924 | 24.3139 | 25.6408
1469 | 5288400 | 4.4929 | 24.3177 | 25.6447
1470 | 5292000 | 4.4934 | 24.3216 | 25.6486
1471 | 5295600 | 4.4939 | 24.3254 | 25.6525
1472 | 5299200 | 4.4945 | 24.3293 | 25.6564
1473 | 5302800 | 4.495 | 24.3331 | 25.6603
1474 | 5306400 | 4.4955 | 24.337 | 25.6642
1475 | 5310000 | 4.496 | 24.3408 | 25.6681
1476 | 5313600 | 4.4965 | 24.3447 | 25.672
1477 | 5317200 | 4.497 | 24.3485 | 25.6759
1478 | 5320800 | 4.4975 | 24.3524 | 25.6797
1479 | 5324400 | 4.498 | 24.3562 | 25.6836
1480 | 5328000 | 4.4985 | 24.3601 | 25.6875
1481 | 5331600 | 4.499 | 24.3639 | 25.6914
1482 | 5335200 | 4.4995 | 24.3678 | 25.6953
1483 | 5338800 | 4.5 | 24.3716 | 25.6992
1484 | 5342400 | 4.5005 | 24.3754 | 25.7031
1485 | 5346000 | 4.501 | 24.3793 | 25.7069
1486 | 5349600 | 4.5015 | 24.3831 | 25.7108
1487 | 5353200 | 4.502 | 24.387 | 25.7147
1488 | 5356800 | 4.5025 | 24.3908 | 25.7186
1489 | 5360400 | 4.503 | 24.3946 | 25.7225
1490 | 5364000 | 4.5035 | 24.3985 | 25.7264
1491 | 5367600 | 4.504 | 24.4023 | 25.7302
1492 | 5371200 | 4.5046 | 24.4061 | 25.7341
1493 | 5374800 | 4.5051 | 24.41 | 25.738
1494 | 5378400 | 4.5056 | 24.4138 | 25.7419
1495 | 5382000 | 4.5061 | 24.4176 | 25.7457
1496 | 5385600 | 4.5065 | 24.4215 | 25.7496
1497 | 5389200 | 4.507 | 24.4253 | 25.7535
1498 | 5392800 | 4.5075 | 24.4291 | 25.7573
1499 | 5396400 | 4.508 | 24.433 | 25.7612
1500 | 5400000 | 4.5085 | 24.4368 | 25.7651
1501 | 5403600 | 4.509 | 24.4406 | 25.7689
1502 | 5407200 | 4.5095 | 24.4444 | 25.7728
1503 | 5410800 | 4.51 | 24.4483 | 25.7767
1504 | 5414400 | 4.5105 | 24.4521 | 25.7805
1505 | 5418000 | 4.511 | 24.4559 | 25.7844
1506 | 5421600 | 4.5115 | 24.4597 | 25.7883
1507 | 5425200 | 4.512 | 24.4635 | 25.7921
1508 | 5428800 | 4.5125 | 24.4674 | 25.796
1509 | 5432400 | 4.513 | 24.4712 | 25.7999
1510 | 5436000 | 4.5135 | 24.475 | 25.8037
1511 | 5439600 | 4.514 | 24.4788 | 25.8076
1512 | 5443200 | 4.5145 | 24.4826 | 25.8114
1513 | 5446800 | 4.515 | 24.4864 | 25.8153
1514 | 5450400 | 4.5155 | 24.4902 | 25.8191
1515 | 5454000 | 4.516 | 24.4941 | 25.823
1516 | 5457600 | 4.5164 | 24.4979 | 25.8268
1517 | 5461200 | 4.5169 | 24.5017 | 25.8307
1518 | 5464800 | 4.5174 | 24.5055 | 25.8345
1519 | 5468400 | 4.5179 | 24.5093 | 25.8384
1520 | 5472000 | 4.5184 | 24.5131 | 25.8422
1521 | 5475600 | 4.5189 | 24.5169 | 25.8461
1522 | 5479200 | 4.5194 | 24.5207 | 25.8499
1523 | 5482800 | 4.5199 | 24.5245 | 25.8538
1524 | 5486400 | 4.5204 | 24.5283 | 25.8576
1525 | 5490000 | 4.5208 | 24.5321 | 25.8615
1526 | 5493600 | 4.5213 | 24.5359 | 25.8653
1527 | 5497200 | 4.5218 | 24.5397 | 25.8691
1528 | 5500800 | 4.5223 | 24.5435 | 25.873
1529 | 5504400 | 4.5228 | 24.5473 | 25.8768
1530 | 5508000 | 4.5233 | 24.5511 | 25.8807
1531 | 5511600 | 4.5238 | 24.5549 | 25.8845
1532 | 5515200 | 4.5242 | 24.5587 | 25.8883
1533 | 5518800 | 4.5247 | 24.5625 | 25.8922
1534 | 5522400 | 4.5252 | 24.5663 | 25.896
1535 | 5526000 | 4.5257 | 24.5701 | 25.8998
1536 | 5529600 | 4.5262 | 24.5739 | 25.9037
1537 | 5533200 | 4.5267 | 24.5777 | 25.9075
1538 | 5536800 | 4.5271 | 24.5815 | 25.9113
1539 | 5540400 | 4.5276 | 24.5852 | 25.9152
1540 | 5544000 | 4.5281 | 24.589 | 25.919
1541 | 5547600 | 4.5286 | 24.5928 | 25.9228
1542 | 5551200 | 4.5291 | 24.5966 | 25.9267
1543 | 5554800 | 4.5295 | 24.6004 | 25.9305
1544 | 5558400 | 4.53 | 24.6042 | 25.9343
1545 | 5562000 | 4.5305 | 24.608 | 25.9381
1546 | 5565600 | 4.531 | 24.6117 | 25.9419
1547 | 5569200 | 4.5315 | 24.6155 | 25.9458
1548 | 5572800 | 4.5319 | 24.6193 | 25.9496
1549 | 5576400 | 4.5324 | 24.6231 | 25.9534
1550 | 5580000 | 4.5329 | 24.6269 | 25.9572
1551 | 5583600 | 4.5334 | 24.6306 | 25.961
1552 | 5587200 | 4.5339 | 24.6344 | 25.9649
1553 | 5590800 | 4.5343 | 24.6382 | 25.9687
1554 | 5594400 | 4.5348 | 24.642 | 25.9725
1555 | 5598000 | 4.5353 | 24.6457 | 25.9763
1556 | 5601600 | 4.5358 | 24.6495 | 25.9801
1557 | 5605200 | 4.5362 | 24.6533 | 25.9839
1558 | 5608800 | 4.5367 | 24.6571 | 25.9877
1559 | 5612400 | 4.5372 | 24.6608 | 25.9916
1560 | 5616000 | 4.5376 | 24.6646 | 25.9954
1561 | 5619600 | 4.5381 | 24.6684 | 25.9992
1562 | 5623200 | 4.5386 | 24.6721 | 26.003
1563 | 5626800 | 4.5391 | 24.6759 | 26.0068
1564 | 5630400 | 4.5395 | 24.6797 | 26.0106
1565 | 5634000 | 4.54 | 24.6834 | 26.0144
1566 | 5637600 | 4.5405 | 24.6872 | 26.0182
1567 | 5641200 | 4.541 | 24.6909 | 26.022
1568 | 5644800 | 4.5414 | 24.6947 | 26.0258
1569 | 5648400 | 4.5419 | 24.6985 | 26.0296
1570 | 5652000 | 4.5424 | 24.7022 | 26.0334
1571 | 5655600 | 4.5428 | 24.706 | 26.0372
1572 | 5659200 | 4.5433 | 24.7097 | 26.041
1573 | 5662800 | 4.5438 | 24.7135 | 26.0448
1574 | 5666400 | 4.5442 | 24.7173 | 26.0486
1575 | 5670000 | 4.5447 | 24.721 | 26.0524
1576 | 5673600 | 4.5452 | 24.7248 | 26.0562
1577 | 5677200 | 4.5456 | 24.7285 | 26.06
1578 | 5680800 | 4.5461 | 24.7323 | 26.0638
1579 | 5684400 | 4.5466 | 24.736 | 26.0676
1580 | 5688000 | 4.547 | 24.7398 | 26.0713
1581 | 5691600 | 4.5475 | 24.7435 | 26.0751
1582 | 5695200 | 4.548 | 24.7473 | 26.0789
1583 | 5698800 | 4.5484 | 24.751 | 26.0827
1584 | 5702400 | 4.5489 | 24.7548 | 26.0865
1585 | 5706000 | 4.5494 | 24.7585 | 26.0903
1586 | 5709600 | 4.5498 | 24.7623 | 26.0941
1587 | 5713200 | 4.5503 | 24.766 | 26.0978
1588 | 5716800 | 4.5508 | 24.7697 | 26.1016
1589 | 5720400 | 4.5512 | 24.7735 | 26.1054
1590 | 5724000 | 4.5517 | 24.7772 | 26.1092
1591 | 5727600 | 4.5521 | 24.781 | 26.113
1592 | 5731200 | 4.5526 | 24.7847 | 26.1167
1593 | 5734800 | 4.5531 | 24.7884 | 26.1205
1594 | 5738400 | 4.5535 | 24.7922 | 26.1243
1595 | 5742000 | 4.554 | 24.7959 | 26.1281
1596 | 5745600 | 4.5544 | 24.7997 | 26.1319
1597 | 5749200 | 4.5549 | 24.8034 | 26.1356
1598 | 5752800 | 4.5554 | 24.8071 | 26.1394
1599 | 5756400 | 4.5558 | 24.8109 | 26.1432
1600 | 5760000 | 4.5563 | 24.8146 | 26.1469
1601 | 5763600 | 4.5567 | 24.8183 | 26.1507
1602 | 5767200 | 4.5572 | 24.8221 | 26.1545
1603 | 5770800 | 4.5577 | 24.8258 | 26.1583
1604 | 5774400 | 4.5581 | 24.8295 | 26.162
1605 | 5778000 | 4.5586 | 24.8332 | 26.1658
1606 | 5781600 | 4.559 | 24.837 | 26.1696
1607 | 5785200 | 4.5595 | 24.8407 | 26.1733
1608 | 5788800 | 4.5599 | 24.8444 | 26.1771
1609 | 5792400 | 4.5604 | 24.8481 | 26.1808
1610 | 5796000 | 4.5609 | 24.8519 | 26.1846
1611 | 5799600 | 4.5613 | 24.8556 | 26.1884
1612 | 5803200 | 4.5618 | 24.8593 | 26.1921
1613 | 5806800 | 4.5622 | 24.863 | 26.1959
1614 | 5810400 | 4.5627 | 24.8667 | 26.1996
1615 | 5814000 | 4.5631 | 24.8705 | 26.2034
1616 | 5817600 | 4.5636 | 24.8742 | 26.2072
1617 | 5821200 | 4.564 | 24.8779 | 26.2109
1618 | 5824800 | 4.5645 | 24.8816 | 26.2147
1619 | 5828400 | 4.5649 | 24.8853 | 26.2184
1620 | 5832000 | 4.5654 | 24.889 | 26.2222
1621 | 5835600 | 4.5658 | 24.8928 | 26.2259
1622 | 5839200 | 4.5663 | 24.8965 | 26.2297
1623 | 5842800 | 4.5667 | 24.9002 | 26.2334
1624 | 5846400 | 4.5672 | 24.9039 | 26.2372
1625 | 5850000 | 4.5676 | 24.9076 | 26.2409
1626 | 5853600 | 4.5681 | 24.9113 | 26.2447
1627 | 5857200 | 4.5685 | 24.915 | 26.2484
1628 | 5860800 | 4.569 | 24.9187 | 26.2522
1629 | 5864400 | 4.5694 | 24.9224 | 26.2559
1630 | 5868000 | 4.5699 | 24.9261 | 26.2596
1631 | 5871600 | 4.5703 | 24.9298 | 26.2634
1632 | 5875200 | 4.5708 | 24.9335 | 26.2671
1633 | 5878800 | 4.5712 | 24.9372 | 26.2709
1634 | 5882400 | 4.5717 | 24.9409 | 26.2746
1635 | 5886000 | 4.5721 | 24.9446 | 26.2783
1636 | 5889600 | 4.5726 | 24.9483 | 26.2821
1637 | 5893200 | 4.573 | 24.952 | 26.2858
1638 | 5896800 | 4.5735 | 24.9557 | 26.2896
1639 | 5900400 | 4.5739 | 24.9594 | 26.2933
1640 | 5904000 | 4.5743 | 24.9631 | 26.297
1641 | 5907600 | 4.5748 | 24.9668 | 26.3008
1642 | 5911200 | 4.5752 | 24.9705 | 26.3045
1643 | 5914800 | 4.5757 | 24.9742 | 26.3082
1644 | 5918400 | 4.5761 | 24.9779 | 26.312
1645 | 5922000 | 4.5766 | 24.9816 | 26.3157
1646 | 5925600 | 4.577 | 24.9853 | 26.3194
1647 | 5929200 | 4.5774 | 24.989 | 26.3231
1648 | 5932800 | 4.5779 | 24.9927 | 26.3269
1649 | 5936400 | 4.5783 | 24.9964 | 26.3306
1650 | 5940000 | 4.5788 | 25.0001 | 26.3343
1651 | 5943600 | 4.5792 | 25.0037 | 26.338
1652 | 5947200 | 4.5797 | 25.0074 | 26.3418
1653 | 5950800 | 4.5801 | 25.0111 | 26.3455
1654 | 5954400 | 4.5805 | 25.0148 | 26.3492
1655 | 5958000 | 4.581 | 25.0185 | 26.3529
1656 | 5961600 | 4.5814 | 25.0222 | 26.3566
1657 | 5965200 | 4.5819 | 25.0258 | 26.3604
1658 | 5968800 | 4.5823 | 25.0295 | 26.3641
1659 | 5972400 | 4.5827 | 25.0332 | 26.3678
1660 | 5976000 | 4.5832 | 25.0369 | 26.3715
1661 | 5979600 | 4.5836 | 25.0406 | 26.3752
1662 | 5983200 | 4.584 | 25.0442 | 26.3789
1663 | 5986800 | 4.5845 | 25.0479 | 26.3827
1664 | 5990400 | 4.5849 | 25.0516 | 26.3864
1665 | 5994000 | 4.5854 | 25.0553 | 26.3901
1666 | 5997600 | 4.5858 | 25.0589 | 26.3938
1667 | 6001200 | 4.5862 | 25.0626 | 26.3975
1668 | 6004800 | 4.5867 | 25.0663 | 26.4012
1669 | 6008400 | 4.5871 | 25.07 | 26.4049
1670 | 6012000 | 4.5875 | 25.0736 | 26.4086
1671 | 6015600 | 4.588 | 25.0773 | 26.4123
1672 | 6019200 | 4.5884 | 25.081 | 26.416
1673 | 6022800 | 4.5888 | 25.0846 | 26.4197
1674 | 6026400 | 4.5893 | 25.0883 | 26.4234
1675 | 6030000 | 4.5897 | 25.092 | 26.4271
1676 | 6033600 | 4.5901 | 25.0956 | 26.4309
1677 | 6037200 | 4.5906 | 25.0993 | 26.4346
1678 | 6040800 | 4.591 | 25.103 | 26.4383
1679 | 6044400 | 4.5914 | 25.1066 | 26.442
1680 | 6048000 | 4.5919 | 25.1103 | 26.4456
1681 | 6051600 | 4.5923 | 25.1139 | 26.4493
1682 | 6055200 | 4.5927 | 25.1176 | 26.453
1683 | 6058800 | 4.5931 | 25.1213 | 26.4567
1684 | 6062400 | 4.5936 | 25.1249 | 26.4604
1685 | 6066000 | 4.594 | 25.1286 | 26.4641
1686 | 6069600 | 4.5944 | 25.1322 | 26.4678
1687 | 6073200 | 4.5949 | 25.1359 | 26.4715
1688 | 6076800 | 4.5953 | 25.1395 | 26.4752
1689 | 6080400 | 4.5957 | 25.1432 | 26.4789
1690 | 6084000 | 4.5962 | 25.1468 | 26.4826
1691 | 6087600 | 4.5966 | 25.1505 | 26.4863
1692 | 6091200 | 4.597 | 25.1541 | 26.49
1693 | 6094800 | 4.5974 | 25.1578 | 26.4936
1694 | 6098400 | 4.5979 | 25.1614 | 26.4973
1695 | 6102000 | 4.5983 | 25.1651 | 26.501
1696 | 6105600 | 4.5987 | 25.1687 | 26.5047
1697 | 6109200 | 4.5991 | 25.1724 | 26.5084
1698 | 6112800 | 4.5996 | 25.176 | 26.5121
1699 | 6116400 | 4.6 | 25.1797 | 26.5157
1700 | 6120000 | 4.6004 | 25.1833 | 26.5194
1701 | 6123600 | 4.6008 | 25.187 | 26.5231
1702 | 6127200 | 4.6013 | 25.1906 | 26.5268
1703 | 6130800 | 4.6017 | 25.1943 | 26.5305
1704 | 6134400 | 4.6021 | 25.1979 | 26.5341
1705 | 6138000 | 4.6025 | 25.2015 | 26.5378
1706 | 6141600 | 4.603 | 25.2052 | 26.5415
1707 | 6145200 | 4.6034 | 25.2088 | 26.5452
1708 | 6148800 | 4.6038 | 25.2125 | 26.5488
1709 | 6152400 | 4.6042 | 25.2161 | 26.5525
1710 | 6156000 | 4.6046 | 25.2197 | 26.5562
1711 | 6159600 | 4.6051 | 25.2234 | 26.5599
1712 | 6163200 | 4.6055 | 25.227 | 26.5635
1713 | 6166800 | 4.6059 | 25.2306 | 26.5672
1714 | 6170400 | 4.6063 | 25.2343 | 26.5709
1715 | 6174000 | 4.6067 | 25.2379 | 26.5745
1716 | 6177600 | 4.6072 | 25.2415 | 26.5782
1717 | 6181200 | 4.6076 | 25.2452 | 26.5819
1718 | 6184800 | 4.608 | 25.2488 | 26.5855
1719 | 6188400 | 4.6084 | 25.2524 | 26.5892
1720 | 6192000 | 4.6088 | 25.256 | 26.5929
1721 | 6195600 | 4.6093 | 25.2597 | 26.5965
1722 | 6199200 | 4.6097 | 25.2633 | 26.6002
1723 | 6202800 | 4.6101 | 25.2669 | 26.6038
1724 | 6206400 | 4.6105 | 25.2705 | 26.6075
1725 | 6210000 | 4.6109 | 25.2742 | 26.6112
1726 | 6213600 | 4.6113 | 25.2778 | 26.6148
1727 | 6217200 | 4.6118 | 25.2814 | 26.6185
1728 | 6220800 | 4.6122 | 25.285 | 26.6221
1729 | 6224400 | 4.6126 | 25.2887 | 26.6258
1730 | 6228000 | 4.613 | 25.2923 | 26.6294
1731 | 6231600 | 4.6134 | 25.2959 | 26.6331
1732 | 6235200 | 4.6138 | 25.2995 | 26.6367
1733 | 6238800 | 4.6143 | 25.3031 | 26.6404
1734 | 6242400 | 4.6147 | 25.3067 | 26.6441
1735 | 6246000 | 4.6151 | 25.3104 | 26.6477
1736 | 6249600 | 4.6155 | 25.314 | 26.6514
1737 | 6253200 | 4.6159 | 25.3176 | 26.655
1738 | 6256800 | 4.6163 | 25.3212 | 26.6586
1739 | 6260400 | 4.6167 | 25.3248 | 26.6623
1740 | 6264000 | 4.6171 | 25.3284 | 26.6659
1741 | 6267600 | 4.6176 | 25.332 | 26.6696
1742 | 6271200 | 4.618 | 25.3356 | 26.6732
1743 | 6274800 | 4.6184 | 25.3393 | 26.6769
1744 | 6278400 | 4.6188 | 25.3429 | 26.6805
1745 | 6282000 | 4.6192 | 25.3465 | 26.6842
1746 | 6285600 | 4.6196 | 25.3501 | 26.6878
1747 | 6289200 | 4.62 | 25.3537 | 26.6914
1748 | 6292800 | 4.6204 | 25.3573 | 26.6951
1749 | 6296400 | 4.6208 | 25.3609 | 26.6987
1750 | 6300000 | 4.6213 | 25.3645 | 26.7024
1751 | 6303600 | 4.6217 | 25.3681 | 26.706
1752 | 6307200 | 4.6221 | 25.3717 | 26.7096
1753 | 6310800 | 4.6225 | 25.3753 | 26.7133
1754 | 6314400 | 4.6229 | 25.3789 | 26.7169
1755 | 6318000 | 4.6233 | 25.3825 | 26.7205
1756 | 6321600 | 4.6237 | 25.3861 | 26.7242
1757 | 6325200 | 4.6241 | 25.3897 | 26.7278
1758 | 6328800 | 4.6245 | 25.3933 | 26.7314
1759 | 6332400 | 4.6249 | 25.3969 | 26.7351
1760 | 6336000 | 4.6253 | 25.4005 | 26.7387
1761 | 6339600 | 4.6257 | 25.4041 | 26.7423
1762 | 6343200 | 4.6261 | 25.4077 | 26.7459
1763 | 6346800 | 4.6266 | 25.4113 | 26.7496
1764 | 6350400 | 4.627 | 25.4148 | 26.7532
1765 | 6354000 | 4.6274 | 25.4184 | 26.7568
1766 | 6357600 | 4.6278 | 25.422 | 26.7604
1767 | 6361200 | 4.6282 | 25.4256 | 26.7641
1768 | 6364800 | 4.6286 | 25.4292 | 26.7677
1769 | 6368400 | 4.629 | 25.4328 | 26.7713
1770 | 6372000 | 4.6294 | 25.4364 | 26.7749
1771 | 6375600 | 4.6298 | 25.44 | 26.7786
1772 | 6379200 | 4.6302 | 25.4436 | 26.7822
1773 | 6382800 | 4.6306 | 25.4471 | 26.7858
1774 | 6386400 | 4.631 | 25.4507 | 26.7894
1775 | 6390000 | 4.6314 | 25.4543 | 26.793
1776 | 6393600 | 4.6318 | 25.4579 | 26.7966
1777 | 6397200 | 4.6322 | 25.4615 | 26.8003
1778 | 6400800 | 4.6326 | 25.465 | 26.8039
1779 | 6404400 | 4.633 | 25.4686 | 26.8075
1780 | 6408000 | 4.6334 | 25.4722 | 26.8111
1781 | 6411600 | 4.6338 | 25.4758 | 26.8147
1782 | 6415200 | 4.6342 | 25.4794 | 26.8183
1783 | 6418800 | 4.6346 | 25.4829 | 26.8219
1784 | 6422400 | 4.635 | 25.4865 | 26.8255
1785 | 6426000 | 4.6354 | 25.4901 | 26.8291
1786 | 6429600 | 4.6358 | 25.4937 | 26.8328
1787 | 6433200 | 4.6362 | 25.4972 | 26.8364
1788 | 6436800 | 4.6366 | 25.5008 | 26.84
1789 | 6440400 | 4.637 | 25.5044 | 26.8436
1790 | 6444000 | 4.6374 | 25.5079 | 26.8472
1791 | 6447600 | 4.6378 | 25.5115 | 26.8508
1792 | 6451200 | 4.6382 | 25.5151 | 26.8544
1793 | 6454800 | 4.6386 | 25.5187 | 26.858
1794 | 6458400 | 4.639 | 25.5222 | 26.8616
1795 | 6462000 | 4.6394 | 25.5258 | 26.8652
1796 | 6465600 | 4.6398 | 25.5294 | 26.8688
1797 | 6469200 | 4.6402 | 25.5329 | 26.8724
1798 | 6472800 | 4.6406 | 25.5365 | 26.876
1799 | 6476400 | 4.641 | 25.54 | 26.8796
1800 | 6480000 | 4.6414 | 25.5436 | 26.8832
1801 | 6483600 | 4.6417 | 25.5472 | 26.8868
1802 | 6487200 | 4.6421 | 25.5507 | 26.8904
1803 | 6490800 | 4.6425 | 25.5543 | 26.894
1804 | 6494400 | 4.6429 | 25.5579 | 26.8976
1805 | 6498000 | 4.6433 | 25.5614 | 26.9011
1806 | 6501600 | 4.6437 | 25.565 | 26.9047
1807 | 6505200 | 4.6441 | 25.5685 | 26.9083
1808 | 6508800 | 4.6445 | 25.5721 | 26.9119
1809 | 6512400 | 4.6449 | 25.5756 | 26.9155
1810 | 6516000 | 4.6453 | 25.5792 | 26.9191
1811 | 6519600 | 4.6457 | 25.5827 | 26.9227
1812 | 6523200 | 4.6461 | 25.5863 | 26.9263
1813 | 6526800 | 4.6465 | 25.5899 | 26.9299
1814 | 6530400 | 4.6468 | 25.5934 | 26.9334
1815 | 6534000 | 4.6472 | 25.597 | 26.937
1816 | 6537600 | 4.6476 | 25.6005 | 26.9406
1817 | 6541200 | 4.648 | 25.6041 | 26.9442
1818 | 6544800 | 4.6484 | 25.6076 | 26.9478
1819 | 6548400 | 4.6488 | 25.6112 | 26.9514
1820 | 6552000 | 4.6492 | 25.6147 | 26.9549
1821 | 6555600 | 4.6496 | 25.6182 | 26.9585
1822 | 6559200 | 4.65 | 25.6218 | 26.9621
1823 | 6562800 | 4.6504 | 25.6253 | 26.9657
1824 | 6566400 | 4.6507 | 25.6289 | 26.9692
1825 | 6570000 | 4.6511 | 25.6324 | 26.9728
1826 | 6573600 | 4.6515 | 25.636 | 26.9764
1827 | 6577200 | 4.6519 | 25.6395 | 26.98
1828 | 6580800 | 4.6523 | 25.643 | 26.9835
1829 | 6584400 | 4.6527 | 25.6466 | 26.9871
1830 | 6588000 | 4.6531 | 25.6501 | 26.9907
1831 | 6591600 | 4.6535 | 25.6537 | 26.9943
1832 | 6595200 | 4.6538 | 25.6572 | 26.9978
1833 | 6598800 | 4.6542 | 25.6607 | 27.0014
1834 | 6602400 | 4.6546 | 25.6643 | 27.005
1835 | 6606000 | 4.655 | 25.6678 | 27.0085
1836 | 6609600 | 4.6554 | 25.6713 | 27.0121
1837 | 6613200 | 4.6558 | 25.6749 | 27.0157
1838 | 6616800 | 4.6561 | 25.6784 | 27.0192
1839 | 6620400 | 4.6565 | 25.6819 | 27.0228
1840 | 6624000 | 4.6569 | 25.6855 | 27.0264
1841 | 6627600 | 4.6573 | 25.689 | 27.0299
1842 | 6631200 | 4.6577 | 25.6925 | 27.0335
1843 | 6634800 | 4.6581 | 25.6961 | 27.0371
1844 | 6638400 | 4.6584 | 25.6996 | 27.0406
1845 | 6642000 | 4.6588 | 25.7031 | 27.0442
1846 | 6645600 | 4.6592 | 25.7067 | 27.0477
1847 | 6649200 | 4.6596 | 25.7102 | 27.0513
1848 | 6652800 | 4.66 | 25.7137 | 27.0549
1849 | 6656400 | 4.6604 | 25.7172 | 27.0584
1850 | 6660000 | 4.6607 | 25.7208 | 27.062
1851 | 6663600 | 4.6611 | 25.7243 | 27.0655
1852 | 6667200 | 4.6615 | 25.7278 | 27.0691
1853 | 6670800 | 4.6619 | 25.7313 | 27.0726
1854 | 6674400 | 4.6623 | 25.7348 | 27.0762
1855 | 6678000 | 4.6626 | 25.7384 | 27.0797
1856 | 6681600 | 4.663 | 25.7419 | 27.0833
1857 | 6685200 | 4.6634 | 25.7454 | 27.0868
1858 | 6688800 | 4.6638 | 25.7489 | 27.0904
1859 | 6692400 | 4.6642 | 25.7524 | 27.0939
1860 | 6696000 | 4.6645 | 25.7559 | 27.0975
1861 | 6699600 | 4.6649 | 25.7595 | 27.101
1862 | 6703200 | 4.6653 | 25.763 | 27.1046
1863 | 6706800 | 4.6657 | 25.7665 | 27.1081
1864 | 6710400 | 4.666 | 25.77 | 27.1117
1865 | 6714000 | 4.6664 | 25.7735 | 27.1152
1866 | 6717600 | 4.6668 | 25.777 | 27.1188
1867 | 6721200 | 4.6672 | 25.7805 | 27.1223
1868 | 6724800 | 4.6676 | 25.784 | 27.1258
1869 | 6728400 | 4.6679 | 25.7876 | 27.1294
1870 | 6732000 | 4.6683 | 25.7911 | 27.1329
1871 | 6735600 | 4.6687 | 25.7946 | 27.1365
1872 | 6739200 | 4.6691 | 25.7981 | 27.14
1873 | 6742800 | 4.6694 | 25.8016 | 27.1435
1874 | 6746400 | 4.6698 | 25.8051 | 27.1471
1875 | 6750000 | 4.6702 | 25.8086 | 27.1506
1876 | 6753600 | 4.6706 | 25.8121 | 27.1541
1877 | 6757200 | 4.6709 | 25.8156 | 27.1577
1878 | 6760800 | 4.6713 | 25.8191 | 27.1612
1879 | 6764400 | 4.6717 | 25.8226 | 27.1648
1880 | 6768000 | 4.672 | 25.8261 | 27.1683
1881 | 6771600 | 4.6724 | 25.8296 | 27.1718
1882 | 6775200 | 4.6728 | 25.8331 | 27.1753
1883 | 6778800 | 4.6732 | 25.8366 | 27.1789
1884 | 6782400 | 4.6735 | 25.8401 | 27.1824
1885 | 6786000 | 4.6739 | 25.8436 | 27.1859
1886 | 6789600 | 4.6743 | 25.8471 | 27.1895
1887 | 6793200 | 4.6747 | 25.8506 | 27.193
1888 | 6796800 | 4.675 | 25.8541 | 27.1965
1889 | 6800400 | 4.6754 | 25.8576 | 27.2
1890 | 6804000 | 4.6758 | 25.8611 | 27.2036
1891 | 6807600 | 4.6761 | 25.8646 | 27.2071
1892 | 6811200 | 4.6765 | 25.8681 | 27.2106
1893 | 6814800 | 4.6769 | 25.8716 | 27.2141
1894 | 6818400 | 4.6772 | 25.875 | 27.2177
1895 | 6822000 | 4.6776 | 25.8785 | 27.2212
1896 | 6825600 | 4.678 | 25.882 | 27.2247
1897 | 6829200 | 4.6784 | 25.8855 | 27.2282
1898 | 6832800 | 4.6787 | 25.889 | 27.2317
1899 | 6836400 | 4.6791 | 25.8925 | 27.2353
1900 | 6840000 | 4.6795 | 25.896 | 27.2388
1901 | 6843600 | 4.6798 | 25.8995 | 27.2423
1902 | 6847200 | 4.6802 | 25.9029 | 27.2458
1903 | 6850800 | 4.6806 | 25.9064 | 27.2493
1904 | 6854400 | 4.6809 | 25.9099 | 27.2528
1905 | 6858000 | 4.6813 | 25.9134 | 27.2564
1906 | 6861600 | 4.6817 | 25.9169 | 27.2599
1907 | 6865200 | 4.682 | 25.9204 | 27.2634
1908 | 6868800 | 4.6824 | 25.9238 | 27.2669
1909 | 6872400 | 4.6828 | 25.9273 | 27.2704
1910 | 6876000 | 4.6831 | 25.9308 | 27.2739
1911 | 6879600 | 4.6835 | 25.9343 | 27.2774
1912 | 6883200 | 4.6839 | 25.9378 | 27.2809
1913 | 6886800 | 4.6842 | 25.9412 | 27.2844
1914 | 6890400 | 4.6846 | 25.9447 | 27.2879
1915 | 6894000 | 4.685 | 25.9482 | 27.2914
1916 | 6897600 | 4.6853 | 25.9517 | 27.295
1917 | 6901200 | 4.6857 | 25.9551 | 27.2985
1918 | 6904800 | 4.686 | 25.9586 | 27.302
1919 | 6908400 | 4.6864 | 25.9621 | 27.3055
1920 | 6912000 | 4.6868 | 25.9655 | 27.309
1921 | 6915600 | 4.6871 | 25.969 | 27.3125
1922 | 6919200 | 4.6875 | 25.9725 | 27.316
1923 | 6922800 | 4.6879 | 25.976 | 27.3195
1924 | 6926400 | 4.6882 | 25.9794 | 27.323
1925 | 6930000 | 4.6886 | 25.9829 | 27.3265
1926 | 6933600 | 4.6889 | 25.9864 | 27.33
1927 | 6937200 | 4.6893 | 25.9898 | 27.3335
1928 | 6940800 | 4.6897 | 25.9933 | 27.337
1929 | 6944400 | 4.69 | 25.9968 | 27.3405
1930 | 6948000 | 4.6904 | 26.0002 | 27.3439
1931 | 6951600 | 4.6908 | 26.0037 | 27.3474
1932 | 6955200 | 4.6911 | 26.0071 | 27.3509
1933 | 6958800 | 4.6915 | 26.0106 | 27.3544
1934 | 6962400 | 4.6918 | 26.0141 | 27.3579
1935 | 6966000 | 4.6922 | 26.0175 | 27.3614
1936 | 6969600 | 4.6926 | 26.021 | 27.3649
1937 | 6973200 | 4.6929 | 26.0244 | 27.3684
1938 | 6976800 | 4.6933 | 26.0279 | 27.3719
1939 | 6980400 | 4.6936 | 26.0314 | 27.3754
1940 | 6984000 | 4.694 | 26.0348 | 27.3789
1941 | 6987600 | 4.6943 | 26.0383 | 27.3823
1942 | 6991200 | 4.6947 | 26.0417 | 27.3858
1943 | 6994800 | 4.6951 | 26.0452 | 27.3893
1944 | 6998400 | 4.6954 | 26.0486 | 27.3928
1945 | 7002000 | 4.6958 | 26.0521 | 27.3963
1946 | 7005600 | 4.6961 | 26.0555 | 27.3998
1947 | 7009200 | 4.6965 | 26.059 | 27.4032
1948 | 7012800 | 4.6968 | 26.0625 | 27.4067
1949 | 7016400 | 4.6972 | 26.0659 | 27.4102
1950 | 7020000 | 4.6976 | 26.0694 | 27.4137
1951 | 7023600 | 4.6979 | 26.0728 | 27.4172
1952 | 7027200 | 4.6983 | 26.0762 | 27.4206
1953 | 7030800 | 4.6986 | 26.0797 | 27.4241
1954 | 7034400 | 4.699 | 26.0831 | 27.4276
1955 | 7038000 | 4.6993 | 26.0866 | 27.4311
1956 | 7041600 | 4.6997 | 26.09 | 27.4345
1957 | 7045200 | 4.7 | 26.0935 | 27.438
1958 | 7048800 | 4.7004 | 26.0969 | 27.4415
1959 | 7052400 | 4.7007 | 26.1004 | 27.445
1960 | 7056000 | 4.7011 | 26.1038 | 27.4484
1961 | 7059600 | 4.7015 | 26.1072 | 27.4519
1962 | 7063200 | 4.7018 | 26.1107 | 27.4554
1963 | 7066800 | 4.7022 | 26.1141 | 27.4589
1964 | 7070400 | 4.7025 | 26.1176 | 27.4623
1965 | 7074000 | 4.7029 | 26.121 | 27.4658
1966 | 7077600 | 4.7032 | 26.1244 | 27.4693
1967 | 7081200 | 4.7036 | 26.1279 | 27.4727
1968 | 7084800 | 4.7039 | 26.1313 | 27.4762
1969 | 7088400 | 4.7043 | 26.1348 | 27.4797
1970 | 7092000 | 4.7046 | 26.1382 | 27.4831
1971 | 7095600 | 4.705 | 26.1416 | 27.4866
1972 | 7099200 | 4.7053 | 26.1451 | 27.4901
1973 | 7102800 | 4.7057 | 26.1485 | 27.4935
1974 | 7106400 | 4.706 | 26.1519 | 27.497
1975 | 7110000 | 4.7064 | 26.1554 | 27.5004
1976 | 7113600 | 4.7067 | 26.1588 | 27.5039
1977 | 7117200 | 4.7071 | 26.1622 | 27.5074
1978 | 7120800 | 4.7074 | 26.1657 | 27.5108
1979 | 7124400 | 4.7078 | 26.1691 | 27.5143
1980 | 7128000 | 4.7081 | 26.1725 | 27.5177
1981 | 7131600 | 4.7085 | 26.1759 | 27.5212
1982 | 7135200 | 4.7088 | 26.1794 | 27.5247
1983 | 7138800 | 4.7092 | 26.1828 | 27.5281
1984 | 7142400 | 4.7095 | 26.1862 | 27.5316
1985 | 7146000 | 4.7099 | 26.1896 | 27.535
1986 | 7149600 | 4.7102 | 26.1931 | 27.5385
1987 | 7153200 | 4.7106 | 26.1965 | 27.5419
1988 | 7156800 | 4.7109 | 26.1999 | 27.5454
1989 | 7160400 | 4.7113 | 26.2033 | 27.5488
1990 | 7164000 | 4.7116 | 26.2068 | 27.5523
1991 | 7167600 | 4.7119 | 26.2102 | 27.5557
1992 | 7171200 | 4.7123 | 26.2136 | 27.5592
1993 | 7174800 | 4.7126 | 26.217 | 27.5626
1994 | 7178400 | 4.713 | 26.2204 | 27.5661
1995 | 7182000 | 4.7133 | 26.2238 | 27.5695
1996 | 7185600 | 4.7137 | 26.2273 | 27.573
1997 | 7189200 | 4.714 | 26.2307 | 27.5764
1998 | 7192800 | 4.7144 | 26.2341 | 27.5799
1999 | 7196400 | 4.7147 | 26.2375 | 27.5833
2000 | 7200000 | 4.7151 | 26.2409 | 27.5867
2001 | 7203600 | 4.7154 | 26.2443 | 27.5902
2002 | 7207200 | 4.7157 | 26.2478 | 27.5936
2003 | 7210800 | 4.7161 | 26.2512 | 27.5971
2004 | 7214400 | 4.7164 | 26.2546 | 27.6005
2005 | 7218000 | 4.7168 | 26.258 | 27.6039
2006 | 7221600 | 4.7171 | 26.2614 | 27.6074
2007 | 7225200 | 4.7175 | 26.2648 | 27.6108
2008 | 7228800 | 4.7178 | 26.2682 | 27.6143
2009 | 7232400 | 4.7181 | 26.2716 | 27.6177
2010 | 7236000 | 4.7185 | 26.275 | 27.6211
2011 | 7239600 | 4.7188 | 26.2784 | 27.6246
2012 | 7243200 | 4.7192 | 26.2818 | 27.628
2013 | 7246800 | 4.7195 | 26.2852 | 27.6314
2014 | 7250400 | 4.7199 | 26.2887 | 27.6349
2015 | 7254000 | 4.7202 | 26.2921 | 27.6383
2016 | 7257600 | 4.7205 | 26.2955 | 27.6417
2017 | 7261200 | 4.7209 | 26.2989 | 27.6452
2018 | 7264800 | 4.7212 | 26.3023 | 27.6486
2019 | 7268400 | 4.7216 | 26.3057 | 27.652
2020 | 7272000 | 4.7219 | 26.3091 | 27.6555
2021 | 7275600 | 4.7222 | 26.3125 | 27.6589
2022 | 7279200 | 4.7226 | 26.3159 | 27.6623
2023 | 7282800 | 4.7229 | 26.3193 | 27.6657
2024 | 7286400 | 4.7233 | 26.3227 | 27.6692
2025 | 7290000 | 4.7236 | 26.3261 | 27.6726
2026 | 7293600 | 4.7239 | 26.3295 | 27.676
2027 | 7297200 | 4.7243 | 26.3328 | 27.6794
2028 | 7300800 | 4.7246 | 26.3362 | 27.6829
2029 | 7304400 | 4.7249 | 26.3396 | 27.6863
2030 | 7308000 | 4.7253 | 26.343 | 27.6897
2031 | 7311600 | 4.7256 | 26.3464 | 27.6931
2032 | 7315200 | 4.726 | 26.3498 | 27.6966
2033 | 7318800 | 4.7263 | 26.3532 | 27.7
2034 | 7322400 | 4.7266 | 26.3566 | 27.7034
2035 | 7326000 | 4.727 | 26.36 | 27.7068
2036 | 7329600 | 4.7273 | 26.3634 | 27.7102
2037 | 7333200 | 4.7276 | 26.3668 | 27.7137
2038 | 7336800 | 4.728 | 26.3702 | 27.7171
2039 | 7340400 | 4.7283 | 26.3735 | 27.7205
2040 | 7344000 | 4.7286 | 26.3769 | 27.7239
2041 | 7347600 | 4.729 | 26.3803 | 27.7273
2042 | 7351200 | 4.7293 | 26.3837 | 27.7307
2043 | 7354800 | 4.7297 | 26.3871 | 27.7341
2044 | 7358400 | 4.73 | 26.3905 | 27.7376
2045 | 7362000 | 4.7303 | 26.3939 | 27.741
2046 | 7365600 | 4.7307 | 26.3972 | 27.7444
2047 | 7369200 | 4.731 | 26.4006 | 27.7478
2048 | 7372800 | 4.7313 | 26.404 | 27.7512
2049 | 7376400 | 4.7317 | 26.4074 | 27.7546
2050 | 7380000 | 4.732 | 26.4108 | 27.758
2051 | 7383600 | 4.7323 | 26.4141 | 27.7614
2052 | 7387200 | 4.7327 | 26.4175 | 27.7648
2053 | 7390800 | 4.733 | 26.4209 | 27.7682
2054 | 7394400 | 4.7333 | 26.4243 | 27.7716
2055 | 7398000 | 4.7337 | 26.4276 | 27.775
2056 | 7401600 | 4.734 | 26.431 | 27.7784
2057 | 7405200 | 4.7343 | 26.4344 | 27.7818
2058 | 7408800 | 4.7347 | 26.4378 | 27.7853
2059 | 7412400 | 4.735 | 26.4411 | 27.7887
2060 | 7416000 | 4.7353 | 26.4445 | 27.7921
2061 | 7419600 | 4.7356 | 26.4479 | 27.7955
2062 | 7423200 | 4.736 | 26.4513 | 27.7989
2063 | 7426800 | 4.7363 | 26.4546 | 27.8023
2064 | 7430400 | 4.7366 | 26.458 | 27.8057
2065 | 7434000 | 4.737 | 26.4614 | 27.8091
2066 | 7437600 | 4.7373 | 26.4647 | 27.8124
2067 | 7441200 | 4.7376 | 26.4681 | 27.8158
2068 | 7444800 | 4.738 | 26.4715 | 27.8192
2069 | 7448400 | 4.7383 | 26.4748 | 27.8226
2070 | 7452000 | 4.7386 | 26.4782 | 27.826
2071 | 7455600 | 4.7389 | 26.4816 | 27.8294
2072 | 7459200 | 4.7393 | 26.4849 | 27.8328
2073 | 7462800 | 4.7396 | 26.4883 | 27.8362
2074 | 7466400 | 4.7399 | 26.4917 | 27.8396
2075 | 7470000 | 4.7403 | 26.495 | 27.843
2076 | 7473600 | 4.7406 | 26.4984 | 27.8464
2077 | 7477200 | 4.7409 | 26.5018 | 27.8498
2078 | 7480800 | 4.7412 | 26.5051 | 27.8532
2079 | 7484400 | 4.7416 | 26.5085 | 27.8565
2080 | 7488000 | 4.7419 | 26.5118 | 27.8599
2081 | 7491600 | 4.7422 | 26.5152 | 27.8633
2082 | 7495200 | 4.7425 | 26.5186 | 27.8667
2083 | 7498800 | 4.7429 | 26.5219 | 27.8701
2084 | 7502400 | 4.7432 | 26.5253 | 27.8735
2085 | 7506000 | 4.7435 | 26.5286 | 27.8769
2086 | 7509600 | 4.7439 | 26.532 | 27.8802
2087 | 7513200 | 4.7442 | 26.5353 | 27.8836
2088 | 7516800 | 4.7445 | 26.5387 | 27.887
2089 | 7520400 | 4.7448 | 26.5421 | 27.8904
2090 | 7524000 | 4.7452 | 26.5454 | 27.8938
2091 | 7527600 | 4.7455 | 26.5488 | 27.8972
2092 | 7531200 | 4.7458 | 26.5521 | 27.9005
2093 | 7534800 | 4.7461 | 26.5555 | 27.9039
2094 | 7538400 | 4.7465 | 26.5588 | 27.9073
2095 | 7542000 | 4.7468 | 26.5622 | 27.9107
2096 | 7545600 | 4.7471 | 26.5655 | 27.914
2097 | 7549200 | 4.7474 | 26.5689 | 27.9174
2098 | 7552800 | 4.7477 | 26.5722 | 27.9208
2099 | 7556400 | 4.7481 | 26.5756 | 27.9242
2100 | 7560000 | 4.7484 | 26.5789 | 27.9275
2101 | 7563600 | 4.7487 | 26.5822 | 27.9309
2102 | 7567200 | 4.749 | 26.5856 | 27.9343
2103 | 7570800 | 4.7494 | 26.5889 | 27.9377
2104 | 7574400 | 4.7497 | 26.5923 | 27.941
2105 | 7578000 | 4.75 | 26.5956 | 27.9444
2106 | 7581600 | 4.7503 | 26.599 | 27.9478
2107 | 7585200 | 4.7506 | 26.6023 | 27.9511
2108 | 7588800 | 4.751 | 26.6056 | 27.9545
2109 | 7592400 | 4.7513 | 26.609 | 27.9579
2110 | 7596000 | 4.7516 | 26.6123 | 27.9612
2111 | 7599600 | 4.7519 | 26.6157 | 27.9646
2112 | 7603200 | 4.7523 | 26.619 | 27.968
2113 | 7606800 | 4.7526 | 26.6223 | 27.9713
2114 | 7610400 | 4.7529 | 26.6257 | 27.9747
2115 | 7614000 | 4.7532 | 26.629 | 27.9781
2116 | 7617600 | 4.7535 | 26.6324 | 27.9814
2117 | 7621200 | 4.7539 | 26.6357 | 27.9848
2118 | 7624800 | 4.7542 | 26.639 | 27.9882
2119 | 7628400 | 4.7545 | 26.6424 | 27.9915
2120 | 7632000 | 4.7548 | 26.6457 | 27.9949
2121 | 7635600 | 4.7551 | 26.649 | 27.9982
2122 | 7639200 | 4.7554 | 26.6524 | 28.0016
2123 | 7642800 | 4.7558 | 26.6557 | 28.005
2124 | 7646400 | 4.7561 | 26.659 | 28.0083
2125 | 7650000 | 4.7564 | 26.6623 | 28.0117
2126 | 7653600 | 4.7567 | 26.6657 | 28.015
2127 | 7657200 | 4.757 | 26.669 | 28.0184
2128 | 7660800 | 4.7574 | 26.6723 | 28.0217
2129 | 7664400 | 4.7577 | 26.6757 | 28.0251
2130 | 7668000 | 4.758 | 26.679 | 28.0284
2131 | 7671600 | 4.7583 | 26.6823 | 28.0318
2132 | 7675200 | 4.7586 | 26.6856 | 28.0352
2133 | 7678800 | 4.7589 | 26.689 | 28.0385
2134 | 7682400 | 4.7593 | 26.6923 | 28.0419
2135 | 7686000 | 4.7596 | 26.6956 | 28.0452
2136 | 7689600 | 4.7599 | 26.6989 | 28.0486
2137 | 7693200 | 4.7602 | 26.7023 | 28.0519
2138 | 7696800 | 4.7605 | 26.7056 | 28.0553
2139 | 7700400 | 4.7608 | 26.7089 | 28.0586
2140 | 7704000 | 4.7611 | 26.7122 | 28.0619
2141 | 7707600 | 4.7615 | 26.7155 | 28.0653
2142 | 7711200 | 4.7618 | 26.7189 | 28.0686
2143 | 7714800 | 4.7621 | 26.7222 | 28.072
2144 | 7718400 | 4.7624 | 26.7255 | 28.0753
2145 | 7722000 | 4.7627 | 26.7288 | 28.0787
2146 | 7725600 | 4.763 | 26.7321 | 28.082
2147 | 7729200 | 4.7633 | 26.7355 | 28.0854
2148 | 7732800 | 4.7637 | 26.7388 | 28.0887
2149 | 7736400 | 4.764 | 26.7421 | 28.092
2150 | 7740000 | 4.7643 | 26.7454 | 28.0954
2151 | 7743600 | 4.7646 | 26.7487 | 28.0987
2152 | 7747200 | 4.7649 | 26.752 | 28.1021
2153 | 7750800 | 4.7652 | 26.7553 | 28.1054
2154 | 7754400 | 4.7655 | 26.7586 | 28.1087
2155 | 7758000 | 4.7659 | 26.762 | 28.1121
2156 | 7761600 | 4.7662 | 26.7653 | 28.1154
2157 | 7765200 | 4.7665 | 26.7686 | 28.1188
2158 | 7768800 | 4.7668 | 26.7719 | 28.1221
2159 | 7772400 | 4.7671 | 26.7752 | 28.1254
2160 | 7776000 | 4.7674 | 26.7785 | 28.1288
2161 | 7779600 | 4.7677 | 26.7818 | 28.1321
2162 | 7783200 | 4.768 | 26.7851 | 28.1354
2163 | 7786800 | 4.7683 | 26.7884 | 28.1388
2164 | 7790400 | 4.7687 | 26.7917 | 28.1421
2165 | 7794000 | 4.769 | 26.795 | 28.1454
2166 | 7797600 | 4.7693 | 26.7983 | 28.1487
2167 | 7801200 | 4.7696 | 26.8016 | 28.1521
2168 | 7804800 | 4.7699 | 26.8049 | 28.1554
2169 | 7808400 | 4.7702 | 26.8082 | 28.1587
2170 | 7812000 | 4.7705 | 26.8115 | 28.1621
2171 | 7815600 | 4.7708 | 26.8148 | 28.1654
2172 | 7819200 | 4.7711 | 26.8181 | 28.1687
2173 | 7822800 | 4.7714 | 26.8214 | 28.172
2174 | 7826400 | 4.7717 | 26.8247 | 28.1754
2175 | 7830000 | 4.7721 | 26.828 | 28.1787
2176 | 7833600 | 4.7724 | 26.8313 | 28.182
2177 | 7837200 | 4.7727 | 26.8346 | 28.1853
2178 | 7840800 | 4.773 | 26.8379 | 28.1887
2179 | 7844400 | 4.7733 | 26.8412 | 28.192
2180 | 7848000 | 4.7736 | 26.8445 | 28.1953
2181 | 7851600 | 4.7739 | 26.8478 | 28.1986
2182 | 7855200 | 4.7742 | 26.8511 | 28.2019
2183 | 7858800 | 4.7745 | 26.8544 | 28.2053
2184 | 7862400 | 4.7748 | 26.8577 | 28.2086
2185 | 7866000 | 4.7751 | 26.861 | 28.2119
2186 | 7869600 | 4.7754 | 26.8643 | 28.2152
2187 | 7873200 | 4.7757 | 26.8676 | 28.2185
2188 | 7876800 | 4.776 | 26.8709 | 28.2219
2189 | 7880400 | 4.7764 | 26.8742 | 28.2252
2190 | 7884000 | 4.7767 | 26.8774 | 28.2285
2191 | 7887600 | 4.777 | 26.8807 | 28.2318
2192 | 7891200 | 4.7773 | 26.884 | 28.2351
2193 | 7894800 | 4.7776 | 26.8873 | 28.2384
2194 | 7898400 | 4.7779 | 26.8906 | 28.2417
2195 | 7902000 | 4.7782 | 26.8939 | 28.245
2196 | 7905600 | 4.7785 | 26.8972 | 28.2484
2197 | 7909200 | 4.7788 | 26.9004 | 28.2517
2198 | 7912800 | 4.7791 | 26.9037 | 28.255
2199 | 7916400 | 4.7794 | 26.907 | 28.2583
2200 | 7920000 | 4.7797 | 26.9103 | 28.2616
2201 | 7923600 | 4.78 | 26.9136 | 28.2649
2202 | 7927200 | 4.7803 | 26.9169 | 28.2682
2203 | 7930800 | 4.7806 | 26.9201 | 28.2715
2204 | 7934400 | 4.7809 | 26.9234 | 28.2748
2205 | 7938000 | 4.7812 | 26.9267 | 28.2781
2206 | 7941600 | 4.7815 | 26.93 | 28.2814
2207 | 7945200 | 4.7818 | 26.9333 | 28.2847
2208 | 7948800 | 4.7821 | 26.9365 | 28.288
2209 | 7952400 | 4.7824 | 26.9398 | 28.2913
2210 | 7956000 | 4.7827 | 26.9431 | 28.2946
2211 | 7959600 | 4.783 | 26.9464 | 28.2979
2212 | 7963200 | 4.7833 | 26.9496 | 28.3012
2213 | 7966800 | 4.7836 | 26.9529 | 28.3045
2214 | 7970400 | 4.7839 | 26.9562 | 28.3078
2215 | 7974000 | 4.7842 | 26.9595 | 28.3111
2216 | 7977600 | 4.7845 | 26.9627 | 28.3144
2217 | 7981200 | 4.7848 | 26.966 | 28.3177
2218 | 7984800 | 4.7851 | 26.9693 | 28.321
2219 | 7988400 | 4.7854 | 26.9726 | 28.3243
2220 | 7992000 | 4.7857 | 26.9758 | 28.3276
2221 | 7995600 | 4.786 | 26.9791 | 28.3309
2222 | 7999200 | 4.7863 | 26.9824 | 28.3342
2223 | 8002800 | 4.7866 | 26.9856 | 28.3375
2224 | 8006400 | 4.7869 | 26.9889 | 28.3408
2225 | 8010000 | 4.7872 | 26.9922 | 28.3441
2226 | 8013600 | 4.7875 | 26.9954 | 28.3474
2227 | 8017200 | 4.7878 | 26.9987 | 28.3507
2228 | 8020800 | 4.7881 | 27.002 | 28.354
2229 | 8024400 | 4.7884 | 27.0052 | 28.3573
2230 | 8028000 | 4.7887 | 27.0085 | 28.3606
2231 | 8031600 | 4.789 | 27.0118 | 28.3638
2232 | 8035200 | 4.7893 | 27.015 | 28.3671
2233 | 8038800 | 4.7896 | 27.0183 | 28.3704
2234 | 8042400 | 4.7899 | 27.0215 | 28.3737
2235 | 8046000 | 4.7902 | 27.0248 | 28.377
2236 | 8049600 | 4.7905 | 27.0281 | 28.3803
2237 | 8053200 | 4.7908 | 27.0313 | 28.3836
2238 | 8056800 | 4.7911 | 27.0346 | 28.3868
2239 | 8060400 | 4.7914 | 27.0378 | 28.3901
2240 | 8064000 | 4.7917 | 27.0411 | 28.3934
2241 | 8067600 | 4.792 | 27.0444 | 28.3967
2242 | 8071200 | 4.7923 | 27.0476 | 28.4
2243 | 8074800 | 4.7926 | 27.0509 | 28.4033
2244 | 8078400 | 4.7929 | 27.0541 | 28.4065
2245 | 8082000 | 4.7932 | 27.0574 | 28.4098
2246 | 8085600 | 4.7935 | 27.0606 | 28.4131
2247 | 8089200 | 4.7938 | 27.0639 | 28.4164
2248 | 8092800 | 4.7941 | 27.0671 | 28.4197
2249 | 8096400 | 4.7944 | 27.0704 | 28.4229
2250 | 8100000 | 4.7947 | 27.0736 | 28.4262
2251 | 8103600 | 4.795 | 27.0769 | 28.4295
2252 | 8107200 | 4.7953 | 27.0801 | 28.4328
2253 | 8110800 | 4.7955 | 27.0834 | 28.436
2254 | 8114400 | 4.7958 | 27.0866 | 28.4393
2255 | 8118000 | 4.7961 | 27.0899 | 28.4426
2256 | 8121600 | 4.7964 | 27.0931 | 28.4459
2257 | 8125200 | 4.7967 | 27.0964 | 28.4491
2258 | 8128800 | 4.797 | 27.0996 | 28.4524
2259 | 8132400 | 4.7973 | 27.1029 | 28.4557
2260 | 8136000 | 4.7976 | 27.1061 | 28.4589
2261 | 8139600 | 4.7979 | 27.1094 | 28.4622
2262 | 8143200 | 4.7982 | 27.1126 | 28.4655
2263 | 8146800 | 4.7985 | 27.1159 | 28.4688
2264 | 8150400 | 4.7988 | 27.1191 | 28.472
2265 | 8154000 | 4.7991 | 27.1224 | 28.4753
2266 | 8157600 | 4.7994 | 27.1256 | 28.4786
2267 | 8161200 | 4.7996 | 27.1288 | 28.4818
2268 | 8164800 | 4.7999 | 27.1321 | 28.4851
2269 | 8168400 | 4.8002 | 27.1353 | 28.4884
2270 | 8172000 | 4.8005 | 27.1386 | 28.4916
2271 | 8175600 | 4.8008 | 27.1418 | 28.4949
2272 | 8179200 | 4.8011 | 27.145 | 28.4981
2273 | 8182800 | 4.8014 | 27.1483 | 28.5014
2274 | 8186400 | 4.8017 | 27.1515 | 28.5047
2275 | 8190000 | 4.802 | 27.1548 | 28.5079
2276 | 8193600 | 4.8023 | 27.158 | 28.5112
2277 | 8197200 | 4.8026 | 27.1612 | 28.5145
2278 | 8200800 | 4.8028 | 27.1645 | 28.5177
2279 | 8204400 | 4.8031 | 27.1677 | 28.521
2280 | 8208000 | 4.8034 | 27.1709 | 28.5242
2281 | 8211600 | 4.8037 | 27.1742 | 28.5275
2282 | 8215200 | 4.804 | 27.1774 | 28.5308
2283 | 8218800 | 4.8043 | 27.1806 | 28.534
2284 | 8222400 | 4.8046 | 27.1839 | 28.5373
2285 | 8226000 | 4.8049 | 27.1871 | 28.5405
2286 | 8229600 | 4.8052 | 27.1903 | 28.5438
2287 | 8233200 | 4.8054 | 27.1936 | 28.547
2288 | 8236800 | 4.8057 | 27.1968 | 28.5503
2289 | 8240400 | 4.806 | 27.2 | 28.5535
2290 | 8244000 | 4.8063 | 27.2032 | 28.5568
2291 | 8247600 | 4.8066 | 27.2065 | 28.56
2292 | 8251200 | 4.8069 | 27.2097 | 28.5633
2293 | 8254800 | 4.8072 | 27.2129 | 28.5665
2294 | 8258400 | 4.8075 | 27.2161 | 28.5698
2295 | 8262000 | 4.8078 | 27.2194 | 28.573
2296 | 8265600 | 4.808 | 27.2226 | 28.5763
2297 | 8269200 | 4.8083 | 27.2258 | 28.5795
2298 | 8272800 | 4.8086 | 27.229 | 28.5828
2299 | 8276400 | 4.8089 | 27.2323 | 28.586
2300 | 8280000 | 4.8092 | 27.2355 | 28.5893
2301 | 8283600 | 4.8095 | 27.2387 | 28.5925
2302 | 8287200 | 4.8098 | 27.2419 | 28.5958
2303 | 8290800 | 4.81 | 27.2452 | 28.599
2304 | 8294400 | 4.8103 | 27.2484 | 28.6023
2305 | 8298000 | 4.8106 | 27.2516 | 28.6055
2306 | 8301600 | 4.8109 | 27.2548 | 28.6087
2307 | 8305200 | 4.8112 | 27.258 | 28.612
2308 | 8308800 | 4.8115 | 27.2612 | 28.6152
2309 | 8312400 | 4.8118 | 27.2645 | 28.6185
2310 | 8316000 | 4.812 | 27.2677 | 28.6217
2311 | 8319600 | 4.8123 | 27.2709 | 28.625
2312 | 8323200 | 4.8126 | 27.2741 | 28.6282
2313 | 8326800 | 4.8129 | 27.2773 | 28.6314
2314 | 8330400 | 4.8132 | 27.2805 | 28.6347
2315 | 8334000 | 4.8135 | 27.2838 | 28.6379
2316 | 8337600 | 4.8137 | 27.287 | 28.6411
2317 | 8341200 | 4.814 | 27.2902 | 28.6444
2318 | 8344800 | 4.8143 | 27.2934 | 28.6476
2319 | 8348400 | 4.8146 | 27.2966 | 28.6509
2320 | 8352000 | 4.8149 | 27.2998 | 28.6541
2321 | 8355600 | 4.8152 | 27.303 | 28.6573
2322 | 8359200 | 4.8154 | 27.3062 | 28.6606
2323 | 8362800 | 4.8157 | 27.3094 | 28.6638
2324 | 8366400 | 4.816 | 27.3126 | 28.667
2325 | 8370000 | 4.8163 | 27.3159 | 28.6702
2326 | 8373600 | 4.8166 | 27.3191 | 28.6735
2327 | 8377200 | 4.8169 | 27.3223 | 28.6767
2328 | 8380800 | 4.8171 | 27.3255 | 28.6799
2329 | 8384400 | 4.8174 | 27.3287 | 28.6832
2330 | 8388000 | 4.8177 | 27.3319 | 28.6864
2331 | 8391600 | 4.818 | 27.3351 | 28.6896
2332 | 8395200 | 4.8183 | 27.3383 | 28.6929
2333 | 8398800 | 4.8185 | 27.3415 | 28.6961
2334 | 8402400 | 4.8188 | 27.3447 | 28.6993
2335 | 8406000 | 4.8191 | 27.3479 | 28.7025
2336 | 8409600 | 4.8194 | 27.3511 | 28.7058
2337 | 8413200 | 4.8197 | 27.3543 | 28.709
2338 | 8416800 | 4.8199 | 27.3575 | 28.7122
2339 | 8420400 | 4.8202 | 27.3607 | 28.7154
2340 | 8424000 | 4.8205 | 27.3639 | 28.7187
2341 | 8427600 | 4.8208 | 27.3671 | 28.7219
2342 | 8431200 | 4.8211 | 27.3703 | 28.7251
2343 | 8434800 | 4.8213 | 27.3735 | 28.7283
2344 | 8438400 | 4.8216 | 27.3767 | 28.7315
2345 | 8442000 | 4.8219 | 27.3799 | 28.7348
2346 | 8445600 | 4.8222 | 27.3831 | 28.738
2347 | 8449200 | 4.8225 | 27.3863 | 28.7412
2348 | 8452800 | 4.8227 | 27.3895 | 28.7444
2349 | 8456400 | 4.823 | 27.3927 | 28.7476
2350 | 8460000 | 4.8233 | 27.3959 | 28.7508
2351 | 8463600 | 4.8236 | 27.3991 | 28.7541
2352 | 8467200 | 4.8238 | 27.4022 | 28.7573
2353 | 8470800 | 4.8241 | 27.4054 | 28.7605
2354 | 8474400 | 4.8244 | 27.4086 | 28.7637
2355 | 8478000 | 4.8247 | 27.4118 | 28.7669
2356 | 8481600 | 4.825 | 27.415 | 28.7701
2357 | 8485200 | 4.8252 | 27.4182 | 28.7733
2358 | 8488800 | 4.8255 | 27.4214 | 28.7766
2359 | 8492400 | 4.8258 | 27.4246 | 28.7798
2360 | 8496000 | 4.8261 | 27.4278 | 28.783
2361 | 8499600 | 4.8263 | 27.4309 | 28.7862
2362 | 8503200 | 4.8266 | 27.4341 | 28.7894
2363 | 8506800 | 4.8269 | 27.4373 | 28.7926
2364 | 8510400 | 4.8272 | 27.4405 | 28.7958
2365 | 8514000 | 4.8274 | 27.4437 | 28.799
2366 | 8517600 | 4.8277 | 27.4469 | 28.8022
2367 | 8521200 | 4.828 | 27.4501 | 28.8054
2368 | 8524800 | 4.8283 | 27.4532 | 28.8087
2369 | 8528400 | 4.8285 | 27.4564 | 28.8119
2370 | 8532000 | 4.8288 | 27.4596 | 28.8151
2371 | 8535600 | 4.8291 | 27.4628 | 28.8183
2372 | 8539200 | 4.8294 | 27.466 | 28.8215
2373 | 8542800 | 4.8296 | 27.4691 | 28.8247
2374 | 8546400 | 4.8299 | 27.4723 | 28.8279
2375 | 8550000 | 4.8302 | 27.4755 | 28.8311
2376 | 8553600 | 4.8305 | 27.4787 | 28.8343
2377 | 8557200 | 4.8307 | 27.4819 | 28.8375
2378 | 8560800 | 4.831 | 27.485 | 28.8407
2379 | 8564400 | 4.8313 | 27.4882 | 28.8439
2380 | 8568000 | 4.8316 | 27.4914 | 28.8471
2381 | 8571600 | 4.8318 | 27.4946 | 28.8503
2382 | 8575200 | 4.8321 | 27.4977 | 28.8535
2383 | 8578800 | 4.8324 | 27.5009 | 28.8567
2384 | 8582400 | 4.8327 | 27.5041 | 28.8599
2385 | 8586000 | 4.8329 | 27.5073 | 28.8631
2386 | 8589600 | 4.8332 | 27.5104 | 28.8663
2387 | 8593200 | 4.8335 | 27.5136 | 28.8695
2388 | 8596800 | 4.8337 | 27.5168 | 28.8727
2389 | 8600400 | 4.834 | 27.52 | 28.8759
2390 | 8604000 | 4.8343 | 27.5231 | 28.879
2391 | 8607600 | 4.8346 | 27.5263 | 28.8822
2392 | 8611200 | 4.8348 | 27.5295 | 28.8854
2393 | 8614800 | 4.8351 | 27.5326 | 28.8886
2394 | 8618400 | 4.8354 | 27.5358 | 28.8918
2395 | 8622000 | 4.8357 | 27.539 | 28.895
2396 | 8625600 | 4.8359 | 27.5421 | 28.8982
2397 | 8629200 | 4.8362 | 27.5453 | 28.9014
2398 | 8632800 | 4.8365 | 27.5485 | 28.9046
2399 | 8636400 | 4.8367 | 27.5516 | 28.9078
2400 | 8640000 | 4.837 | 27.5548 | 28.911
2401 | 8643600 | 4.8373 | 27.558 | 28.9141
2402 | 8647200 | 4.8375 | 27.5611 | 28.9173
2403 | 8650800 | 4.8378 | 27.5643 | 28.9205
2404 | 8654400 | 4.8381 | 27.5675 | 28.9237
2405 | 8658000 | 4.8384 | 27.5706 | 28.9269
2406 | 8661600 | 4.8386 | 27.5738 | 28.9301
2407 | 8665200 | 4.8389 | 27.5769 | 28.9333
2408 | 8668800 | 4.8392 | 27.5801 | 28.9364
2409 | 8672400 | 4.8394 | 27.5833 | 28.9396
2410 | 8676000 | 4.8397 | 27.5864 | 28.9428
2411 | 8679600 | 4.84 | 27.5896 | 28.946
2412 | 8683200 | 4.8402 | 27.5927 | 28.9492
2413 | 8686800 | 4.8405 | 27.5959 | 28.9523
2414 | 8690400 | 4.8408 | 27.5991 | 28.9555
2415 | 8694000 | 4.841 | 27.6022 | 28.9587
2416 | 8697600 | 4.8413 | 27.6054 | 28.9619
2417 | 8701200 | 4.8416 | 27.6085 | 28.9651
2418 | 8704800 | 4.8418 | 27.6117 | 28.9682
2419 | 8708400 | 4.8421 | 27.6148 | 28.9714
2420 | 8712000 | 4.8424 | 27.618 | 28.9746
2421 | 8715600 | 4.8426 | 27.6211 | 28.9778
2422 | 8719200 | 4.8429 | 27.6243 | 28.9809
2423 | 8722800 | 4.8432 | 27.6274 | 28.9841
2424 | 8726400 | 4.8435 | 27.6306 | 28.9873
2425 | 8730000 | 4.8437 | 27.6337 | 28.9905
2426 | 8733600 | 4.844 | 27.6369 | 28.9936
2427 | 8737200 | 4.8443 | 27.64 | 28.9968
2428 | 8740800 | 4.8445 | 27.6432 | 29
2429 | 8744400 | 4.8448 | 27.6463 | 29.0032
2430 | 8748000 | 4.845 | 27.6495 | 29.0063
2431 | 8751600 | 4.8453 | 27.6526 | 29.0095
2432 | 8755200 | 4.8456 | 27.6558 | 29.0127
2433 | 8758800 | 4.8458 | 27.6589 | 29.0158
2434 | 8762400 | 4.8461 | 27.6621 | 29.019
2435 | 8766000 | 4.8464 | 27.6652 | 29.0222
2436 | 8769600 | 4.8466 | 27.6684 | 29.0253
2437 | 8773200 | 4.8469 | 27.6715 | 29.0285
2438 | 8776800 | 4.8472 | 27.6747 | 29.0317
2439 | 8780400 | 4.8474 | 27.6778 | 29.0348
2440 | 8784000 | 4.8477 | 27.681 | 29.038
2441 | 8787600 | 4.848 | 27.6841 | 29.0412
2442 | 8791200 | 4.8482 | 27.6872 | 29.0443
2443 | 8794800 | 4.8485 | 27.6904 | 29.0475
2444 | 8798400 | 4.8488 | 27.6935 | 29.0507
2445 | 8802000 | 4.849 | 27.6967 | 29.0538
2446 | 8805600 | 4.8493 | 27.6998 | 29.057
2447 | 8809200 | 4.8495 | 27.7029 | 29.0601
2448 | 8812800 | 4.8498 | 27.7061 | 29.0633
2449 | 8816400 | 4.8501 | 27.7092 | 29.0665
2450 | 8820000 | 4.8503 | 27.7124 | 29.0696
2451 | 8823600 | 4.8506 | 27.7155 | 29.0728
2452 | 8827200 | 4.8509 | 27.7186 | 29.0759
2453 | 8830800 | 4.8511 | 27.7218 | 29.0791
2454 | 8834400 | 4.8514 | 27.7249 | 29.0823
2455 | 8838000 | 4.8517 | 27.728 | 29.0854
2456 | 8841600 | 4.8519 | 27.7312 | 29.0886
2457 | 8845200 | 4.8522 | 27.7343 | 29.0917
2458 | 8848800 | 4.8524 | 27.7374 | 29.0949
2459 | 8852400 | 4.8527 | 27.7406 | 29.098
2460 | 8856000 | 4.853 | 27.7437 | 29.1012
2461 | 8859600 | 4.8532 | 27.7468 | 29.1044
2462 | 8863200 | 4.8535 | 27.75 | 29.1075
2463 | 8866800 | 4.8537 | 27.7531 | 29.1107
2464 | 8870400 | 4.854 | 27.7562 | 29.1138
2465 | 8874000 | 4.8543 | 27.7593 | 29.117
2466 | 8877600 | 4.8545 | 27.7625 | 29.1201
2467 | 8881200 | 4.8548 | 27.7656 | 29.1233
2468 | 8884800 | 4.855 | 27.7687 | 29.1264
2469 | 8888400 | 4.8553 | 27.7719 | 29.1296
2470 | 8892000 | 4.8556 | 27.775 | 29.1327
2471 | 8895600 | 4.8558 | 27.7781 | 29.1359
2472 | 8899200 | 4.8561 | 27.7812 | 29.139
2473 | 8902800 | 4.8564 | 27.7844 | 29.1422
2474 | 8906400 | 4.8566 | 27.7875 | 29.1453
2475 | 8910000 | 4.8569 | 27.7906 | 29.1484
2476 | 8913600 | 4.8571 | 27.7937 | 29.1516
2477 | 8917200 | 4.8574 | 27.7969 | 29.1547
2478 | 8920800 | 4.8576 | 27.8 | 29.1579
2479 | 8924400 | 4.8579 | 27.8031 | 29.161
2480 | 8928000 | 4.8582 | 27.8062 | 29.1642
2481 | 8931600 | 4.8584 | 27.8093 | 29.1673
2482 | 8935200 | 4.8587 | 27.8125 | 29.1705
2483 | 8938800 | 4.8589 | 27.8156 | 29.1736
2484 | 8942400 | 4.8592 | 27.8187 | 29.1767
2485 | 8946000 | 4.8595 | 27.8218 | 29.1799
2486 | 8949600 | 4.8597 | 27.8249 | 29.183
2487 | 8953200 | 4.86 | 27.8281 | 29.1862
2488 | 8956800 | 4.8602 | 27.8312 | 29.1893
2489 | 8960400 | 4.8605 | 27.8343 | 29.1924
2490 | 8964000 | 4.8607 | 27.8374 | 29.1956
2491 | 8967600 | 4.861 | 27.8405 | 29.1987
2492 | 8971200 | 4.8613 | 27.8436 | 29.2018
2493 | 8974800 | 4.8615 | 27.8468 | 29.205
2494 | 8978400 | 4.8618 | 27.8499 | 29.2081
2495 | 8982000 | 4.862 | 27.853 | 29.2113
2496 | 8985600 | 4.8623 | 27.8561 | 29.2144
2497 | 8989200 | 4.8625 | 27.8592 | 29.2175
2498 | 8992800 | 4.8628 | 27.8623 | 29.2207
2499 | 8996400 | 4.8631 | 27.8654 | 29.2238
2500 | 9000000 | 4.8633 | 27.8685 | 29.2269
2501 | 9003600 | 4.8636 | 27.8717 | 29.2301
2502 | 9007200 | 4.8638 | 27.8748 | 29.2332
2503 | 9010800 | 4.8641 | 27.8779 | 29.2363
2504 | 9014400 | 4.8643 | 27.881 | 29.2394
2505 | 9018000 | 4.8646 | 27.8841 | 29.2426
2506 | 9021600 | 4.8648 | 27.8872 | 29.2457
2507 | 9025200 | 4.8651 | 27.8903 | 29.2488
2508 | 9028800 | 4.8654 | 27.8934 | 29.252
2509 | 9032400 | 4.8656 | 27.8965 | 29.2551
2510 | 9036000 | 4.8659 | 27.8996 | 29.2582
2511 | 9039600 | 4.8661 | 27.9027 | 29.2613
2512 | 9043200 | 4.8664 | 27.9058 | 29.2645
2513 | 9046800 | 4.8666 | 27.9089 | 29.2676
2514 | 9050400 | 4.8669 | 27.912 | 29.2707
2515 | 9054000 | 4.8671 | 27.9151 | 29.2738
2516 | 9057600 | 4.8674 | 27.9182 | 29.277
2517 | 9061200 | 4.8676 | 27.9213 | 29.2801
2518 | 9064800 | 4.8679 | 27.9244 | 29.2832
2519 | 9068400 | 4.8682 | 27.9275 | 29.2863
2520 | 9072000 | 4.8684 | 27.9306 | 29.2895
2521 | 9075600 | 4.8687 | 27.9337 | 29.2926
2522 | 9079200 | 4.8689 | 27.9368 | 29.2957
2523 | 9082800 | 4.8692 | 27.9399 | 29.2988
2524 | 9086400 | 4.8694 | 27.943 | 29.3019
2525 | 9090000 | 4.8697 | 27.9461 | 29.3051
2526 | 9093600 | 4.8699 | 27.9492 | 29.3082
2527 | 9097200 | 4.8702 | 27.9523 | 29.3113
2528 | 9100800 | 4.8704 | 27.9554 | 29.3144
2529 | 9104400 | 4.8707 | 27.9585 | 29.3175
2530 | 9108000 | 4.8709 | 27.9616 | 29.3206
2531 | 9111600 | 4.8712 | 27.9647 | 29.3238
2532 | 9115200 | 4.8714 | 27.9678 | 29.3269
2533 | 9118800 | 4.8717 | 27.9709 | 29.33
2534 | 9122400 | 4.8719 | 27.974 | 29.3331
2535 | 9126000 | 4.8722 | 27.9771 | 29.3362
2536 | 9129600 | 4.8724 | 27.9802 | 29.3393
2537 | 9133200 | 4.8727 | 27.9833 | 29.3424
2538 | 9136800 | 4.8729 | 27.9864 | 29.3456
2539 | 9140400 | 4.8732 | 27.9895 | 29.3487
2540 | 9144000 | 4.8734 | 27.9925 | 29.3518
2541 | 9147600 | 4.8737 | 27.9956 | 29.3549
2542 | 9151200 | 4.8739 | 27.9987 | 29.358
2543 | 9154800 | 4.8742 | 28.0018 | 29.3611
2544 | 9158400 | 4.8744 | 28.0049 | 29.3642
2545 | 9162000 | 4.8747 | 28.008 | 29.3673
2546 | 9165600 | 4.8749 | 28.0111 | 29.3704
2547 | 9169200 | 4.8752 | 28.0142 | 29.3735
2548 | 9172800 | 4.8754 | 28.0172 | 29.3767
2549 | 9176400 | 4.8757 | 28.0203 | 29.3798
2550 | 9180000 | 4.8759 | 28.0234 | 29.3829
2551 | 9183600 | 4.8762 | 28.0265 | 29.386
2552 | 9187200 | 4.8764 | 28.0296 | 29.3891
2553 | 9190800 | 4.8767 | 28.0327 | 29.3922
2554 | 9194400 | 4.8769 | 28.0357 | 29.3953
2555 | 9198000 | 4.8772 | 28.0388 | 29.3984
2556 | 9201600 | 4.8774 | 28.0419 | 29.4015
2557 | 9205200 | 4.8777 | 28.045 | 29.4046
2558 | 9208800 | 4.8779 | 28.0481 | 29.4077
2559 | 9212400 | 4.8782 | 28.0512 | 29.4108
2560 | 9216000 | 4.8784 | 28.0542 | 29.4139
2561 | 9219600 | 4.8787 | 28.0573 | 29.417
2562 | 9223200 | 4.8789 | 28.0604 | 29.4201
2563 | 9226800 | 4.8792 | 28.0635 | 29.4232
2564 | 9230400 | 4.8794 | 28.0665 | 29.4263
2565 | 9234000 | 4.8797 | 28.0696 | 29.4294
2566 | 9237600 | 4.8799 | 28.0727 | 29.4325
2567 | 9241200 | 4.8802 | 28.0758 | 29.4356
2568 | 9244800 | 4.8804 | 28.0789 | 29.4387
2569 | 9248400 | 4.8807 | 28.0819 | 29.4418
2570 | 9252000 | 4.8809 | 28.085 | 29.4449
2571 | 9255600 | 4.8811 | 28.0881 | 29.448
2572 | 9259200 | 4.8814 | 28.0911 | 29.4511
2573 | 9262800 | 4.8816 | 28.0942 | 29.4542
2574 | 9266400 | 4.8819 | 28.0973 | 29.4572
2575 | 9270000 | 4.8821 | 28.1004 | 29.4603
2576 | 9273600 | 4.8824 | 28.1034 | 29.4634
2577 | 9277200 | 4.8826 | 28.1065 | 29.4665
2578 | 9280800 | 4.8829 | 28.1096 | 29.4696
2579 | 9284400 | 4.8831 | 28.1126 | 29.4727
2580 | 9288000 | 4.8834 | 28.1157 | 29.4758
2581 | 9291600 | 4.8836 | 28.1188 | 29.4789
2582 | 9295200 | 4.8839 | 28.1219 | 29.482
2583 | 9298800 | 4.8841 | 28.1249 | 29.4851
2584 | 9302400 | 4.8843 | 28.128 | 29.4881
2585 | 9306000 | 4.8846 | 28.1311 | 29.4912
2586 | 9309600 | 4.8848 | 28.1341 | 29.4943
2587 | 9313200 | 4.8851 | 28.1372 | 29.4974
2588 | 9316800 | 4.8853 | 28.1403 | 29.5005
2589 | 9320400 | 4.8856 | 28.1433 | 29.5036
2590 | 9324000 | 4.8858 | 28.1464 | 29.5067
2591 | 9327600 | 4.8861 | 28.1494 | 29.5097
2592 | 9331200 | 4.8863 | 28.1525 | 29.5128
2593 | 9334800 | 4.8865 | 28.1556 | 29.5159
2594 | 9338400 | 4.8868 | 28.1586 | 29.519
2595 | 9342000 | 4.887 | 28.1617 | 29.5221
2596 | 9345600 | 4.8873 | 28.1648 | 29.5252
2597 | 9349200 | 4.8875 | 28.1678 | 29.5282
2598 | 9352800 | 4.8878 | 28.1709 | 29.5313
2599 | 9356400 | 4.888 | 28.1739 | 29.5344
2600 | 9360000 | 4.8882 | 28.177 | 29.5375
2601 | 9363600 | 4.8885 | 28.1801 | 29.5406
2602 | 9367200 | 4.8887 | 28.1831 | 29.5436
2603 | 9370800 | 4.889 | 28.1862 | 29.5467
2604 | 9374400 | 4.8892 | 28.1892 | 29.5498
2605 | 9378000 | 4.8895 | 28.1923 | 29.5529
2606 | 9381600 | 4.8897 | 28.1953 | 29.556
2607 | 9385200 | 4.8899 | 28.1984 | 29.559
2608 | 9388800 | 4.8902 | 28.2015 | 29.5621
2609 | 9392400 | 4.8904 | 28.2045 | 29.5652
2610 | 9396000 | 4.8907 | 28.2076 | 29.5683
2611 | 9399600 | 4.8909 | 28.2106 | 29.5713
2612 | 9403200 | 4.8911 | 28.2137 | 29.5744
2613 | 9406800 | 4.8914 | 28.2167 | 29.5775
2614 | 9410400 | 4.8916 | 28.2198 | 29.5805
2615 | 9414000 | 4.8919 | 28.2228 | 29.5836
2616 | 9417600 | 4.8921 | 28.2259 | 29.5867
2617 | 9421200 | 4.8924 | 28.2289 | 29.5898
2618 | 9424800 | 4.8926 | 28.232 | 29.5928
2619 | 9428400 | 4.8928 | 28.235 | 29.5959
2620 | 9432000 | 4.8931 | 28.2381 | 29.599
2621 | 9435600 | 4.8933 | 28.2411 | 29.602
2622 | 9439200 | 4.8936 | 28.2442 | 29.6051
2623 | 9442800 | 4.8938 | 28.2472 | 29.6082
2624 | 9446400 | 4.894 | 28.2503 | 29.6112
2625 | 9450000 | 4.8943 | 28.2533 | 29.6143
2626 | 9453600 | 4.8945 | 28.2564 | 29.6174
2627 | 9457200 | 4.8948 | 28.2594 | 29.6204
2628 | 9460800 | 4.895 | 28.2624 | 29.6235
2629 | 9464400 | 4.8952 | 28.2655 | 29.6266
2630 | 9468000 | 4.8955 | 28.2685 | 29.6296
2631 | 9471600 | 4.8957 | 28.2716 | 29.6327
2632 | 9475200 | 4.8959 | 28.2746 | 29.6358
2633 | 9478800 | 4.8962 | 28.2777 | 29.6388
2634 | 9482400 | 4.8964 | 28.2807 | 29.6419
2635 | 9486000 | 4.8967 | 28.2838 | 29.645
2636 | 9489600 | 4.8969 | 28.2868 | 29.648
2637 | 9493200 | 4.8971 | 28.2898 | 29.6511
2638 | 9496800 | 4.8974 | 28.2929 | 29.6541
2639 | 9500400 | 4.8976 | 28.2959 | 29.6572
2640 | 9504000 | 4.8979 | 28.299 | 29.6603
2641 | 9507600 | 4.8981 | 28.302 | 29.6633
2642 | 9511200 | 4.8983 | 28.305 | 29.6664
2643 | 9514800 | 4.8986 | 28.3081 | 29.6694
2644 | 9518400 | 4.8988 | 28.3111 | 29.6725
2645 | 9522000 | 4.899 | 28.3141 | 29.6755
2646 | 9525600 | 4.8993 | 28.3172 | 29.6786
2647 | 9529200 | 4.8995 | 28.3202 | 29.6817
2648 | 9532800 | 4.8998 | 28.3232 | 29.6847
2649 | 9536400 | 4.9 | 28.3263 | 29.6878
2650 | 9540000 | 4.9002 | 28.3293 | 29.6908
2651 | 9543600 | 4.9005 | 28.3324 | 29.6939
2652 | 9547200 | 4.9007 | 28.3354 | 29.6969
2653 | 9550800 | 4.9009 | 28.3384 | 29.7
2654 | 9554400 | 4.9012 | 28.3414 | 29.703
2655 | 9558000 | 4.9014 | 28.3445 | 29.7061
2656 | 9561600 | 4.9016 | 28.3475 | 29.7091
2657 | 9565200 | 4.9019 | 28.3505 | 29.7122
2658 | 9568800 | 4.9021 | 28.3536 | 29.7152
2659 | 9572400 | 4.9023 | 28.3566 | 29.7183
2660 | 9576000 | 4.9026 | 28.3596 | 29.7213
2661 | 9579600 | 4.9028 | 28.3627 | 29.7244
2662 | 9583200 | 4.9031 | 28.3657 | 29.7274
2663 | 9586800 | 4.9033 | 28.3687 | 29.7305
2664 | 9590400 | 4.9035 | 28.3717 | 29.7335
2665 | 9594000 | 4.9038 | 28.3748 | 29.7366
2666 | 9597600 | 4.904 | 28.3778 | 29.7396
2667 | 9601200 | 4.9042 | 28.3808 | 29.7427
2668 | 9604800 | 4.9045 | 28.3839 | 29.7457
2669 | 9608400 | 4.9047 | 28.3869 | 29.7488
2670 | 9612000 | 4.9049 | 28.3899 | 29.7518
2671 | 9615600 | 4.9052 | 28.3929 | 29.7548
2672 | 9619200 | 4.9054 | 28.3959 | 29.7579
2673 | 9622800 | 4.9056 | 28.399 | 29.7609
2674 | 9626400 | 4.9059 | 28.402 | 29.764
2675 | 9630000 | 4.9061 | 28.405 | 29.767
2676 | 9633600 | 4.9063 | 28.408 | 29.7701
2677 | 9637200 | 4.9066 | 28.4111 | 29.7731
2678 | 9640800 | 4.9068 | 28.4141 | 29.7761
2679 | 9644400 | 4.907 | 28.4171 | 29.7792
2680 | 9648000 | 4.9073 | 28.4201 | 29.7822
2681 | 9651600 | 4.9075 | 28.4231 | 29.7853
2682 | 9655200 | 4.9077 | 28.4262 | 29.7883
2683 | 9658800 | 4.908 | 28.4292 | 29.7913
2684 | 9662400 | 4.9082 | 28.4322 | 29.7944
2685 | 9666000 | 4.9084 | 28.4352 | 29.7974
2686 | 9669600 | 4.9087 | 28.4382 | 29.8004
2687 | 9673200 | 4.9089 | 28.4412 | 29.8035
2688 | 9676800 | 4.9091 | 28.4443 | 29.8065
2689 | 9680400 | 4.9094 | 28.4473 | 29.8096
2690 | 9684000 | 4.9096 | 28.4503 | 29.8126
2691 | 9687600 | 4.9098 | 28.4533 | 29.8156
2692 | 9691200 | 4.9101 | 28.4563 | 29.8187
2693 | 9694800 | 4.9103 | 28.4593 | 29.8217
2694 | 9698400 | 4.9105 | 28.4623 | 29.8247
2695 | 9702000 | 4.9108 | 28.4654 | 29.8278
2696 | 9705600 | 4.911 | 28.4684 | 29.8308
2697 | 9709200 | 4.9112 | 28.4714 | 29.8338
2698 | 9712800 | 4.9114 | 28.4744 | 29.8368
2699 | 9716400 | 4.9117 | 28.4774 | 29.8399
2700 | 9720000 | 4.9119 | 28.4804 | 29.8429
2701 | 9723600 | 4.9121 | 28.4834 | 29.8459
2702 | 9727200 | 4.9124 | 28.4864 | 29.849
2703 | 9730800 | 4.9126 | 28.4894 | 29.852
2704 | 9734400 | 4.9128 | 28.4924 | 29.855
2705 | 9738000 | 4.9131 | 28.4955 | 29.858
2706 | 9741600 | 4.9133 | 28.4985 | 29.8611
2707 | 9745200 | 4.9135 | 28.5015 | 29.8641
2708 | 9748800 | 4.9137 | 28.5045 | 29.8671
2709 | 9752400 | 4.914 | 28.5075 | 29.8701
2710 | 9756000 | 4.9142 | 28.5105 | 29.8732
2711 | 9759600 | 4.9144 | 28.5135 | 29.8762
2712 | 9763200 | 4.9147 | 28.5165 | 29.8792
2713 | 9766800 | 4.9149 | 28.5195 | 29.8822
2714 | 9770400 | 4.9151 | 28.5225 | 29.8853
2715 | 9774000 | 4.9154 | 28.5255 | 29.8883
2716 | 9777600 | 4.9156 | 28.5285 | 29.8913
2717 | 9781200 | 4.9158 | 28.5315 | 29.8943
2718 | 9784800 | 4.916 | 28.5345 | 29.8974
2719 | 9788400 | 4.9163 | 28.5375 | 29.9004
2720 | 9792000 | 4.9165 | 28.5405 | 29.9034
2721 | 9795600 | 4.9167 | 28.5435 | 29.9064
2722 | 9799200 | 4.917 | 28.5465 | 29.9094
2723 | 9802800 | 4.9172 | 28.5495 | 29.9125
2724 | 9806400 | 4.9174 | 28.5525 | 29.9155
2725 | 9810000 | 4.9176 | 28.5555 | 29.9185
2726 | 9813600 | 4.9179 | 28.5585 | 29.9215
2727 | 9817200 | 4.9181 | 28.5615 | 29.9245
2728 | 9820800 | 4.9183 | 28.5645 | 29.9275
2729 | 9824400 | 4.9185 | 28.5675 | 29.9306
2730 | 9828000 | 4.9188 | 28.5705 | 29.9336
2731 | 9831600 | 4.919 | 28.5735 | 29.9366
2732 | 9835200 | 4.9192 | 28.5765 | 29.9396
2733 | 9838800 | 4.9195 | 28.5795 | 29.9426
2734 | 9842400 | 4.9197 | 28.5825 | 29.9456
2735 | 9846000 | 4.9199 | 28.5855 | 29.9486
2736 | 9849600 | 4.9201 | 28.5885 | 29.9516
2737 | 9853200 | 4.9204 | 28.5914 | 29.9547
2738 | 9856800 | 4.9206 | 28.5944 | 29.9577
2739 | 9860400 | 4.9208 | 28.5974 | 29.9607
2740 | 9864000 | 4.921 | 28.6004 | 29.9637
2741 | 9867600 | 4.9213 | 28.6034 | 29.9667
2742 | 9871200 | 4.9215 | 28.6064 | 29.9697
2743 | 9874800 | 4.9217 | 28.6094 | 29.9727
2744 | 9878400 | 4.9219 | 28.6124 | 29.9757
2745 | 9882000 | 4.9222 | 28.6154 | 29.9787
2746 | 9885600 | 4.9224 | 28.6184 | 29.9817
2747 | 9889200 | 4.9226 | 28.6213 | 29.9847
2748 | 9892800 | 4.9228 | 28.6243 | 29.9878
2749 | 9896400 | 4.9231 | 28.6273 | 29.9908
2750 | 9900000 | 4.9233 | 28.6303 | 29.9938
2751 | 9903600 | 4.9235 | 28.6333 | 29.9968
2752 | 9907200 | 4.9237 | 28.6363 | 29.9998
2753 | 9910800 | 4.924 | 28.6393 | 30.0028
2754 | 9914400 | 4.9242 | 28.6422 | 30.0058
2755 | 9918000 | 4.9244 | 28.6452 | 30.0088
2756 | 9921600 | 4.9246 | 28.6482 | 30.0118
2757 | 9925200 | 4.9249 | 28.6512 | 30.0148
2758 | 9928800 | 4.9251 | 28.6542 | 30.0178
2759 | 9932400 | 4.9253 | 28.6572 | 30.0208
2760 | 9936000 | 4.9255 | 28.6601 | 30.0238
2761 | 9939600 | 4.9258 | 28.6631 | 30.0268
2762 | 9943200 | 4.926 | 28.6661 | 30.0298
2763 | 9946800 | 4.9262 | 28.6691 | 30.0328
2764 | 9950400 | 4.9264 | 28.6721 | 30.0358
2765 | 9954000 | 4.9267 | 28.675 | 30.0388
2766 | 9957600 | 4.9269 | 28.678 | 30.0418
2767 | 9961200 | 4.9271 | 28.681 | 30.0448
2768 | 9964800 | 4.9273 | 28.684 | 30.0478
2769 | 9968400 | 4.9276 | 28.687 | 30.0508
2770 | 9972000 | 4.9278 | 28.6899 | 30.0538
2771 | 9975600 | 4.928 | 28.6929 | 30.0568
2772 | 9979200 | 4.9282 | 28.6959 | 30.0598
2773 | 9982800 | 4.9284 | 28.6989 | 30.0628
2774 | 9986400 | 4.9287 | 28.7018 | 30.0658
2775 | 9990000 | 4.9289 | 28.7048 | 30.0687
2776 | 9993600 | 4.9291 | 28.7078 | 30.0717
2777 | 9997200 | 4.9293 | 28.7108 | 30.0747
2778 | 10000800 | 4.9296 | 28.7137 | 30.0777
2779 | 10004400 | 4.9298 | 28.7167 | 30.0807
2780 | 10008000 | 4.93 | 28.7197 | 30.0837
2781 | 10011600 | 4.9302 | 28.7227 | 30.0867
2782 | 10015200 | 4.9304 | 28.7256 | 30.0897
2783 | 10018800 | 4.9307 | 28.7286 | 30.0927
2784 | 10022400 | 4.9309 | 28.7316 | 30.0957
2785 | 10026000 | 4.9311 | 28.7345 | 30.0987
2786 | 10029600 | 4.9313 | 28.7375 | 30.1016
2787 | 10033200 | 4.9315 | 28.7405 | 30.1046
2788 | 10036800 | 4.9318 | 28.7434 | 30.1076
2789 | 10040400 | 4.932 | 28.7464 | 30.1106
2790 | 10044000 | 4.9322 | 28.7494 | 30.1136
2791 | 10047600 | 4.9324 | 28.7523 | 30.1166
2792 | 10051200 | 4.9327 | 28.7553 | 30.1196
2793 | 10054800 | 4.9329 | 28.7583 | 30.1225
2794 | 10058400 | 4.9331 | 28.7612 | 30.1255
2795 | 10062000 | 4.9333 | 28.7642 | 30.1285
2796 | 10065600 | 4.9335 | 28.7672 | 30.1315
2797 | 10069200 | 4.9338 | 28.7701 | 30.1345
2798 | 10072800 | 4.934 | 28.7731 | 30.1375
2799 | 10076400 | 4.9342 | 28.7761 | 30.1404
2800 | 10080000 | 4.9344 | 28.779 | 30.1434
2801 | 10083600 | 4.9346 | 28.782 | 30.1464
2802 | 10087200 | 4.9348 | 28.785 | 30.1494
2803 | 10090800 | 4.9351 | 28.7879 | 30.1524
2804 | 10094400 | 4.9353 | 28.7909 | 30.1554
2805 | 10098000 | 4.9355 | 28.7938 | 30.1583
2806 | 10101600 | 4.9357 | 28.7968 | 30.1613
2807 | 10105200 | 4.9359 | 28.7998 | 30.1643
2808 | 10108800 | 4.9362 | 28.8027 | 30.1673
2809 | 10112400 | 4.9364 | 28.8057 | 30.1702
2810 | 10116000 | 4.9366 | 28.8086 | 30.1732
2811 | 10119600 | 4.9368 | 28.8116 | 30.1762
2812 | 10123200 | 4.937 | 28.8146 | 30.1792
2813 | 10126800 | 4.9373 | 28.8175 | 30.1821
2814 | 10130400 | 4.9375 | 28.8205 | 30.1851
2815 | 10134000 | 4.9377 | 28.8234 | 30.1881
2816 | 10137600 | 4.9379 | 28.8264 | 30.1911
2817 | 10141200 | 4.9381 | 28.8293 | 30.194
2818 | 10144800 | 4.9383 | 28.8323 | 30.197
2819 | 10148400 | 4.9386 | 28.8352 | 30.2
2820 | 10152000 | 4.9388 | 28.8382 | 30.203
2821 | 10155600 | 4.939 | 28.8412 | 30.2059
2822 | 10159200 | 4.9392 | 28.8441 | 30.2089
2823 | 10162800 | 4.9394 | 28.8471 | 30.2119
2824 | 10166400 | 4.9396 | 28.85 | 30.2149
2825 | 10170000 | 4.9399 | 28.853 | 30.2178
2826 | 10173600 | 4.9401 | 28.8559 | 30.2208
2827 | 10177200 | 4.9403 | 28.8589 | 30.2238
2828 | 10180800 | 4.9405 | 28.8618 | 30.2267
2829 | 10184400 | 4.9407 | 28.8648 | 30.2297
2830 | 10188000 | 4.9409 | 28.8677 | 30.2327
2831 | 10191600 | 4.9412 | 28.8707 | 30.2356
2832 | 10195200 | 4.9414 | 28.8736 | 30.2386
2833 | 10198800 | 4.9416 | 28.8766 | 30.2416
2834 | 10202400 | 4.9418 | 28.8795 | 30.2445
2835 | 10206000 | 4.942 | 28.8825 | 30.2475
2836 | 10209600 | 4.9422 | 28.8854 | 30.2505
2837 | 10213200 | 4.9425 | 28.8883 | 30.2534
2838 | 10216800 | 4.9427 | 28.8913 | 30.2564
2839 | 10220400 | 4.9429 | 28.8942 | 30.2594
2840 | 10224000 | 4.9431 | 28.8972 | 30.2623
2841 | 10227600 | 4.9433 | 28.9001 | 30.2653
2842 | 10231200 | 4.9435 | 28.9031 | 30.2682
2843 | 10234800 | 4.9438 | 28.906 | 30.2712
2844 | 10238400 | 4.944 | 28.909 | 30.2742
2845 | 10242000 | 4.9442 | 28.9119 | 30.2771
2846 | 10245600 | 4.9444 | 28.9148 | 30.2801
2847 | 10249200 | 4.9446 | 28.9178 | 30.283
2848 | 10252800 | 4.9448 | 28.9207 | 30.286
2849 | 10256400 | 4.945 | 28.9237 | 30.289
2850 | 10260000 | 4.9453 | 28.9266 | 30.2919
2851 | 10263600 | 4.9455 | 28.9295 | 30.2949
2852 | 10267200 | 4.9457 | 28.9325 | 30.2978
2853 | 10270800 | 4.9459 | 28.9354 | 30.3008
2854 | 10274400 | 4.9461 | 28.9384 | 30.3038
2855 | 10278000 | 4.9463 | 28.9413 | 30.3067
2856 | 10281600 | 4.9465 | 28.9442 | 30.3097
2857 | 10285200 | 4.9468 | 28.9472 | 30.3126
2858 | 10288800 | 4.947 | 28.9501 | 30.3156
2859 | 10292400 | 4.9472 | 28.9531 | 30.3185
2860 | 10296000 | 4.9474 | 28.956 | 30.3215
2861 | 10299600 | 4.9476 | 28.9589 | 30.3244
2862 | 10303200 | 4.9478 | 28.9619 | 30.3274
2863 | 10306800 | 4.948 | 28.9648 | 30.3303
2864 | 10310400 | 4.9482 | 28.9677 | 30.3333
2865 | 10314000 | 4.9485 | 28.9707 | 30.3363
2866 | 10317600 | 4.9487 | 28.9736 | 30.3392
2867 | 10321200 | 4.9489 | 28.9765 | 30.3422
2868 | 10324800 | 4.9491 | 28.9795 | 30.3451
2869 | 10328400 | 4.9493 | 28.9824 | 30.3481
2870 | 10332000 | 4.9495 | 28.9853 | 30.351
2871 | 10335600 | 4.9497 | 28.9883 | 30.354
2872 | 10339200 | 4.9499 | 28.9912 | 30.3569
2873 | 10342800 | 4.9502 | 28.9941 | 30.3599
2874 | 10346400 | 4.9504 | 28.997 | 30.3628
2875 | 10350000 | 4.9506 | 29 | 30.3657
2876 | 10353600 | 4.9508 | 29.0029 | 30.3687
2877 | 10357200 | 4.951 | 29.0058 | 30.3716
2878 | 10360800 | 4.9512 | 29.0088 | 30.3746
2879 | 10364400 | 4.9514 | 29.0117 | 30.3775
2880 | 10368000 | 4.9516 | 29.0146 | 30.3805
2881 | 10371600 | 4.9519 | 29.0175 | 30.3834
2882 | 10375200 | 4.9521 | 29.0205 | 30.3864
2883 | 10378800 | 4.9523 | 29.0234 | 30.3893
2884 | 10382400 | 4.9525 | 29.0263 | 30.3923
2885 | 10386000 | 4.9527 | 29.0292 | 30.3952
2886 | 10389600 | 4.9529 | 29.0322 | 30.3981
2887 | 10393200 | 4.9531 | 29.0351 | 30.4011
2888 | 10396800 | 4.9533 | 29.038 | 30.404
2889 | 10400400 | 4.9535 | 29.0409 | 30.407
2890 | 10404000 | 4.9537 | 29.0439 | 30.4099
2891 | 10407600 | 4.954 | 29.0468 | 30.4128
2892 | 10411200 | 4.9542 | 29.0497 | 30.4158
2893 | 10414800 | 4.9544 | 29.0526 | 30.4187
2894 | 10418400 | 4.9546 | 29.0556 | 30.4217
2895 | 10422000 | 4.9548 | 29.0585 | 30.4246
2896 | 10425600 | 4.955 | 29.0614 | 30.4275
2897 | 10429200 | 4.9552 | 29.0643 | 30.4305
2898 | 10432800 | 4.9554 | 29.0672 | 30.4334
2899 | 10436400 | 4.9556 | 29.0702 | 30.4363
2900 | 10440000 | 4.9558 | 29.0731 | 30.4393
2901 | 10443600 | 4.9561 | 29.076 | 30.4422
2902 | 10447200 | 4.9563 | 29.0789 | 30.4452
2903 | 10450800 | 4.9565 | 29.0818 | 30.4481
2904 | 10454400 | 4.9567 | 29.0847 | 30.451
2905 | 10458000 | 4.9569 | 29.0877 | 30.454
2906 | 10461600 | 4.9571 | 29.0906 | 30.4569
2907 | 10465200 | 4.9573 | 29.0935 | 30.4598
2908 | 10468800 | 4.9575 | 29.0964 | 30.4628
2909 | 10472400 | 4.9577 | 29.0993 | 30.4657
2910 | 10476000 | 4.9579 | 29.1022 | 30.4686
2911 | 10479600 | 4.9581 | 29.1051 | 30.4716
2912 | 10483200 | 4.9584 | 29.1081 | 30.4745
2913 | 10486800 | 4.9586 | 29.111 | 30.4774
2914 | 10490400 | 4.9588 | 29.1139 | 30.4803
2915 | 10494000 | 4.959 | 29.1168 | 30.4833
2916 | 10497600 | 4.9592 | 29.1197 | 30.4862
2917 | 10501200 | 4.9594 | 29.1226 | 30.4891
2918 | 10504800 | 4.9596 | 29.1255 | 30.4921
2919 | 10508400 | 4.9598 | 29.1284 | 30.495
2920 | 10512000 | 4.96 | 29.1313 | 30.4979
2921 | 10515600 | 4.9602 | 29.1343 | 30.5008
2922 | 10519200 | 4.9604 | 29.1372 | 30.5038
2923 | 10522800 | 4.9606 | 29.1401 | 30.5067
2924 | 10526400 | 4.9608 | 29.143 | 30.5096
2925 | 10530000 | 4.961 | 29.1459 | 30.5125
2926 | 10533600 | 4.9613 | 29.1488 | 30.5155
2927 | 10537200 | 4.9615 | 29.1517 | 30.5184
2928 | 10540800 | 4.9617 | 29.1546 | 30.5213
2929 | 10544400 | 4.9619 | 29.1575 | 30.5242
2930 | 10548000 | 4.9621 | 29.1604 | 30.5272
2931 | 10551600 | 4.9623 | 29.1633 | 30.5301
2932 | 10555200 | 4.9625 | 29.1662 | 30.533
2933 | 10558800 | 4.9627 | 29.1691 | 30.5359
2934 | 10562400 | 4.9629 | 29.172 | 30.5388
2935 | 10566000 | 4.9631 | 29.1749 | 30.5418
2936 | 10569600 | 4.9633 | 29.1778 | 30.5447
2937 | 10573200 | 4.9635 | 29.1807 | 30.5476
2938 | 10576800 | 4.9637 | 29.1836 | 30.5505
2939 | 10580400 | 4.9639 | 29.1865 | 30.5534
2940 | 10584000 | 4.9641 | 29.1894 | 30.5564
2941 | 10587600 | 4.9643 | 29.1924 | 30.5593
2942 | 10591200 | 4.9645 | 29.1953 | 30.5622
2943 | 10594800 | 4.9648 | 29.1982 | 30.5651
2944 | 10598400 | 4.965 | 29.201 | 30.568
2945 | 10602000 | 4.9652 | 29.2039 | 30.571
2946 | 10605600 | 4.9654 | 29.2068 | 30.5739
2947 | 10609200 | 4.9656 | 29.2097 | 30.5768
2948 | 10612800 | 4.9658 | 29.2126 | 30.5797
2949 | 10616400 | 4.966 | 29.2155 | 30.5826
2950 | 10620000 | 4.9662 | 29.2184 | 30.5855
2951 | 10623600 | 4.9664 | 29.2213 | 30.5884
2952 | 10627200 | 4.9666 | 29.2242 | 30.5914
2953 | 10630800 | 4.9668 | 29.2271 | 30.5943
2954 | 10634400 | 4.967 | 29.23 | 30.5972
2955 | 10638000 | 4.9672 | 29.2329 | 30.6001
2956 | 10641600 | 4.9674 | 29.2358 | 30.603
2957 | 10645200 | 4.9676 | 29.2387 | 30.6059
2958 | 10648800 | 4.9678 | 29.2416 | 30.6088
2959 | 10652400 | 4.968 | 29.2445 | 30.6117
2960 | 10656000 | 4.9682 | 29.2474 | 30.6146
2961 | 10659600 | 4.9684 | 29.2503 | 30.6176
2962 | 10663200 | 4.9686 | 29.2532 | 30.6205
2963 | 10666800 | 4.9688 | 29.2561 | 30.6234
2964 | 10670400 | 4.969 | 29.2589 | 30.6263
2965 | 10674000 | 4.9692 | 29.2618 | 30.6292
2966 | 10677600 | 4.9694 | 29.2647 | 30.6321
2967 | 10681200 | 4.9697 | 29.2676 | 30.635
2968 | 10684800 | 4.9699 | 29.2705 | 30.6379
2969 | 10688400 | 4.9701 | 29.2734 | 30.6408
2970 | 10692000 | 4.9703 | 29.2763 | 30.6437
2971 | 10695600 | 4.9705 | 29.2792 | 30.6466
2972 | 10699200 | 4.9707 | 29.2821 | 30.6495
2973 | 10702800 | 4.9709 | 29.2849 | 30.6524
2974 | 10706400 | 4.9711 | 29.2878 | 30.6553
2975 | 10710000 | 4.9713 | 29.2907 | 30.6582
2976 | 10713600 | 4.9715 | 29.2936 | 30.6611
2977 | 10717200 | 4.9717 | 29.2965 | 30.664
2978 | 10720800 | 4.9719 | 29.2994 | 30.6669
2979 | 10724400 | 4.9721 | 29.3023 | 30.6698
2980 | 10728000 | 4.9723 | 29.3051 | 30.6727
2981 | 10731600 | 4.9725 | 29.308 | 30.6756
2982 | 10735200 | 4.9727 | 29.3109 | 30.6785
2983 | 10738800 | 4.9729 | 29.3138 | 30.6814
2984 | 10742400 | 4.9731 | 29.3167 | 30.6843
2985 | 10746000 | 4.9733 | 29.3196 | 30.6872
2986 | 10749600 | 4.9735 | 29.3224 | 30.6901
2987 | 10753200 | 4.9737 | 29.3253 | 30.693
2988 | 10756800 | 4.9739 | 29.3282 | 30.6959
2989 | 10760400 | 4.9741 | 29.3311 | 30.6988
2990 | 10764000 | 4.9743 | 29.334 | 30.7017
2991 | 10767600 | 4.9745 | 29.3368 | 30.7046
2992 | 10771200 | 4.9747 | 29.3397 | 30.7075
2993 | 10774800 | 4.9749 | 29.3426 | 30.7104
2994 | 10778400 | 4.9751 | 29.3455 | 30.7133
2995 | 10782000 | 4.9753 | 29.3484 | 30.7162
2996 | 10785600 | 4.9755 | 29.3512 | 30.7191
2997 | 10789200 | 4.9757 | 29.3541 | 30.722
2998 | 10792800 | 4.9759 | 29.357 | 30.7249
2999 | 10796400 | 4.9761 | 29.3599 | 30.7278
3000 | 10800000 | 4.9763 | 29.3627 | 30.7307
3001 | 10803600 | 4.9765 | 29.3656 | 30.7336
3002 | 10807200 | 4.9767 | 29.3685 | 30.7365
3003 | 10810800 | 4.9769 | 29.3714 | 30.7394
3004 | 10814400 | 4.9771 | 29.3742 | 30.7422
3005 | 10818000 | 4.9773 | 29.3771 | 30.7451
3006 | 10821600 | 4.9775 | 29.38 | 30.748
3007 | 10825200 | 4.9777 | 29.3829 | 30.7509
3008 | 10828800 | 4.9779 | 29.3857 | 30.7538
3009 | 10832400 | 4.9781 | 29.3886 | 30.7567
3010 | 10836000 | 4.9783 | 29.3915 | 30.7596
3011 | 10839600 | 4.9785 | 29.3943 | 30.7625
3012 | 10843200 | 4.9787 | 29.3972 | 30.7654
3013 | 10846800 | 4.9789 | 29.4001 | 30.7682
3014 | 10850400 | 4.9791 | 29.4029 | 30.7711
3015 | 10854000 | 4.9793 | 29.4058 | 30.774
3016 | 10857600 | 4.9795 | 29.4087 | 30.7769
3017 | 10861200 | 4.9797 | 29.4116 | 30.7798
3018 | 10864800 | 4.9799 | 29.4144 | 30.7827
3019 | 10868400 | 4.9801 | 29.4173 | 30.7856
3020 | 10872000 | 4.9803 | 29.4202 | 30.7884
3021 | 10875600 | 4.9805 | 29.423 | 30.7913
3022 | 10879200 | 4.9807 | 29.4259 | 30.7942
3023 | 10882800 | 4.9809 | 29.4288 | 30.7971
3024 | 10886400 | 4.9811 | 29.4316 | 30.8
3025 | 10890000 | 4.9813 | 29.4345 | 30.8029
3026 | 10893600 | 4.9815 | 29.4374 | 30.8057
3027 | 10897200 | 4.9817 | 29.4402 | 30.8086
3028 | 10900800 | 4.9819 | 29.4431 | 30.8115
3029 | 10904400 | 4.982 | 29.4459 | 30.8144
3030 | 10908000 | 4.9822 | 29.4488 | 30.8173
3031 | 10911600 | 4.9824 | 29.4517 | 30.8201
3032 | 10915200 | 4.9826 | 29.4545 | 30.823
3033 | 10918800 | 4.9828 | 29.4574 | 30.8259
3034 | 10922400 | 4.983 | 29.4603 | 30.8288
3035 | 10926000 | 4.9832 | 29.4631 | 30.8316
3036 | 10929600 | 4.9834 | 29.466 | 30.8345
3037 | 10933200 | 4.9836 | 29.4688 | 30.8374
3038 | 10936800 | 4.9838 | 29.4717 | 30.8403
3039 | 10940400 | 4.984 | 29.4746 | 30.8432
3040 | 10944000 | 4.9842 | 29.4774 | 30.846
3041 | 10947600 | 4.9844 | 29.4803 | 30.8489
3042 | 10951200 | 4.9846 | 29.4831 | 30.8518
3043 | 10954800 | 4.9848 | 29.486 | 30.8547
3044 | 10958400 | 4.985 | 29.4888 | 30.8575
3045 | 10962000 | 4.9852 | 29.4917 | 30.8604
3046 | 10965600 | 4.9854 | 29.4946 | 30.8633
3047 | 10969200 | 4.9856 | 29.4974 | 30.8661
3048 | 10972800 | 4.9858 | 29.5003 | 30.869
3049 | 10976400 | 4.986 | 29.5031 | 30.8719
3050 | 10980000 | 4.9862 | 29.506 | 30.8748
3051 | 10983600 | 4.9864 | 29.5088 | 30.8776
3052 | 10987200 | 4.9866 | 29.5117 | 30.8805
3053 | 10990800 | 4.9868 | 29.5145 | 30.8834
3054 | 10994400 | 4.987 | 29.5174 | 30.8862
3055 | 10998000 | 4.9871 | 29.5203 | 30.8891
3056 | 11001600 | 4.9873 | 29.5231 | 30.892
3057 | 11005200 | 4.9875 | 29.526 | 30.8949
3058 | 11008800 | 4.9877 | 29.5288 | 30.8977
3059 | 11012400 | 4.9879 | 29.5317 | 30.9006
3060 | 11016000 | 4.9881 | 29.5345 | 30.9035
3061 | 11019600 | 4.9883 | 29.5374 | 30.9063
3062 | 11023200 | 4.9885 | 29.5402 | 30.9092
3063 | 11026800 | 4.9887 | 29.5431 | 30.9121
3064 | 11030400 | 4.9889 | 29.5459 | 30.9149
3065 | 11034000 | 4.9891 | 29.5488 | 30.9178
3066 | 11037600 | 4.9893 | 29.5516 | 30.9207
3067 | 11041200 | 4.9895 | 29.5545 | 30.9235
3068 | 11044800 | 4.9897 | 29.5573 | 30.9264
3069 | 11048400 | 4.9899 | 29.5602 | 30.9292
3070 | 11052000 | 4.9901 | 29.563 | 30.9321
3071 | 11055600 | 4.9903 | 29.5658 | 30.935
3072 | 11059200 | 4.9904 | 29.5687 | 30.9378
3073 | 11062800 | 4.9906 | 29.5715 | 30.9407
3074 | 11066400 | 4.9908 | 29.5744 | 30.9436
3075 | 11070000 | 4.991 | 29.5772 | 30.9464
3076 | 11073600 | 4.9912 | 29.5801 | 30.9493
3077 | 11077200 | 4.9914 | 29.5829 | 30.9521
3078 | 11080800 | 4.9916 | 29.5858 | 30.955
3079 | 11084400 | 4.9918 | 29.5886 | 30.9579
3080 | 11088000 | 4.992 | 29.5914 | 30.9607
3081 | 11091600 | 4.9922 | 29.5943 | 30.9636
3082 | 11095200 | 4.9924 | 29.5971 | 30.9664
3083 | 11098800 | 4.9926 | 29.6 | 30.9693
3084 | 11102400 | 4.9928 | 29.6028 | 30.9721
3085 | 11106000 | 4.993 | 29.6056 | 30.975
3086 | 11109600 | 4.9931 | 29.6085 | 30.9779
3087 | 11113200 | 4.9933 | 29.6113 | 30.9807
3088 | 11116800 | 4.9935 | 29.6142 | 30.9836
3089 | 11120400 | 4.9937 | 29.617 | 30.9864
3090 | 11124000 | 4.9939 | 29.6198 | 30.9893
3091 | 11127600 | 4.9941 | 29.6227 | 30.9921
3092 | 11131200 | 4.9943 | 29.6255 | 30.995
3093 | 11134800 | 4.9945 | 29.6284 | 30.9978
3094 | 11138400 | 4.9947 | 29.6312 | 31.0007
3095 | 11142000 | 4.9949 | 29.634 | 31.0036
3096 | 11145600 | 4.9951 | 29.6369 | 31.0064
3097 | 11149200 | 4.9953 | 29.6397 | 31.0093
3098 | 11152800 | 4.9954 | 29.6425 | 31.0121
3099 | 11156400 | 4.9956 | 29.6454 | 31.015
3100 | 11160000 | 4.9958 | 29.6482 | 31.0178
3101 | 11163600 | 4.996 | 29.651 | 31.0207
3102 | 11167200 | 4.9962 | 29.6539 | 31.0235
3103 | 11170800 | 4.9964 | 29.6567 | 31.0264
3104 | 11174400 | 4.9966 | 29.6595 | 31.0292
3105 | 11178000 | 4.9968 | 29.6624 | 31.0321
3106 | 11181600 | 4.997 | 29.6652 | 31.0349
3107 | 11185200 | 4.9972 | 29.668 | 31.0378
3108 | 11188800 | 4.9974 | 29.6709 | 31.0406
3109 | 11192400 | 4.9975 | 29.6737 | 31.0434
3110 | 11196000 | 4.9977 | 29.6765 | 31.0463
3111 | 11199600 | 4.9979 | 29.6794 | 31.0491
3112 | 11203200 | 4.9981 | 29.6822 | 31.052
3113 | 11206800 | 4.9983 | 29.685 | 31.0548
3114 | 11210400 | 4.9985 | 29.6879 | 31.0577
3115 | 11214000 | 4.9987 | 29.6907 | 31.0605
3116 | 11217600 | 4.9989 | 29.6935 | 31.0634
3117 | 11221200 | 4.9991 | 29.6963 | 31.0662
3118 | 11224800 | 4.9993 | 29.6992 | 31.0691
3119 | 11228400 | 4.9994 | 29.702 | 31.0719
3120 | 11232000 | 4.9996 | 29.7048 | 31.0747
3121 | 11235600 | 4.9998 | 29.7076 | 31.0776
3122 | 11239200 | 5 | 29.7105 | 31.0804
3123 | 11242800 | 5.0002 | 29.7133 | 31.0833
3124 | 11246400 | 5.0004 | 29.7161 | 31.0861
3125 | 11250000 | 5.0006 | 29.7189 | 31.0889
3126 | 11253600 | 5.0008 | 29.7218 | 31.0918
3127 | 11257200 | 5.001 | 29.7246 | 31.0946
3128 | 11260800 | 5.0011 | 29.7274 | 31.0975
3129 | 11264400 | 5.0013 | 29.7302 | 31.1003
3130 | 11268000 | 5.0015 | 29.7331 | 31.1031
3131 | 11271600 | 5.0017 | 29.7359 | 31.106
3132 | 11275200 | 5.0019 | 29.7387 | 31.1088
3133 | 11278800 | 5.0021 | 29.7415 | 31.1117
3134 | 11282400 | 5.0023 | 29.7444 | 31.1145
3135 | 11286000 | 5.0025 | 29.7472 | 31.1173
3136 | 11289600 | 5.0026 | 29.75 | 31.1202
3137 | 11293200 | 5.0028 | 29.7528 | 31.123
3138 | 11296800 | 5.003 | 29.7556 | 31.1258
3139 | 11300400 | 5.0032 | 29.7585 | 31.1287
3140 | 11304000 | 5.0034 | 29.7613 | 31.1315
3141 | 11307600 | 5.0036 | 29.7641 | 31.1343
3142 | 11311200 | 5.0038 | 29.7669 | 31.1372
3143 | 11314800 | 5.004 | 29.7697 | 31.14
3144 | 11318400 | 5.0041 | 29.7725 | 31.1428
3145 | 11322000 | 5.0043 | 29.7754 | 31.1457
3146 | 11325600 | 5.0045 | 29.7782 | 31.1485
3147 | 11329200 | 5.0047 | 29.781 | 31.1513
3148 | 11332800 | 5.0049 | 29.7838 | 31.1542
3149 | 11336400 | 5.0051 | 29.7866 | 31.157
3150 | 11340000 | 5.0053 | 29.7894 | 31.1598
3151 | 11343600 | 5.0055 | 29.7922 | 31.1627
3152 | 11347200 | 5.0056 | 29.7951 | 31.1655
3153 | 11350800 | 5.0058 | 29.7979 | 31.1683
3154 | 11354400 | 5.006 | 29.8007 | 31.1711
3155 | 11358000 | 5.0062 | 29.8035 | 31.174
3156 | 11361600 | 5.0064 | 29.8063 | 31.1768
3157 | 11365200 | 5.0066 | 29.8091 | 31.1796
3158 | 11368800 | 5.0068 | 29.8119 | 31.1825
3159 | 11372400 | 5.007 | 29.8147 | 31.1853
3160 | 11376000 | 5.0071 | 29.8176 | 31.1881
3161 | 11379600 | 5.0073 | 29.8204 | 31.1909
3162 | 11383200 | 5.0075 | 29.8232 | 31.1938
3163 | 11386800 | 5.0077 | 29.826 | 31.1966
3164 | 11390400 | 5.0079 | 29.8288 | 31.1994
3165 | 11394000 | 5.0081 | 29.8316 | 31.2022
3166 | 11397600 | 5.0083 | 29.8344 | 31.2051
3167 | 11401200 | 5.0084 | 29.8372 | 31.2079
3168 | 11404800 | 5.0086 | 29.84 | 31.2107
3169 | 11408400 | 5.0088 | 29.8428 | 31.2135
3170 | 11412000 | 5.009 | 29.8456 | 31.2164
3171 | 11415600 | 5.0092 | 29.8485 | 31.2192
3172 | 11419200 | 5.0094 | 29.8513 | 31.222
3173 | 11422800 | 5.0095 | 29.8541 | 31.2248
3174 | 11426400 | 5.0097 | 29.8569 | 31.2276
3175 | 11430000 | 5.0099 | 29.8597 | 31.2305
3176 | 11433600 | 5.0101 | 29.8625 | 31.2333
3177 | 11437200 | 5.0103 | 29.8653 | 31.2361
3178 | 11440800 | 5.0105 | 29.8681 | 31.2389
3179 | 11444400 | 5.0107 | 29.8709 | 31.2417
3180 | 11448000 | 5.0108 | 29.8737 | 31.2446
3181 | 11451600 | 5.011 | 29.8765 | 31.2474
3182 | 11455200 | 5.0112 | 29.8793 | 31.2502
3183 | 11458800 | 5.0114 | 29.8821 | 31.253
3184 | 11462400 | 5.0116 | 29.8849 | 31.2558
3185 | 11466000 | 5.0118 | 29.8877 | 31.2587
3186 | 11469600 | 5.0119 | 29.8905 | 31.2615
3187 | 11473200 | 5.0121 | 29.8933 | 31.2643
3188 | 11476800 | 5.0123 | 29.8961 | 31.2671
3189 | 11480400 | 5.0125 | 29.8989 | 31.2699
3190 | 11484000 | 5.0127 | 29.9017 | 31.2727
3191 | 11487600 | 5.0129 | 29.9045 | 31.2755
3192 | 11491200 | 5.013 | 29.9073 | 31.2784
3193 | 11494800 | 5.0132 | 29.9101 | 31.2812
3194 | 11498400 | 5.0134 | 29.9129 | 31.284
3195 | 11502000 | 5.0136 | 29.9157 | 31.2868
3196 | 11505600 | 5.0138 | 29.9185 | 31.2896
3197 | 11509200 | 5.014 | 29.9213 | 31.2924
3198 | 11512800 | 5.0141 | 29.9241 | 31.2952
3199 | 11516400 | 5.0143 | 29.9269 | 31.298
3200 | 11520000 | 5.0145 | 29.9297 | 31.3009
3201 | 11523600 | 5.0147 | 29.9325 | 31.3037
3202 | 11527200 | 5.0149 | 29.9353 | 31.3065
3203 | 11530800 | 5.0151 | 29.9381 | 31.3093
3204 | 11534400 | 5.0152 | 29.9409 | 31.3121
3205 | 11538000 | 5.0154 | 29.9436 | 31.3149
3206 | 11541600 | 5.0156 | 29.9464 | 31.3177
3207 | 11545200 | 5.0158 | 29.9492 | 31.3205
3208 | 11548800 | 5.016 | 29.952 | 31.3233
3209 | 11552400 | 5.0162 | 29.9548 | 31.3261
3210 | 11556000 | 5.0163 | 29.9576 | 31.3289
3211 | 11559600 | 5.0165 | 29.9604 | 31.3317
3212 | 11563200 | 5.0167 | 29.9632 | 31.3346
3213 | 11566800 | 5.0169 | 29.966 | 31.3374
3214 | 11570400 | 5.0171 | 29.9688 | 31.3402
3215 | 11574000 | 5.0172 | 29.9716 | 31.343
3216 | 11577600 | 5.0174 | 29.9743 | 31.3458
3217 | 11581200 | 5.0176 | 29.9771 | 31.3486
3218 | 11584800 | 5.0178 | 29.9799 | 31.3514
3219 | 11588400 | 5.018 | 29.9827 | 31.3542
3220 | 11592000 | 5.0182 | 29.9855 | 31.357
3221 | 11595600 | 5.0183 | 29.9883 | 31.3598
3222 | 11599200 | 5.0185 | 29.9911 | 31.3626
3223 | 11602800 | 5.0187 | 29.9939 | 31.3654
3224 | 11606400 | 5.0189 | 29.9966 | 31.3682
3225 | 11610000 | 5.0191 | 29.9994 | 31.371
3226 | 11613600 | 5.0192 | 30.0022 | 31.3738
3227 | 11617200 | 5.0194 | 30.005 | 31.3766
3228 | 11620800 | 5.0196 | 30.0078 | 31.3794
3229 | 11624400 | 5.0198 | 30.0106 | 31.3822
3230 | 11628000 | 5.02 | 30.0134 | 31.385
3231 | 11631600 | 5.0201 | 30.0161 | 31.3878
3232 | 11635200 | 5.0203 | 30.0189 | 31.3906
3233 | 11638800 | 5.0205 | 30.0217 | 31.3934
3234 | 11642400 | 5.0207 | 30.0245 | 31.3962
3235 | 11646000 | 5.0209 | 30.0273 | 31.399
3236 | 11649600 | 5.021 | 30.0301 | 31.4018
3237 | 11653200 | 5.0212 | 30.0328 | 31.4046
3238 | 11656800 | 5.0214 | 30.0356 | 31.4074
3239 | 11660400 | 5.0216 | 30.0384 | 31.4102
3240 | 11664000 | 5.0218 | 30.0412 | 31.413
3241 | 11667600 | 5.0219 | 30.044 | 31.4158
3242 | 11671200 | 5.0221 | 30.0467 | 31.4186
3243 | 11674800 | 5.0223 | 30.0495 | 31.4214
3244 | 11678400 | 5.0225 | 30.0523 | 31.4241
3245 | 11682000 | 5.0227 | 30.0551 | 31.4269
3246 | 11685600 | 5.0228 | 30.0578 | 31.4297
3247 | 11689200 | 5.023 | 30.0606 | 31.4325
3248 | 11692800 | 5.0232 | 30.0634 | 31.4353
3249 | 11696400 | 5.0234 | 30.0662 | 31.4381
3250 | 11700000 | 5.0236 | 30.069 | 31.4409
3251 | 11703600 | 5.0237 | 30.0717 | 31.4437
3252 | 11707200 | 5.0239 | 30.0745 | 31.4465
3253 | 11710800 | 5.0241 | 30.0773 | 31.4493
3254 | 11714400 | 5.0243 | 30.0801 | 31.4521
3255 | 11718000 | 5.0245 | 30.0828 | 31.4549
3256 | 11721600 | 5.0246 | 30.0856 | 31.4576
3257 | 11725200 | 5.0248 | 30.0884 | 31.4604
3258 | 11728800 | 5.025 | 30.0912 | 31.4632
3259 | 11732400 | 5.0252 | 30.0939 | 31.466
3260 | 11736000 | 5.0253 | 30.0967 | 31.4688
3261 | 11739600 | 5.0255 | 30.0995 | 31.4716
3262 | 11743200 | 5.0257 | 30.1022 | 31.4744
3263 | 11746800 | 5.0259 | 30.105 | 31.4772
3264 | 11750400 | 5.0261 | 30.1078 | 31.4799
3265 | 11754000 | 5.0262 | 30.1106 | 31.4827
3266 | 11757600 | 5.0264 | 30.1133 | 31.4855
3267 | 11761200 | 5.0266 | 30.1161 | 31.4883
3268 | 11764800 | 5.0268 | 30.1189 | 31.4911
3269 | 11768400 | 5.0269 | 30.1216 | 31.4939
3270 | 11772000 | 5.0271 | 30.1244 | 31.4966
3271 | 11775600 | 5.0273 | 30.1272 | 31.4994
3272 | 11779200 | 5.0275 | 30.1299 | 31.5022
3273 | 11782800 | 5.0277 | 30.1327 | 31.505
3274 | 11786400 | 5.0278 | 30.1355 | 31.5078
3275 | 11790000 | 5.028 | 30.1382 | 31.5106
3276 | 11793600 | 5.0282 | 30.141 | 31.5133
3277 | 11797200 | 5.0284 | 30.1438 | 31.5161
3278 | 11800800 | 5.0285 | 30.1465 | 31.5189
3279 | 11804400 | 5.0287 | 30.1493 | 31.5217
3280 | 11808000 | 5.0289 | 30.1521 | 31.5245
3281 | 11811600 | 5.0291 | 30.1548 | 31.5272
3282 | 11815200 | 5.0292 | 30.1576 | 31.53
3283 | 11818800 | 5.0294 | 30.1604 | 31.5328
3284 | 11822400 | 5.0296 | 30.1631 | 31.5356
3285 | 11826000 | 5.0298 | 30.1659 | 31.5384
3286 | 11829600 | 5.0299 | 30.1687 | 31.5411
3287 | 11833200 | 5.0301 | 30.1714 | 31.5439
3288 | 11836800 | 5.0303 | 30.1742 | 31.5467
3289 | 11840400 | 5.0305 | 30.1769 | 31.5495
3290 | 11844000 | 5.0307 | 30.1797 | 31.5522
3291 | 11847600 | 5.0308 | 30.1825 | 31.555
3292 | 11851200 | 5.031 | 30.1852 | 31.5578
3293 | 11854800 | 5.0312 | 30.188 | 31.5606
3294 | 11858400 | 5.0314 | 30.1907 | 31.5633
3295 | 11862000 | 5.0315 | 30.1935 | 31.5661
3296 | 11865600 | 5.0317 | 30.1963 | 31.5689
3297 | 11869200 | 5.0319 | 30.199 | 31.5717
3298 | 11872800 | 5.0321 | 30.2018 | 31.5744
3299 | 11876400 | 5.0322 | 30.2045 | 31.5772
3300 | 11880000 | 5.0324 | 30.2073 | 31.58
3301 | 11883600 | 5.0326 | 30.2101 | 31.5828
3302 | 11887200 | 5.0328 | 30.2128 | 31.5855
3303 | 11890800 | 5.0329 | 30.2156 | 31.5883
3304 | 11894400 | 5.0331 | 30.2183 | 31.5911
3305 | 11898000 | 5.0333 | 30.2211 | 31.5938
3306 | 11901600 | 5.0335 | 30.2238 | 31.5966
3307 | 11905200 | 5.0336 | 30.2266 | 31.5994
3308 | 11908800 | 5.0338 | 30.2293 | 31.6022
3309 | 11912400 | 5.034 | 30.2321 | 31.6049
3310 | 11916000 | 5.0342 | 30.2348 | 31.6077
3311 | 11919600 | 5.0343 | 30.2376 | 31.6105
3312 | 11923200 | 5.0345 | 30.2404 | 31.6132
3313 | 11926800 | 5.0347 | 30.2431 | 31.616
3314 | 11930400 | 5.0349 | 30.2459 | 31.6188
3315 | 11934000 | 5.035 | 30.2486 | 31.6215
3316 | 11937600 | 5.0352 | 30.2514 | 31.6243
3317 | 11941200 | 5.0354 | 30.2541 | 31.6271
3318 | 11944800 | 5.0356 | 30.2569 | 31.6298
3319 | 11948400 | 5.0357 | 30.2596 | 31.6326
3320 | 11952000 | 5.0359 | 30.2624 | 31.6354
3321 | 11955600 | 5.0361 | 30.2651 | 31.6381
3322 | 11959200 | 5.0362 | 30.2679 | 31.6409
3323 | 11962800 | 5.0364 | 30.2706 | 31.6436
3324 | 11966400 | 5.0366 | 30.2734 | 31.6464
3325 | 11970000 | 5.0368 | 30.2761 | 31.6492
3326 | 11973600 | 5.0369 | 30.2789 | 31.6519
3327 | 11977200 | 5.0371 | 30.2816 | 31.6547
3328 | 11980800 | 5.0373 | 30.2844 | 31.6575
3329 | 11984400 | 5.0375 | 30.2871 | 31.6602
3330 | 11988000 | 5.0376 | 30.2899 | 31.663
3331 | 11991600 | 5.0378 | 30.2926 | 31.6657
3332 | 11995200 | 5.038 | 30.2953 | 31.6685
3333 | 11998800 | 5.0382 | 30.2981 | 31.6713
3334 | 12002400 | 5.0383 | 30.3008 | 31.674
3335 | 12006000 | 5.0385 | 30.3036 | 31.6768
3336 | 12009600 | 5.0387 | 30.3063 | 31.6795
3337 | 12013200 | 5.0388 | 30.3091 | 31.6823
3338 | 12016800 | 5.039 | 30.3118 | 31.6851
3339 | 12020400 | 5.0392 | 30.3146 | 31.6878
3340 | 12024000 | 5.0394 | 30.3173 | 31.6906
3341 | 12027600 | 5.0395 | 30.32 | 31.6933
3342 | 12031200 | 5.0397 | 30.3228 | 31.6961
3343 | 12034800 | 5.0399 | 30.3255 | 31.6988
3344 | 12038400 | 5.04 | 30.3283 | 31.7016
3345 | 12042000 | 5.0402 | 30.331 | 31.7044
3346 | 12045600 | 5.0404 | 30.3337 | 31.7071
3347 | 12049200 | 5.0406 | 30.3365 | 31.7099
3348 | 12052800 | 5.0407 | 30.3392 | 31.7126
3349 | 12056400 | 5.0409 | 30.342 | 31.7154
3350 | 12060000 | 5.0411 | 30.3447 | 31.7181
3351 | 12063600 | 5.0413 | 30.3474 | 31.7209
3352 | 12067200 | 5.0414 | 30.3502 | 31.7236
3353 | 12070800 | 5.0416 | 30.3529 | 31.7264
3354 | 12074400 | 5.0418 | 30.3557 | 31.7291
3355 | 12078000 | 5.0419 | 30.3584 | 31.7319
3356 | 12081600 | 5.0421 | 30.3611 | 31.7346
3357 | 12085200 | 5.0423 | 30.3639 | 31.7374
3358 | 12088800 | 5.0424 | 30.3666 | 31.7402
3359 | 12092400 | 5.0426 | 30.3693 | 31.7429
3360 | 12096000 | 5.0428 | 30.3721 | 31.7457
3361 | 12099600 | 5.043 | 30.3748 | 31.7484
3362 | 12103200 | 5.0431 | 30.3776 | 31.7512
3363 | 12106800 | 5.0433 | 30.3803 | 31.7539
3364 | 12110400 | 5.0435 | 30.383 | 31.7566
3365 | 12114000 | 5.0436 | 30.3858 | 31.7594
3366 | 12117600 | 5.0438 | 30.3885 | 31.7621
3367 | 12121200 | 5.044 | 30.3912 | 31.7649
3368 | 12124800 | 5.0442 | 30.394 | 31.7676
3369 | 12128400 | 5.0443 | 30.3967 | 31.7704
3370 | 12132000 | 5.0445 | 30.3994 | 31.7731
3371 | 12135600 | 5.0447 | 30.4021 | 31.7759
3372 | 12139200 | 5.0448 | 30.4049 | 31.7786
3373 | 12142800 | 5.045 | 30.4076 | 31.7814
3374 | 12146400 | 5.0452 | 30.4103 | 31.7841
3375 | 12150000 | 5.0453 | 30.4131 | 31.7869
3376 | 12153600 | 5.0455 | 30.4158 | 31.7896
3377 | 12157200 | 5.0457 | 30.4185 | 31.7923
3378 | 12160800 | 5.0459 | 30.4213 | 31.7951
3379 | 12164400 | 5.046 | 30.424 | 31.7978
3380 | 12168000 | 5.0462 | 30.4267 | 31.8006
3381 | 12171600 | 5.0464 | 30.4294 | 31.8033
3382 | 12175200 | 5.0465 | 30.4322 | 31.8061
3383 | 12178800 | 5.0467 | 30.4349 | 31.8088
3384 | 12182400 | 5.0469 | 30.4376 | 31.8115
3385 | 12186000 | 5.047 | 30.4404 | 31.8143
3386 | 12189600 | 5.0472 | 30.4431 | 31.817
3387 | 12193200 | 5.0474 | 30.4458 | 31.8198
3388 | 12196800 | 5.0475 | 30.4485 | 31.8225
3389 | 12200400 | 5.0477 | 30.4513 | 31.8252
3390 | 12204000 | 5.0479 | 30.454 | 31.828
3391 | 12207600 | 5.0481 | 30.4567 | 31.8307
3392 | 12211200 | 5.0482 | 30.4594 | 31.8335
3393 | 12214800 | 5.0484 | 30.4622 | 31.8362
3394 | 12218400 | 5.0486 | 30.4649 | 31.8389
3395 | 12222000 | 5.0487 | 30.4676 | 31.8417
3396 | 12225600 | 5.0489 | 30.4703 | 31.8444
3397 | 12229200 | 5.0491 | 30.4731 | 31.8472
3398 | 12232800 | 5.0492 | 30.4758 | 31.8499
3399 | 12236400 | 5.0494 | 30.4785 | 31.8526
3400 | 12240000 | 5.0496 | 30.4812 | 31.8554
3401 | 12243600 | 5.0497 | 30.4839 | 31.8581
3402 | 12247200 | 5.0499 | 30.4867 | 31.8608
3403 | 12250800 | 5.0501 | 30.4894 | 31.8636
3404 | 12254400 | 5.0502 | 30.4921 | 31.8663
3405 | 12258000 | 5.0504 | 30.4948 | 31.869
3406 | 12261600 | 5.0506 | 30.4975 | 31.8718
3407 | 12265200 | 5.0507 | 30.5003 | 31.8745
3408 | 12268800 | 5.0509 | 30.503 | 31.8772
3409 | 12272400 | 5.0511 | 30.5057 | 31.88
3410 | 12276000 | 5.0512 | 30.5084 | 31.8827
3411 | 12279600 | 5.0514 | 30.5111 | 31.8854
3412 | 12283200 | 5.0516 | 30.5138 | 31.8882
3413 | 12286800 | 5.0518 | 30.5166 | 31.8909
3414 | 12290400 | 5.0519 | 30.5193 | 31.8936
3415 | 12294000 | 5.0521 | 30.522 | 31.8964
3416 | 12297600 | 5.0523 | 30.5247 | 31.8991
3417 | 12301200 | 5.0524 | 30.5274 | 31.9018
3418 | 12304800 | 5.0526 | 30.5301 | 31.9045
3419 | 12308400 | 5.0528 | 30.5329 | 31.9073
3420 | 12312000 | 5.0529 | 30.5356 | 31.91
3421 | 12315600 | 5.0531 | 30.5383 | 31.9127
3422 | 12319200 | 5.0533 | 30.541 | 31.9155
3423 | 12322800 | 5.0534 | 30.5437 | 31.9182
3424 | 12326400 | 5.0536 | 30.5464 | 31.9209
3425 | 12330000 | 5.0538 | 30.5491 | 31.9236
3426 | 12333600 | 5.0539 | 30.5518 | 31.9264
3427 | 12337200 | 5.0541 | 30.5546 | 31.9291
3428 | 12340800 | 5.0543 | 30.5573 | 31.9318
3429 | 12344400 | 5.0544 | 30.56 | 31.9345
3430 | 12348000 | 5.0546 | 30.5627 | 31.9373
3431 | 12351600 | 5.0548 | 30.5654 | 31.94
3432 | 12355200 | 5.0549 | 30.5681 | 31.9427
3433 | 12358800 | 5.0551 | 30.5708 | 31.9454
3434 | 12362400 | 5.0552 | 30.5735 | 31.9482
3435 | 12366000 | 5.0554 | 30.5762 | 31.9509
3436 | 12369600 | 5.0556 | 30.579 | 31.9536
3437 | 12373200 | 5.0557 | 30.5817 | 31.9563
3438 | 12376800 | 5.0559 | 30.5844 | 31.959
3439 | 12380400 | 5.0561 | 30.5871 | 31.9618
3440 | 12384000 | 5.0562 | 30.5898 | 31.9645
3441 | 12387600 | 5.0564 | 30.5925 | 31.9672
3442 | 12391200 | 5.0566 | 30.5952 | 31.9699
3443 | 12394800 | 5.0567 | 30.5979 | 31.9727
3444 | 12398400 | 5.0569 | 30.6006 | 31.9754
3445 | 12402000 | 5.0571 | 30.6033 | 31.9781
3446 | 12405600 | 5.0572 | 30.606 | 31.9808
3447 | 12409200 | 5.0574 | 30.6087 | 31.9835
3448 | 12412800 | 5.0576 | 30.6114 | 31.9862
3449 | 12416400 | 5.0577 | 30.6141 | 31.989
3450 | 12420000 | 5.0579 | 30.6168 | 31.9917
3451 | 12423600 | 5.0581 | 30.6195 | 31.9944
3452 | 12427200 | 5.0582 | 30.6222 | 31.9971
3453 | 12430800 | 5.0584 | 30.6249 | 31.9998
3454 | 12434400 | 5.0586 | 30.6276 | 32.0026
3455 | 12438000 | 5.0587 | 30.6303 | 32.0053
3456 | 12441600 | 5.0589 | 30.6331 | 32.008
3457 | 12445200 | 5.059 | 30.6358 | 32.0107
3458 | 12448800 | 5.0592 | 30.6385 | 32.0134
3459 | 12452400 | 5.0594 | 30.6412 | 32.0161
3460 | 12456000 | 5.0595 | 30.6439 | 32.0188
3461 | 12459600 | 5.0597 | 30.6466 | 32.0216
3462 | 12463200 | 5.0599 | 30.6493 | 32.0243
3463 | 12466800 | 5.06 | 30.652 | 32.027
3464 | 12470400 | 5.0602 | 30.6547 | 32.0297
3465 | 12474000 | 5.0604 | 30.6574 | 32.0324
3466 | 12477600 | 5.0605 | 30.66 | 32.0351
3467 | 12481200 | 5.0607 | 30.6627 | 32.0378
3468 | 12484800 | 5.0608 | 30.6654 | 32.0405
3469 | 12488400 | 5.061 | 30.6681 | 32.0433
3470 | 12492000 | 5.0612 | 30.6708 | 32.046
3471 | 12495600 | 5.0613 | 30.6735 | 32.0487
3472 | 12499200 | 5.0615 | 30.6762 | 32.0514
3473 | 12502800 | 5.0617 | 30.6789 | 32.0541
3474 | 12506400 | 5.0618 | 30.6816 | 32.0568
3475 | 12510000 | 5.062 | 30.6843 | 32.0595
3476 | 12513600 | 5.0622 | 30.687 | 32.0622
3477 | 12517200 | 5.0623 | 30.6897 | 32.0649
3478 | 12520800 | 5.0625 | 30.6924 | 32.0676
3479 | 12524400 | 5.0626 | 30.6951 | 32.0703
3480 | 12528000 | 5.0628 | 30.6978 | 32.0731
3481 | 12531600 | 5.063 | 30.7005 | 32.0758
3482 | 12535200 | 5.0631 | 30.7032 | 32.0785
3483 | 12538800 | 5.0633 | 30.7059 | 32.0812
3484 | 12542400 | 5.0635 | 30.7086 | 32.0839
3485 | 12546000 | 5.0636 | 30.7113 | 32.0866
3486 | 12549600 | 5.0638 | 30.7139 | 32.0893
3487 | 12553200 | 5.0639 | 30.7166 | 32.092
3488 | 12556800 | 5.0641 | 30.7193 | 32.0947
3489 | 12560400 | 5.0643 | 30.722 | 32.0974
3490 | 12564000 | 5.0644 | 30.7247 | 32.1001
3491 | 12567600 | 5.0646 | 30.7274 | 32.1028
3492 | 12571200 | 5.0648 | 30.7301 | 32.1055
3493 | 12574800 | 5.0649 | 30.7328 | 32.1082
3494 | 12578400 | 5.0651 | 30.7355 | 32.1109
3495 | 12582000 | 5.0652 | 30.7381 | 32.1136
3496 | 12585600 | 5.0654 | 30.7408 | 32.1163
3497 | 12589200 | 5.0656 | 30.7435 | 32.119
3498 | 12592800 | 5.0657 | 30.7462 | 32.1217
3499 | 12596400 | 5.0659 | 30.7489 | 32.1244
3500 | 12600000 | 5.066 | 30.7516 | 32.1271
3501 | 12603600 | 5.0662 | 30.7543 | 32.1298
3502 | 12607200 | 5.0664 | 30.757 | 32.1325
3503 | 12610800 | 5.0665 | 30.7596 | 32.1352
3504 | 12614400 | 5.0667 | 30.7623 | 32.1379
3505 | 12618000 | 5.0669 | 30.765 | 32.1406
3506 | 12621600 | 5.067 | 30.7677 | 32.1433
3507 | 12625200 | 5.0672 | 30.7704 | 32.146
3508 | 12628800 | 5.0673 | 30.7731 | 32.1487
3509 | 12632400 | 5.0675 | 30.7757 | 32.1514
3510 | 12636000 | 5.0677 | 30.7784 | 32.1541
3511 | 12639600 | 5.0678 | 30.7811 | 32.1568
3512 | 12643200 | 5.068 | 30.7838 | 32.1595
3513 | 12646800 | 5.0681 | 30.7865 | 32.1622
3514 | 12650400 | 5.0683 | 30.7892 | 32.1649
3515 | 12654000 | 5.0685 | 30.7918 | 32.1676
3516 | 12657600 | 5.0686 | 30.7945 | 32.1703
3517 | 12661200 | 5.0688 | 30.7972 | 32.173
3518 | 12664800 | 5.0689 | 30.7999 | 32.1757
3519 | 12668400 | 5.0691 | 30.8026 | 32.1784
3520 | 12672000 | 5.0693 | 30.8052 | 32.1811
3521 | 12675600 | 5.0694 | 30.8079 | 32.1837
3522 | 12679200 | 5.0696 | 30.8106 | 32.1864
3523 | 12682800 | 5.0697 | 30.8133 | 32.1891
3524 | 12686400 | 5.0699 | 30.816 | 32.1918
3525 | 12690000 | 5.0701 | 30.8186 | 32.1945
3526 | 12693600 | 5.0702 | 30.8213 | 32.1972
3527 | 12697200 | 5.0704 | 30.824 | 32.1999
3528 | 12700800 | 5.0705 | 30.8267 | 32.2026
3529 | 12704400 | 5.0707 | 30.8293 | 32.2053
3530 | 12708000 | 5.0709 | 30.832 | 32.208
3531 | 12711600 | 5.071 | 30.8347 | 32.2107
3532 | 12715200 | 5.0712 | 30.8374 | 32.2133
3533 | 12718800 | 5.0713 | 30.8401 | 32.216
3534 | 12722400 | 5.0715 | 30.8427 | 32.2187
3535 | 12726000 | 5.0717 | 30.8454 | 32.2214
3536 | 12729600 | 5.0718 | 30.8481 | 32.2241
3537 | 12733200 | 5.072 | 30.8507 | 32.2268
3538 | 12736800 | 5.0721 | 30.8534 | 32.2295
3539 | 12740400 | 5.0723 | 30.8561 | 32.2322
3540 | 12744000 | 5.0725 | 30.8588 | 32.2349
3541 | 12747600 | 5.0726 | 30.8614 | 32.2375
3542 | 12751200 | 5.0728 | 30.8641 | 32.2402
3543 | 12754800 | 5.0729 | 30.8668 | 32.2429
3544 | 12758400 | 5.0731 | 30.8695 | 32.2456
3545 | 12762000 | 5.0732 | 30.8721 | 32.2483
3546 | 12765600 | 5.0734 | 30.8748 | 32.251
3547 | 12769200 | 5.0736 | 30.8775 | 32.2536
3548 | 12772800 | 5.0737 | 30.8801 | 32.2563
3549 | 12776400 | 5.0739 | 30.8828 | 32.259
3550 | 12780000 | 5.074 | 30.8855 | 32.2617
3551 | 12783600 | 5.0742 | 30.8881 | 32.2644
3552 | 12787200 | 5.0744 | 30.8908 | 32.2671
3553 | 12790800 | 5.0745 | 30.8935 | 32.2697
3554 | 12794400 | 5.0747 | 30.8962 | 32.2724
3555 | 12798000 | 5.0748 | 30.8988 | 32.2751
3556 | 12801600 | 5.075 | 30.9015 | 32.2778
3557 | 12805200 | 5.0751 | 30.9042 | 32.2805
3558 | 12808800 | 5.0753 | 30.9068 | 32.2831
3559 | 12812400 | 5.0755 | 30.9095 | 32.2858
3560 | 12816000 | 5.0756 | 30.9122 | 32.2885
3561 | 12819600 | 5.0758 | 30.9148 | 32.2912
3562 | 12823200 | 5.0759 | 30.9175 | 32.2939
3563 | 12826800 | 5.0761 | 30.9202 | 32.2965
3564 | 12830400 | 5.0763 | 30.9228 | 32.2992
3565 | 12834000 | 5.0764 | 30.9255 | 32.3019
3566 | 12837600 | 5.0766 | 30.9281 | 32.3046
3567 | 12841200 | 5.0767 | 30.9308 | 32.3073
3568 | 12844800 | 5.0769 | 30.9335 | 32.3099
3569 | 12848400 | 5.077 | 30.9361 | 32.3126
3570 | 12852000 | 5.0772 | 30.9388 | 32.3153
3571 | 12855600 | 5.0774 | 30.9415 | 32.318
3572 | 12859200 | 5.0775 | 30.9441 | 32.3206
3573 | 12862800 | 5.0777 | 30.9468 | 32.3233
3574 | 12866400 | 5.0778 | 30.9495 | 32.326
3575 | 12870000 | 5.078 | 30.9521 | 32.3287
3576 | 12873600 | 5.0781 | 30.9548 | 32.3313
3577 | 12877200 | 5.0783 | 30.9574 | 32.334
3578 | 12880800 | 5.0785 | 30.9601 | 32.3367
3579 | 12884400 | 5.0786 | 30.9628 | 32.3394
3580 | 12888000 | 5.0788 | 30.9654 | 32.342
3581 | 12891600 | 5.0789 | 30.9681 | 32.3447
3582 | 12895200 | 5.0791 | 30.9707 | 32.3474
3583 | 12898800 | 5.0792 | 30.9734 | 32.35
3584 | 12902400 | 5.0794 | 30.976 | 32.3527
3585 | 12906000 | 5.0795 | 30.9787 | 32.3554
3586 | 12909600 | 5.0797 | 30.9814 | 32.3581
3587 | 12913200 | 5.0799 | 30.984 | 32.3607
3588 | 12916800 | 5.08 | 30.9867 | 32.3634
3589 | 12920400 | 5.0802 | 30.9893 | 32.3661
3590 | 12924000 | 5.0803 | 30.992 | 32.3687
3591 | 12927600 | 5.0805 | 30.9946 | 32.3714
3592 | 12931200 | 5.0806 | 30.9973 | 32.3741
3593 | 12934800 | 5.0808 | 31 | 32.3767
3594 | 12938400 | 5.0809 | 31.0026 | 32.3794
3595 | 12942000 | 5.0811 | 31.0053 | 32.3821
3596 | 12945600 | 5.0813 | 31.0079 | 32.3847
3597 | 12949200 | 5.0814 | 31.0106 | 32.3874
3598 | 12952800 | 5.0816 | 31.0132 | 32.3901
3599 | 12956400 | 5.0817 | 31.0159 | 32.3927
3600 | 12960000 | 5.0819 | 31.0185 | 32.3954
3601 | 12963600 | 5.082 | 31.0212 | 32.3981
3602 | 12967200 | 5.0822 | 31.0238 | 32.4007
3603 | 12970800 | 5.0823 | 31.0265 | 32.4034
3604 | 12974400 | 5.0825 | 31.0291 | 32.4061
3605 | 12978000 | 5.0827 | 31.0318 | 32.4087
3606 | 12981600 | 5.0828 | 31.0344 | 32.4114
3607 | 12985200 | 5.083 | 31.0371 | 32.4141
3608 | 12988800 | 5.0831 | 31.0397 | 32.4167
3609 | 12992400 | 5.0833 | 31.0424 | 32.4194
3610 | 12996000 | 5.0834 | 31.045 | 32.4221
3611 | 12999600 | 5.0836 | 31.0477 | 32.4247
3612 | 13003200 | 5.0837 | 31.0503 | 32.4274
3613 | 13006800 | 5.0839 | 31.053 | 32.43
3614 | 13010400 | 5.084 | 31.0556 | 32.4327
3615 | 13014000 | 5.0842 | 31.0583 | 32.4354
3616 | 13017600 | 5.0844 | 31.0609 | 32.438
3617 | 13021200 | 5.0845 | 31.0636 | 32.4407
3618 | 13024800 | 5.0847 | 31.0662 | 32.4433
3619 | 13028400 | 5.0848 | 31.0689 | 32.446
3620 | 13032000 | 5.085 | 31.0715 | 32.4487
3621 | 13035600 | 5.0851 | 31.0742 | 32.4513
3622 | 13039200 | 5.0853 | 31.0768 | 32.454
3623 | 13042800 | 5.0854 | 31.0795 | 32.4566
3624 | 13046400 | 5.0856 | 31.0821 | 32.4593
3625 | 13050000 | 5.0857 | 31.0848 | 32.462
3626 | 13053600 | 5.0859 | 31.0874 | 32.4646
3627 | 13057200 | 5.0861 | 31.09 | 32.4673
3628 | 13060800 | 5.0862 | 31.0927 | 32.4699
3629 | 13064400 | 5.0864 | 31.0953 | 32.4726
3630 | 13068000 | 5.0865 | 31.098 | 32.4752
3631 | 13071600 | 5.0867 | 31.1006 | 32.4779
3632 | 13075200 | 5.0868 | 31.1033 | 32.4806
3633 | 13078800 | 5.087 | 31.1059 | 32.4832
3634 | 13082400 | 5.0871 | 31.1085 | 32.4859
3635 | 13086000 | 5.0873 | 31.1112 | 32.4885
3636 | 13089600 | 5.0874 | 31.1138 | 32.4912
3637 | 13093200 | 5.0876 | 31.1165 | 32.4938
3638 | 13096800 | 5.0877 | 31.1191 | 32.4965
3639 | 13100400 | 5.0879 | 31.1217 | 32.4991
3640 | 13104000 | 5.088 | 31.1244 | 32.5018
3641 | 13107600 | 5.0882 | 31.127 | 32.5044
3642 | 13111200 | 5.0884 | 31.1297 | 32.5071
3643 | 13114800 | 5.0885 | 31.1323 | 32.5097
3644 | 13118400 | 5.0887 | 31.1349 | 32.5124
3645 | 13122000 | 5.0888 | 31.1376 | 32.515
3646 | 13125600 | 5.089 | 31.1402 | 32.5177
3647 | 13129200 | 5.0891 | 31.1429 | 32.5204
3648 | 13132800 | 5.0893 | 31.1455 | 32.523
3649 | 13136400 | 5.0894 | 31.1481 | 32.5257
3650 | 13140000 | 5.0896 | 31.1508 | 32.5283
3651 | 13143600 | 5.0897 | 31.1534 | 32.5309
3652 | 13147200 | 5.0899 | 31.156 | 32.5336
3653 | 13150800 | 5.09 | 31.1587 | 32.5362
3654 | 13154400 | 5.0902 | 31.1613 | 32.5389
3655 | 13158000 | 5.0903 | 31.1639 | 32.5415
3656 | 13161600 | 5.0905 | 31.1666 | 32.5442
3657 | 13165200 | 5.0906 | 31.1692 | 32.5468
3658 | 13168800 | 5.0908 | 31.1719 | 32.5495
3659 | 13172400 | 5.0909 | 31.1745 | 32.5521
3660 | 13176000 | 5.0911 | 31.1771 | 32.5548
3661 | 13179600 | 5.0912 | 31.1798 | 32.5574
3662 | 13183200 | 5.0914 | 31.1824 | 32.5601
3663 | 13186800 | 5.0915 | 31.185 | 32.5627
3664 | 13190400 | 5.0917 | 31.1877 | 32.5654
3665 | 13194000 | 5.0918 | 31.1903 | 32.568
3666 | 13197600 | 5.092 | 31.1929 | 32.5706
3667 | 13201200 | 5.0922 | 31.1955 | 32.5733
3668 | 13204800 | 5.0923 | 31.1982 | 32.5759
3669 | 13208400 | 5.0925 | 31.2008 | 32.5786
3670 | 13212000 | 5.0926 | 31.2034 | 32.5812
3671 | 13215600 | 5.0928 | 31.2061 | 32.5839
3672 | 13219200 | 5.0929 | 31.2087 | 32.5865
3673 | 13222800 | 5.0931 | 31.2113 | 32.5892
3674 | 13226400 | 5.0932 | 31.214 | 32.5918
3675 | 13230000 | 5.0934 | 31.2166 | 32.5944
3676 | 13233600 | 5.0935 | 31.2192 | 32.5971
3677 | 13237200 | 5.0937 | 31.2218 | 32.5997
3678 | 13240800 | 5.0938 | 31.2245 | 32.6024
3679 | 13244400 | 5.094 | 31.2271 | 32.605
3680 | 13248000 | 5.0941 | 31.2297 | 32.6076
3681 | 13251600 | 5.0943 | 31.2323 | 32.6103
3682 | 13255200 | 5.0944 | 31.235 | 32.6129
3683 | 13258800 | 5.0946 | 31.2376 | 32.6156
3684 | 13262400 | 5.0947 | 31.2402 | 32.6182
3685 | 13266000 | 5.0949 | 31.2429 | 32.6208
3686 | 13269600 | 5.095 | 31.2455 | 32.6235
3687 | 13273200 | 5.0952 | 31.2481 | 32.6261
3688 | 13276800 | 5.0953 | 31.2507 | 32.6287
3689 | 13280400 | 5.0955 | 31.2534 | 32.6314
3690 | 13284000 | 5.0956 | 31.256 | 32.634
3691 | 13287600 | 5.0958 | 31.2586 | 32.6367
3692 | 13291200 | 5.0959 | 31.2612 | 32.6393
3693 | 13294800 | 5.0961 | 31.2638 | 32.6419
3694 | 13298400 | 5.0962 | 31.2665 | 32.6446
3695 | 13302000 | 5.0964 | 31.2691 | 32.6472
3696 | 13305600 | 5.0965 | 31.2717 | 32.6498
3697 | 13309200 | 5.0967 | 31.2743 | 32.6525
3698 | 13312800 | 5.0968 | 31.277 | 32.6551
3699 | 13316400 | 5.097 | 31.2796 | 32.6577
3700 | 13320000 | 5.0971 | 31.2822 | 32.6604
3701 | 13323600 | 5.0973 | 31.2848 | 32.663
3702 | 13327200 | 5.0974 | 31.2874 | 32.6656
3703 | 13330800 | 5.0976 | 31.2901 | 32.6683
3704 | 13334400 | 5.0977 | 31.2927 | 32.6709
3705 | 13338000 | 5.0979 | 31.2953 | 32.6735
3706 | 13341600 | 5.098 | 31.2979 | 32.6762
3707 | 13345200 | 5.0982 | 31.3005 | 32.6788
3708 | 13348800 | 5.0983 | 31.3032 | 32.6814
3709 | 13352400 | 5.0985 | 31.3058 | 32.684
3710 | 13356000 | 5.0986 | 31.3084 | 32.6867
3711 | 13359600 | 5.0988 | 31.311 | 32.6893
3712 | 13363200 | 5.0989 | 31.3136 | 32.6919
3713 | 13366800 | 5.0991 | 31.3162 | 32.6946
3714 | 13370400 | 5.0992 | 31.3189 | 32.6972
3715 | 13374000 | 5.0994 | 31.3215 | 32.6998
3716 | 13377600 | 5.0995 | 31.3241 | 32.7025
3717 | 13381200 | 5.0996 | 31.3267 | 32.7051
3718 | 13384800 | 5.0998 | 31.3293 | 32.7077
3719 | 13388400 | 5.0999 | 31.3319 | 32.7103
3720 | 13392000 | 5.1001 | 31.3345 | 32.713
3721 | 13395600 | 5.1002 | 31.3372 | 32.7156
3722 | 13399200 | 5.1004 | 31.3398 | 32.7182
3723 | 13402800 | 5.1005 | 31.3424 | 32.7208
3724 | 13406400 | 5.1007 | 31.345 | 32.7235
3725 | 13410000 | 5.1008 | 31.3476 | 32.7261
3726 | 13413600 | 5.101 | 31.3502 | 32.7287
3727 | 13417200 | 5.1011 | 31.3528 | 32.7313
3728 | 13420800 | 5.1013 | 31.3554 | 32.734
3729 | 13424400 | 5.1014 | 31.3581 | 32.7366
3730 | 13428000 | 5.1016 | 31.3607 | 32.7392
3731 | 13431600 | 5.1017 | 31.3633 | 32.7418
3732 | 13435200 | 5.1019 | 31.3659 | 32.7445
3733 | 13438800 | 5.102 | 31.3685 | 32.7471
3734 | 13442400 | 5.1022 | 31.3711 | 32.7497
3735 | 13446000 | 5.1023 | 31.3737 | 32.7523
3736 | 13449600 | 5.1025 | 31.3763 | 32.755
3737 | 13453200 | 5.1026 | 31.3789 | 32.7576
3738 | 13456800 | 5.1028 | 31.3815 | 32.7602
3739 | 13460400 | 5.1029 | 31.3842 | 32.7628
3740 | 13464000 | 5.103 | 31.3868 | 32.7654
3741 | 13467600 | 5.1032 | 31.3894 | 32.7681
3742 | 13471200 | 5.1033 | 31.392 | 32.7707
3743 | 13474800 | 5.1035 | 31.3946 | 32.7733
3744 | 13478400 | 5.1036 | 31.3972 | 32.7759
3745 | 13482000 | 5.1038 | 31.3998 | 32.7785
3746 | 13485600 | 5.1039 | 31.4024 | 32.7812
3747 | 13489200 | 5.1041 | 31.405 | 32.7838
3748 | 13492800 | 5.1042 | 31.4076 | 32.7864
3749 | 13496400 | 5.1044 | 31.4102 | 32.789
3750 | 13500000 | 5.1045 | 31.4128 | 32.7916
3751 | 13503600 | 5.1047 | 31.4154 | 32.7942
3752 | 13507200 | 5.1048 | 31.418 | 32.7969
3753 | 13510800 | 5.105 | 31.4206 | 32.7995
3754 | 13514400 | 5.1051 | 31.4232 | 32.8021
3755 | 13518000 | 5.1053 | 31.4258 | 32.8047
3756 | 13521600 | 5.1054 | 31.4285 | 32.8073
3757 | 13525200 | 5.1055 | 31.4311 | 32.8099
3758 | 13528800 | 5.1057 | 31.4337 | 32.8126
3759 | 13532400 | 5.1058 | 31.4363 | 32.8152
3760 | 13536000 | 5.106 | 31.4389 | 32.8178
3761 | 13539600 | 5.1061 | 31.4415 | 32.8204
3762 | 13543200 | 5.1063 | 31.4441 | 32.823
3763 | 13546800 | 5.1064 | 31.4467 | 32.8256
3764 | 13550400 | 5.1066 | 31.4493 | 32.8282
3765 | 13554000 | 5.1067 | 31.4519 | 32.8308
3766 | 13557600 | 5.1069 | 31.4545 | 32.8335
3767 | 13561200 | 5.107 | 31.4571 | 32.8361
3768 | 13564800 | 5.1071 | 31.4597 | 32.8387
3769 | 13568400 | 5.1073 | 31.4623 | 32.8413
3770 | 13572000 | 5.1074 | 31.4649 | 32.8439
3771 | 13575600 | 5.1076 | 31.4675 | 32.8465
3772 | 13579200 | 5.1077 | 31.4701 | 32.8491
3773 | 13582800 | 5.1079 | 31.4727 | 32.8517
3774 | 13586400 | 5.108 | 31.4753 | 32.8543
3775 | 13590000 | 5.1082 | 31.4779 | 32.857
3776 | 13593600 | 5.1083 | 31.4804 | 32.8596
3777 | 13597200 | 5.1085 | 31.483 | 32.8622
3778 | 13600800 | 5.1086 | 31.4856 | 32.8648
3779 | 13604400 | 5.1087 | 31.4882 | 32.8674
3780 | 13608000 | 5.1089 | 31.4908 | 32.87
3781 | 13611600 | 5.109 | 31.4934 | 32.8726
3782 | 13615200 | 5.1092 | 31.496 | 32.8752
3783 | 13618800 | 5.1093 | 31.4986 | 32.8778
3784 | 13622400 | 5.1095 | 31.5012 | 32.8804
3785 | 13626000 | 5.1096 | 31.5038 | 32.883
3786 | 13629600 | 5.1098 | 31.5064 | 32.8856
3787 | 13633200 | 5.1099 | 31.509 | 32.8882
3788 | 13636800 | 5.1101 | 31.5116 | 32.8909
3789 | 13640400 | 5.1102 | 31.5142 | 32.8935
3790 | 13644000 | 5.1103 | 31.5168 | 32.8961
3791 | 13647600 | 5.1105 | 31.5194 | 32.8987
3792 | 13651200 | 5.1106 | 31.522 | 32.9013
3793 | 13654800 | 5.1108 | 31.5245 | 32.9039
3794 | 13658400 | 5.1109 | 31.5271 | 32.9065
3795 | 13662000 | 5.1111 | 31.5297 | 32.9091
3796 | 13665600 | 5.1112 | 31.5323 | 32.9117
3797 | 13669200 | 5.1114 | 31.5349 | 32.9143
3798 | 13672800 | 5.1115 | 31.5375 | 32.9169
3799 | 13676400 | 5.1116 | 31.5401 | 32.9195
3800 | 13680000 | 5.1118 | 31.5427 | 32.9221
3801 | 13683600 | 5.1119 | 31.5453 | 32.9247
3802 | 13687200 | 5.1121 | 31.5479 | 32.9273
3803 | 13690800 | 5.1122 | 31.5504 | 32.9299
3804 | 13694400 | 5.1124 | 31.553 | 32.9325
3805 | 13698000 | 5.1125 | 31.5556 | 32.9351
3806 | 13701600 | 5.1126 | 31.5582 | 32.9377
3807 | 13705200 | 5.1128 | 31.5608 | 32.9403
3808 | 13708800 | 5.1129 | 31.5634 | 32.9429
3809 | 13712400 | 5.1131 | 31.566 | 32.9455
3810 | 13716000 | 5.1132 | 31.5686 | 32.9481
3811 | 13719600 | 5.1134 | 31.5711 | 32.9507
3812 | 13723200 | 5.1135 | 31.5737 | 32.9533
3813 | 13726800 | 5.1137 | 31.5763 | 32.9559
3814 | 13730400 | 5.1138 | 31.5789 | 32.9585
3815 | 13734000 | 5.1139 | 31.5815 | 32.9611
3816 | 13737600 | 5.1141 | 31.5841 | 32.9637
3817 | 13741200 | 5.1142 | 31.5867 | 32.9663
3818 | 13744800 | 5.1144 | 31.5892 | 32.9689
3819 | 13748400 | 5.1145 | 31.5918 | 32.9715
3820 | 13752000 | 5.1147 | 31.5944 | 32.9741
3821 | 13755600 | 5.1148 | 31.597 | 32.9767
3822 | 13759200 | 5.1149 | 31.5996 | 32.9793
3823 | 13762800 | 5.1151 | 31.6022 | 32.9818
3824 | 13766400 | 5.1152 | 31.6047 | 32.9844
3825 | 13770000 | 5.1154 | 31.6073 | 32.987
3826 | 13773600 | 5.1155 | 31.6099 | 32.9896
3827 | 13777200 | 5.1157 | 31.6125 | 32.9922
3828 | 13780800 | 5.1158 | 31.6151 | 32.9948
3829 | 13784400 | 5.1159 | 31.6176 | 32.9974
3830 | 13788000 | 5.1161 | 31.6202 | 33
3831 | 13791600 | 5.1162 | 31.6228 | 33.0026
3832 | 13795200 | 5.1164 | 31.6254 | 33.0052
3833 | 13798800 | 5.1165 | 31.628 | 33.0078
3834 | 13802400 | 5.1166 | 31.6305 | 33.0104
3835 | 13806000 | 5.1168 | 31.6331 | 33.013
3836 | 13809600 | 5.1169 | 31.6357 | 33.0155
3837 | 13813200 | 5.1171 | 31.6383 | 33.0181
3838 | 13816800 | 5.1172 | 31.6409 | 33.0207
3839 | 13820400 | 5.1174 | 31.6434 | 33.0233
3840 | 13824000 | 5.1175 | 31.646 | 33.0259
3841 | 13827600 | 5.1176 | 31.6486 | 33.0285
3842 | 13831200 | 5.1178 | 31.6512 | 33.0311
3843 | 13834800 | 5.1179 | 31.6537 | 33.0337
3844 | 13838400 | 5.1181 | 31.6563 | 33.0363
3845 | 13842000 | 5.1182 | 31.6589 | 33.0388
3846 | 13845600 | 5.1184 | 31.6615 | 33.0414
3847 | 13849200 | 5.1185 | 31.664 | 33.044
3848 | 13852800 | 5.1186 | 31.6666 | 33.0466
3849 | 13856400 | 5.1188 | 31.6692 | 33.0492
3850 | 13860000 | 5.1189 | 31.6718 | 33.0518
3851 | 13863600 | 5.1191 | 31.6743 | 33.0544
3852 | 13867200 | 5.1192 | 31.6769 | 33.057
3853 | 13870800 | 5.1193 | 31.6795 | 33.0595
3854 | 13874400 | 5.1195 | 31.6821 | 33.0621
3855 | 13878000 | 5.1196 | 31.6846 | 33.0647
3856 | 13881600 | 5.1198 | 31.6872 | 33.0673
3857 | 13885200 | 5.1199 | 31.6898 | 33.0699
3858 | 13888800 | 5.12 | 31.6924 | 33.0725
3859 | 13892400 | 5.1202 | 31.6949 | 33.075
3860 | 13896000 | 5.1203 | 31.6975 | 33.0776
3861 | 13899600 | 5.1205 | 31.7001 | 33.0802
3862 | 13903200 | 5.1206 | 31.7026 | 33.0828
3863 | 13906800 | 5.1208 | 31.7052 | 33.0854
3864 | 13910400 | 5.1209 | 31.7078 | 33.088
3865 | 13914000 | 5.121 | 31.7103 | 33.0905
3866 | 13917600 | 5.1212 | 31.7129 | 33.0931
3867 | 13921200 | 5.1213 | 31.7155 | 33.0957
3868 | 13924800 | 5.1215 | 31.7181 | 33.0983
3869 | 13928400 | 5.1216 | 31.7206 | 33.1009
3870 | 13932000 | 5.1217 | 31.7232 | 33.1034
3871 | 13935600 | 5.1219 | 31.7258 | 33.106
3872 | 13939200 | 5.122 | 31.7283 | 33.1086
3873 | 13942800 | 5.1222 | 31.7309 | 33.1112
3874 | 13946400 | 5.1223 | 31.7335 | 33.1138
3875 | 13950000 | 5.1224 | 31.736 | 33.1163
3876 | 13953600 | 5.1226 | 31.7386 | 33.1189
3877 | 13957200 | 5.1227 | 31.7412 | 33.1215
3878 | 13960800 | 5.1229 | 31.7437 | 33.1241
3879 | 13964400 | 5.123 | 31.7463 | 33.1267
3880 | 13968000 | 5.1231 | 31.7489 | 33.1292
3881 | 13971600 | 5.1233 | 31.7514 | 33.1318
3882 | 13975200 | 5.1234 | 31.754 | 33.1344
3883 | 13978800 | 5.1236 | 31.7566 | 33.137
3884 | 13982400 | 5.1237 | 31.7591 | 33.1395
3885 | 13986000 | 5.1238 | 31.7617 | 33.1421
3886 | 13989600 | 5.124 | 31.7642 | 33.1447
3887 | 13993200 | 5.1241 | 31.7668 | 33.1473
3888 | 13996800 | 5.1243 | 31.7694 | 33.1498
3889 | 14000400 | 5.1244 | 31.7719 | 33.1524
3890 | 14004000 | 5.1245 | 31.7745 | 33.155
3891 | 14007600 | 5.1247 | 31.7771 | 33.1576
3892 | 14011200 | 5.1248 | 31.7796 | 33.1601
3893 | 14014800 | 5.1249 | 31.7822 | 33.1627
3894 | 14018400 | 5.1251 | 31.7847 | 33.1653
3895 | 14022000 | 5.1252 | 31.7873 | 33.1679
3896 | 14025600 | 5.1254 | 31.7899 | 33.1704
3897 | 14029200 | 5.1255 | 31.7924 | 33.173
3898 | 14032800 | 5.1256 | 31.795 | 33.1756
3899 | 14036400 | 5.1258 | 31.7975 | 33.1781
3900 | 14040000 | 5.1259 | 31.8001 | 33.1807
3901 | 14043600 | 5.1261 | 31.8027 | 33.1833
3902 | 14047200 | 5.1262 | 31.8052 | 33.1859
3903 | 14050800 | 5.1263 | 31.8078 | 33.1884
3904 | 14054400 | 5.1265 | 31.8103 | 33.191
3905 | 14058000 | 5.1266 | 31.8129 | 33.1936
3906 | 14061600 | 5.1268 | 31.8155 | 33.1961
3907 | 14065200 | 5.1269 | 31.818 | 33.1987
3908 | 14068800 | 5.127 | 31.8206 | 33.2013
3909 | 14072400 | 5.1272 | 31.8231 | 33.2038
3910 | 14076000 | 5.1273 | 31.8257 | 33.2064
3911 | 14079600 | 5.1274 | 31.8282 | 33.209
3912 | 14083200 | 5.1276 | 31.8308 | 33.2115
3913 | 14086800 | 5.1277 | 31.8334 | 33.2141
3914 | 14090400 | 5.1279 | 31.8359 | 33.2167
3915 | 14094000 | 5.128 | 31.8385 | 33.2192
3916 | 14097600 | 5.1281 | 31.841 | 33.2218
3917 | 14101200 | 5.1283 | 31.8436 | 33.2244
3918 | 14104800 | 5.1284 | 31.8461 | 33.2269
3919 | 14108400 | 5.1286 | 31.8487 | 33.2295
3920 | 14112000 | 5.1287 | 31.8512 | 33.2321
3921 | 14115600 | 5.1288 | 31.8538 | 33.2346
3922 | 14119200 | 5.129 | 31.8563 | 33.2372
3923 | 14122800 | 5.1291 | 31.8589 | 33.2398
3924 | 14126400 | 5.1292 | 31.8614 | 33.2423
3925 | 14130000 | 5.1294 | 31.864 | 33.2449
3926 | 14133600 | 5.1295 | 31.8665 | 33.2475
3927 | 14137200 | 5.1297 | 31.8691 | 33.25
3928 | 14140800 | 5.1298 | 31.8717 | 33.2526
3929 | 14144400 | 5.1299 | 31.8742 | 33.2551
3930 | 14148000 | 5.1301 | 31.8768 | 33.2577
3931 | 14151600 | 5.1302 | 31.8793 | 33.2603
3932 | 14155200 | 5.1303 | 31.8819 | 33.2628
3933 | 14158800 | 5.1305 | 31.8844 | 33.2654
3934 | 14162400 | 5.1306 | 31.887 | 33.268
3935 | 14166000 | 5.1308 | 31.8895 | 33.2705
3936 | 14169600 | 5.1309 | 31.892 | 33.2731
3937 | 14173200 | 5.131 | 31.8946 | 33.2756
3938 | 14176800 | 5.1312 | 31.8971 | 33.2782
3939 | 14180400 | 5.1313 | 31.8997 | 33.2808
3940 | 14184000 | 5.1314 | 31.9022 | 33.2833
3941 | 14187600 | 5.1316 | 31.9048 | 33.2859
3942 | 14191200 | 5.1317 | 31.9073 | 33.2884
3943 | 14194800 | 5.1318 | 31.9099 | 33.291
3944 | 14198400 | 5.132 | 31.9124 | 33.2935
3945 | 14202000 | 5.1321 | 31.915 | 33.2961
3946 | 14205600 | 5.1323 | 31.9175 | 33.2987
3947 | 14209200 | 5.1324 | 31.9201 | 33.3012
3948 | 14212800 | 5.1325 | 31.9226 | 33.3038
3949 | 14216400 | 5.1327 | 31.9252 | 33.3063
3950 | 14220000 | 5.1328 | 31.9277 | 33.3089
3951 | 14223600 | 5.1329 | 31.9302 | 33.3114
3952 | 14227200 | 5.1331 | 31.9328 | 33.314
3953 | 14230800 | 5.1332 | 31.9353 | 33.3166
3954 | 14234400 | 5.1333 | 31.9379 | 33.3191
3955 | 14238000 | 5.1335 | 31.9404 | 33.3217
3956 | 14241600 | 5.1336 | 31.943 | 33.3242
3957 | 14245200 | 5.1338 | 31.9455 | 33.3268
3958 | 14248800 | 5.1339 | 31.9481 | 33.3293
3959 | 14252400 | 5.134 | 31.9506 | 33.3319
3960 | 14256000 | 5.1342 | 31.9531 | 33.3344
3961 | 14259600 | 5.1343 | 31.9557 | 33.337
3962 | 14263200 | 5.1344 | 31.9582 | 33.3395
3963 | 14266800 | 5.1346 | 31.9608 | 33.3421
3964 | 14270400 | 5.1347 | 31.9633 | 33.3446
3965 | 14274000 | 5.1348 | 31.9658 | 33.3472
3966 | 14277600 | 5.135 | 31.9684 | 33.3498
3967 | 14281200 | 5.1351 | 31.9709 | 33.3523
3968 | 14284800 | 5.1353 | 31.9735 | 33.3549
3969 | 14288400 | 5.1354 | 31.976 | 33.3574
3970 | 14292000 | 5.1355 | 31.9785 | 33.36
3971 | 14295600 | 5.1357 | 31.9811 | 33.3625
3972 | 14299200 | 5.1358 | 31.9836 | 33.3651
3973 | 14302800 | 5.1359 | 31.9862 | 33.3676
3974 | 14306400 | 5.1361 | 31.9887 | 33.3702
3975 | 14310000 | 5.1362 | 31.9912 | 33.3727
3976 | 14313600 | 5.1363 | 31.9938 | 33.3752
3977 | 14317200 | 5.1365 | 31.9963 | 33.3778
3978 | 14320800 | 5.1366 | 31.9988 | 33.3803
3979 | 14324400 | 5.1367 | 32.0014 | 33.3829
3980 | 14328000 | 5.1369 | 32.0039 | 33.3854
3981 | 14331600 | 5.137 | 32.0064 | 33.388
3982 | 14335200 | 5.1371 | 32.009 | 33.3905
3983 | 14338800 | 5.1373 | 32.0115 | 33.3931
3984 | 14342400 | 5.1374 | 32.0141 | 33.3956
3985 | 14346000 | 5.1375 | 32.0166 | 33.3982
3986 | 14349600 | 5.1377 | 32.0191 | 33.4007
3987 | 14353200 | 5.1378 | 32.0217 | 33.4033
3988 | 14356800 | 5.138 | 32.0242 | 33.4058
3989 | 14360400 | 5.1381 | 32.0267 | 33.4084
3990 | 14364000 | 5.1382 | 32.0293 | 33.4109
3991 | 14367600 | 5.1384 | 32.0318 | 33.4134
3992 | 14371200 | 5.1385 | 32.0343 | 33.416
3993 | 14374800 | 5.1386 | 32.0369 | 33.4185
3994 | 14378400 | 5.1388 | 32.0394 | 33.4211
3995 | 14382000 | 5.1389 | 32.0419 | 33.4236
3996 | 14385600 | 5.139 | 32.0444 | 33.4262
3997 | 14389200 | 5.1392 | 32.047 | 33.4287
3998 | 14392800 | 5.1393 | 32.0495 | 33.4312
3999 | 14396400 | 5.1394 | 32.052 | 33.4338
4000 | 14400000 | 5.1396 | 32.0546 | 33.4363
4001 | 14403600 | 5.1397 | 32.0571 | 33.4389
4002 | 14407200 | 5.1398 | 32.0596 | 33.4414
4003 | 14410800 | 5.14 | 32.0622 | 33.444
4004 | 14414400 | 5.1401 | 32.0647 | 33.4465
4005 | 14418000 | 5.1402 | 32.0672 | 33.449
4006 | 14421600 | 5.1404 | 32.0697 | 33.4516
4007 | 14425200 | 5.1405 | 32.0723 | 33.4541
4008 | 14428800 | 5.1406 | 32.0748 | 33.4567
4009 | 14432400 | 5.1408 | 32.0773 | 33.4592
4010 | 14436000 | 5.1409 | 32.0799 | 33.4617
4011 | 14439600 | 5.141 | 32.0824 | 33.4643
4012 | 14443200 | 5.1412 | 32.0849 | 33.4668
4013 | 14446800 | 5.1413 | 32.0874 | 33.4693
4014 | 14450400 | 5.1414 | 32.09 | 33.4719
4015 | 14454000 | 5.1416 | 32.0925 | 33.4744
4016 | 14457600 | 5.1417 | 32.095 | 33.477
4017 | 14461200 | 5.1418 | 32.0975 | 33.4795
4018 | 14464800 | 5.142 | 32.1001 | 33.482
4019 | 14468400 | 5.1421 | 32.1026 | 33.4846
4020 | 14472000 | 5.1422 | 32.1051 | 33.4871
4021 | 14475600 | 5.1424 | 32.1076 | 33.4896
4022 | 14479200 | 5.1425 | 32.1102 | 33.4922
4023 | 14482800 | 5.1426 | 32.1127 | 33.4947
4024 | 14486400 | 5.1428 | 32.1152 | 33.4972
4025 | 14490000 | 5.1429 | 32.1177 | 33.4998
4026 | 14493600 | 5.143 | 32.1203 | 33.5023
4027 | 14497200 | 5.1432 | 32.1228 | 33.5048
4028 | 14500800 | 5.1433 | 32.1253 | 33.5074
4029 | 14504400 | 5.1434 | 32.1278 | 33.5099
4030 | 14508000 | 5.1436 | 32.1304 | 33.5124
4031 | 14511600 | 5.1437 | 32.1329 | 33.515
4032 | 14515200 | 5.1438 | 32.1354 | 33.5175
4033 | 14518800 | 5.144 | 32.1379 | 33.52
4034 | 14522400 | 5.1441 | 32.1404 | 33.5226
4035 | 14526000 | 5.1442 | 32.143 | 33.5251
4036 | 14529600 | 5.1444 | 32.1455 | 33.5276
4037 | 14533200 | 5.1445 | 32.148 | 33.5302
4038 | 14536800 | 5.1446 | 32.1505 | 33.5327
4039 | 14540400 | 5.1448 | 32.153 | 33.5352
4040 | 14544000 | 5.1449 | 32.1556 | 33.5378
4041 | 14547600 | 5.145 | 32.1581 | 33.5403
4042 | 14551200 | 5.1451 | 32.1606 | 33.5428
4043 | 14554800 | 5.1453 | 32.1631 | 33.5454
4044 | 14558400 | 5.1454 | 32.1656 | 33.5479
4045 | 14562000 | 5.1455 | 32.1681 | 33.5504
4046 | 14565600 | 5.1457 | 32.1707 | 33.5529
4047 | 14569200 | 5.1458 | 32.1732 | 33.5555
4048 | 14572800 | 5.1459 | 32.1757 | 33.558
4049 | 14576400 | 5.1461 | 32.1782 | 33.5605
4050 | 14580000 | 5.1462 | 32.1807 | 33.563
4051 | 14583600 | 5.1463 | 32.1832 | 33.5656
4052 | 14587200 | 5.1465 | 32.1858 | 33.5681
4053 | 14590800 | 5.1466 | 32.1883 | 33.5706
4054 | 14594400 | 5.1467 | 32.1908 | 33.5732
4055 | 14598000 | 5.1469 | 32.1933 | 33.5757
4056 | 14601600 | 5.147 | 32.1958 | 33.5782
4057 | 14605200 | 5.1471 | 32.1983 | 33.5807
4058 | 14608800 | 5.1473 | 32.2008 | 33.5833
4059 | 14612400 | 5.1474 | 32.2034 | 33.5858
4060 | 14616000 | 5.1475 | 32.2059 | 33.5883
4061 | 14619600 | 5.1476 | 32.2084 | 33.5908
4062 | 14623200 | 5.1478 | 32.2109 | 33.5934
4063 | 14626800 | 5.1479 | 32.2134 | 33.5959
4064 | 14630400 | 5.148 | 32.2159 | 33.5984
4065 | 14634000 | 5.1482 | 32.2184 | 33.6009
4066 | 14637600 | 5.1483 | 32.2209 | 33.6034
4067 | 14641200 | 5.1484 | 32.2235 | 33.606
4068 | 14644800 | 5.1486 | 32.226 | 33.6085
4069 | 14648400 | 5.1487 | 32.2285 | 33.611
4070 | 14652000 | 5.1488 | 32.231 | 33.6135
4071 | 14655600 | 5.149 | 32.2335 | 33.6161
4072 | 14659200 | 5.1491 | 32.236 | 33.6186
4073 | 14662800 | 5.1492 | 32.2385 | 33.6211
4074 | 14666400 | 5.1494 | 32.241 | 33.6236
4075 | 14670000 | 5.1495 | 32.2435 | 33.6261
4076 | 14673600 | 5.1496 | 32.2461 | 33.6287
4077 | 14677200 | 5.1497 | 32.2486 | 33.6312
4078 | 14680800 | 5.1499 | 32.2511 | 33.6337
4079 | 14684400 | 5.15 | 32.2536 | 33.6362
4080 | 14688000 | 5.1501 | 32.2561 | 33.6387
4081 | 14691600 | 5.1503 | 32.2586 | 33.6413
4082 | 14695200 | 5.1504 | 32.2611 | 33.6438
4083 | 14698800 | 5.1505 | 32.2636 | 33.6463
4084 | 14702400 | 5.1507 | 32.2661 | 33.6488
4085 | 14706000 | 5.1508 | 32.2686 | 33.6513
4086 | 14709600 | 5.1509 | 32.2711 | 33.6538
4087 | 14713200 | 5.151 | 32.2736 | 33.6564
4088 | 14716800 | 5.1512 | 32.2761 | 33.6589
4089 | 14720400 | 5.1513 | 32.2786 | 33.6614
4090 | 14724000 | 5.1514 | 32.2811 | 33.6639
4091 | 14727600 | 5.1516 | 32.2837 | 33.6664
4092 | 14731200 | 5.1517 | 32.2862 | 33.6689
4093 | 14734800 | 5.1518 | 32.2887 | 33.6715
4094 | 14738400 | 5.152 | 32.2912 | 33.674
4095 | 14742000 | 5.1521 | 32.2937 | 33.6765
4096 | 14745600 | 5.1522 | 32.2962 | 33.679
4097 | 14749200 | 5.1523 | 32.2987 | 33.6815
4098 | 14752800 | 5.1525 | 32.3012 | 33.684
4099 | 14756400 | 5.1526 | 32.3037 | 33.6865
4100 | 14760000 | 5.1527 | 32.3062 | 33.6891
4101 | 14763600 | 5.1529 | 32.3087 | 33.6916
4102 | 14767200 | 5.153 | 32.3112 | 33.6941
4103 | 14770800 | 5.1531 | 32.3137 | 33.6966
4104 | 14774400 | 5.1532 | 32.3162 | 33.6991
4105 | 14778000 | 5.1534 | 32.3187 | 33.7016
4106 | 14781600 | 5.1535 | 32.3212 | 33.7041
4107 | 14785200 | 5.1536 | 32.3237 | 33.7066
4108 | 14788800 | 5.1538 | 32.3262 | 33.7091
4109 | 14792400 | 5.1539 | 32.3287 | 33.7117
4110 | 14796000 | 5.154 | 32.3312 | 33.7142
4111 | 14799600 | 5.1542 | 32.3337 | 33.7167
4112 | 14803200 | 5.1543 | 32.3362 | 33.7192
4113 | 14806800 | 5.1544 | 32.3387 | 33.7217
4114 | 14810400 | 5.1545 | 32.3412 | 33.7242
4115 | 14814000 | 5.1547 | 32.3437 | 33.7267
4116 | 14817600 | 5.1548 | 32.3462 | 33.7292
4117 | 14821200 | 5.1549 | 32.3487 | 33.7317
4118 | 14824800 | 5.1551 | 32.3512 | 33.7342
4119 | 14828400 | 5.1552 | 32.3537 | 33.7368
4120 | 14832000 | 5.1553 | 32.3562 | 33.7393
4121 | 14835600 | 5.1554 | 32.3587 | 33.7418
4122 | 14839200 | 5.1556 | 32.3612 | 33.7443
4123 | 14842800 | 5.1557 | 32.3637 | 33.7468
4124 | 14846400 | 5.1558 | 32.3662 | 33.7493
4125 | 14850000 | 5.156 | 32.3686 | 33.7518
4126 | 14853600 | 5.1561 | 32.3711 | 33.7543
4127 | 14857200 | 5.1562 | 32.3736 | 33.7568
4128 | 14860800 | 5.1563 | 32.3761 | 33.7593
4129 | 14864400 | 5.1565 | 32.3786 | 33.7618
4130 | 14868000 | 5.1566 | 32.3811 | 33.7643
4131 | 14871600 | 5.1567 | 32.3836 | 33.7668
4132 | 14875200 | 5.1569 | 32.3861 | 33.7693
4133 | 14878800 | 5.157 | 32.3886 | 33.7718
4134 | 14882400 | 5.1571 | 32.3911 | 33.7743
4135 | 14886000 | 5.1572 | 32.3936 | 33.7768
4136 | 14889600 | 5.1574 | 32.3961 | 33.7793
4137 | 14893200 | 5.1575 | 32.3986 | 33.7818
4138 | 14896800 | 5.1576 | 32.4011 | 33.7843
4139 | 14900400 | 5.1577 | 32.4036 | 33.7869
4140 | 14904000 | 5.1579 | 32.406 | 33.7894
4141 | 14907600 | 5.158 | 32.4085 | 33.7919
4142 | 14911200 | 5.1581 | 32.411 | 33.7944
4143 | 14914800 | 5.1583 | 32.4135 | 33.7969
4144 | 14918400 | 5.1584 | 32.416 | 33.7994
4145 | 14922000 | 5.1585 | 32.4185 | 33.8019
4146 | 14925600 | 5.1586 | 32.421 | 33.8044
4147 | 14929200 | 5.1588 | 32.4235 | 33.8069
4148 | 14932800 | 5.1589 | 32.426 | 33.8094
4149 | 14936400 | 5.159 | 32.4285 | 33.8119
4150 | 14940000 | 5.1591 | 32.4309 | 33.8144
4151 | 14943600 | 5.1593 | 32.4334 | 33.8169
4152 | 14947200 | 5.1594 | 32.4359 | 33.8194
4153 | 14950800 | 5.1595 | 32.4384 | 33.8219
4154 | 14954400 | 5.1597 | 32.4409 | 33.8244
4155 | 14958000 | 5.1598 | 32.4434 | 33.8269
4156 | 14961600 | 5.1599 | 32.4459 | 33.8293
4157 | 14965200 | 5.16 | 32.4484 | 33.8318
4158 | 14968800 | 5.1602 | 32.4508 | 33.8343
4159 | 14972400 | 5.1603 | 32.4533 | 33.8368
4160 | 14976000 | 5.1604 | 32.4558 | 33.8393
4161 | 14979600 | 5.1605 | 32.4583 | 33.8418
4162 | 14983200 | 5.1607 | 32.4608 | 33.8443
4163 | 14986800 | 5.1608 | 32.4633 | 33.8468
4164 | 14990400 | 5.1609 | 32.4658 | 33.8493
4165 | 14994000 | 5.1611 | 32.4682 | 33.8518
4166 | 14997600 | 5.1612 | 32.4707 | 33.8543
4167 | 15001200 | 5.1613 | 32.4732 | 33.8568
4168 | 15004800 | 5.1614 | 32.4757 | 33.8593
4169 | 15008400 | 5.1616 | 32.4782 | 33.8618
4170 | 15012000 | 5.1617 | 32.4807 | 33.8643
4171 | 15015600 | 5.1618 | 32.4831 | 33.8668
4172 | 15019200 | 5.1619 | 32.4856 | 33.8693
4173 | 15022800 | 5.1621 | 32.4881 | 33.8718
4174 | 15026400 | 5.1622 | 32.4906 | 33.8743
4175 | 15030000 | 5.1623 | 32.4931 | 33.8768
4176 | 15033600 | 5.1624 | 32.4956 | 33.8792
4177 | 15037200 | 5.1626 | 32.498 | 33.8817
4178 | 15040800 | 5.1627 | 32.5005 | 33.8842
4179 | 15044400 | 5.1628 | 32.503 | 33.8867
4180 | 15048000 | 5.1629 | 32.5055 | 33.8892
4181 | 15051600 | 5.1631 | 32.508 | 33.8917
4182 | 15055200 | 5.1632 | 32.5104 | 33.8942
4183 | 15058800 | 5.1633 | 32.5129 | 33.8967
4184 | 15062400 | 5.1634 | 32.5154 | 33.8992
4185 | 15066000 | 5.1636 | 32.5179 | 33.9017
4186 | 15069600 | 5.1637 | 32.5204 | 33.9042
4187 | 15073200 | 5.1638 | 32.5228 | 33.9066
4188 | 15076800 | 5.164 | 32.5253 | 33.9091
4189 | 15080400 | 5.1641 | 32.5278 | 33.9116
4190 | 15084000 | 5.1642 | 32.5303 | 33.9141
4191 | 15087600 | 5.1643 | 32.5327 | 33.9166
4192 | 15091200 | 5.1645 | 32.5352 | 33.9191
4193 | 15094800 | 5.1646 | 32.5377 | 33.9216
4194 | 15098400 | 5.1647 | 32.5402 | 33.9241
4195 | 15102000 | 5.1648 | 32.5426 | 33.9265
4196 | 15105600 | 5.165 | 32.5451 | 33.929
4197 | 15109200 | 5.1651 | 32.5476 | 33.9315
4198 | 15112800 | 5.1652 | 32.5501 | 33.934
4199 | 15116400 | 5.1653 | 32.5526 | 33.9365
4200 | 15120000 | 5.1655 | 32.555 | 33.939
4201 | 15123600 | 5.1656 | 32.5575 | 33.9415
4202 | 15127200 | 5.1657 | 32.56 | 33.9439
4203 | 15130800 | 5.1658 | 32.5624 | 33.9464
4204 | 15134400 | 5.166 | 32.5649 | 33.9489
4205 | 15138000 | 5.1661 | 32.5674 | 33.9514
4206 | 15141600 | 5.1662 | 32.5699 | 33.9539
4207 | 15145200 | 5.1663 | 32.5723 | 33.9564
4208 | 15148800 | 5.1665 | 32.5748 | 33.9588
4209 | 15152400 | 5.1666 | 32.5773 | 33.9613
4210 | 15156000 | 5.1667 | 32.5798 | 33.9638
4211 | 15159600 | 5.1668 | 32.5822 | 33.9663
4212 | 15163200 | 5.167 | 32.5847 | 33.9688
4213 | 15166800 | 5.1671 | 32.5872 | 33.9713
4214 | 15170400 | 5.1672 | 32.5896 | 33.9737
4215 | 15174000 | 5.1673 | 32.5921 | 33.9762
4216 | 15177600 | 5.1675 | 32.5946 | 33.9787
4217 | 15181200 | 5.1676 | 32.5971 | 33.9812
4218 | 15184800 | 5.1677 | 32.5995 | 33.9837
4219 | 15188400 | 5.1678 | 32.602 | 33.9862
4220 | 15192000 | 5.168 | 32.6045 | 33.9886
4221 | 15195600 | 5.1681 | 32.6069 | 33.9911
4222 | 15199200 | 5.1682 | 32.6094 | 33.9936
4223 | 15202800 | 5.1683 | 32.6119 | 33.9961
4224 | 15206400 | 5.1684 | 32.6143 | 33.9985
4225 | 15210000 | 5.1686 | 32.6168 | 34.001
4226 | 15213600 | 5.1687 | 32.6193 | 34.0035
4227 | 15217200 | 5.1688 | 32.6218 | 34.006
4228 | 15220800 | 5.1689 | 32.6242 | 34.0085
4229 | 15224400 | 5.1691 | 32.6267 | 34.0109
4230 | 15228000 | 5.1692 | 32.6292 | 34.0134
4231 | 15231600 | 5.1693 | 32.6316 | 34.0159
4232 | 15235200 | 5.1694 | 32.6341 | 34.0184
4233 | 15238800 | 5.1696 | 32.6366 | 34.0208
4234 | 15242400 | 5.1697 | 32.639 | 34.0233
4235 | 15246000 | 5.1698 | 32.6415 | 34.0258
4236 | 15249600 | 5.1699 | 32.644 | 34.0283
4237 | 15253200 | 5.1701 | 32.6464 | 34.0308
4238 | 15256800 | 5.1702 | 32.6489 | 34.0332
4239 | 15260400 | 5.1703 | 32.6513 | 34.0357
4240 | 15264000 | 5.1704 | 32.6538 | 34.0382
4241 | 15267600 | 5.1706 | 32.6563 | 34.0407
4242 | 15271200 | 5.1707 | 32.6587 | 34.0431
4243 | 15274800 | 5.1708 | 32.6612 | 34.0456
4244 | 15278400 | 5.1709 | 32.6637 | 34.0481
4245 | 15282000 | 5.171 | 32.6661 | 34.0505
4246 | 15285600 | 5.1712 | 32.6686 | 34.053
4247 | 15289200 | 5.1713 | 32.6711 | 34.0555
4248 | 15292800 | 5.1714 | 32.6735 | 34.058
4249 | 15296400 | 5.1715 | 32.676 | 34.0604
4250 | 15300000 | 5.1717 | 32.6784 | 34.0629
4251 | 15303600 | 5.1718 | 32.6809 | 34.0654
4252 | 15307200 | 5.1719 | 32.6834 | 34.0679
4253 | 15310800 | 5.172 | 32.6858 | 34.0703
4254 | 15314400 | 5.1722 | 32.6883 | 34.0728
4255 | 15318000 | 5.1723 | 32.6907 | 34.0753
4256 | 15321600 | 5.1724 | 32.6932 | 34.0777
4257 | 15325200 | 5.1725 | 32.6957 | 34.0802
4258 | 15328800 | 5.1726 | 32.6981 | 34.0827
4259 | 15332400 | 5.1728 | 32.7006 | 34.0852
4260 | 15336000 | 5.1729 | 32.703 | 34.0876
4261 | 15339600 | 5.173 | 32.7055 | 34.0901
4262 | 15343200 | 5.1731 | 32.708 | 34.0926
4263 | 15346800 | 5.1733 | 32.7104 | 34.095
4264 | 15350400 | 5.1734 | 32.7129 | 34.0975
4265 | 15354000 | 5.1735 | 32.7153 | 34.1
4266 | 15357600 | 5.1736 | 32.7178 | 34.1024
4267 | 15361200 | 5.1737 | 32.7202 | 34.1049
4268 | 15364800 | 5.1739 | 32.7227 | 34.1074
4269 | 15368400 | 5.174 | 32.7252 | 34.1098
4270 | 15372000 | 5.1741 | 32.7276 | 34.1123
4271 | 15375600 | 5.1742 | 32.7301 | 34.1148
4272 | 15379200 | 5.1744 | 32.7325 | 34.1172
4273 | 15382800 | 5.1745 | 32.735 | 34.1197
4274 | 15386400 | 5.1746 | 32.7374 | 34.1222
4275 | 15390000 | 5.1747 | 32.7399 | 34.1246
4276 | 15393600 | 5.1748 | 32.7424 | 34.1271
4277 | 15397200 | 5.175 | 32.7448 | 34.1296
4278 | 15400800 | 5.1751 | 32.7473 | 34.132
4279 | 15404400 | 5.1752 | 32.7497 | 34.1345
4280 | 15408000 | 5.1753 | 32.7522 | 34.137
4281 | 15411600 | 5.1755 | 32.7546 | 34.1394
4282 | 15415200 | 5.1756 | 32.7571 | 34.1419
4283 | 15418800 | 5.1757 | 32.7595 | 34.1443
4284 | 15422400 | 5.1758 | 32.762 | 34.1468
4285 | 15426000 | 5.1759 | 32.7644 | 34.1493
4286 | 15429600 | 5.1761 | 32.7669 | 34.1517
4287 | 15433200 | 5.1762 | 32.7693 | 34.1542
4288 | 15436800 | 5.1763 | 32.7718 | 34.1567
4289 | 15440400 | 5.1764 | 32.7742 | 34.1591
4290 | 15444000 | 5.1766 | 32.7767 | 34.1616
4291 | 15447600 | 5.1767 | 32.7791 | 34.164
4292 | 15451200 | 5.1768 | 32.7816 | 34.1665
4293 | 15454800 | 5.1769 | 32.784 | 34.169
4294 | 15458400 | 5.177 | 32.7865 | 34.1714
4295 | 15462000 | 5.1772 | 32.7889 | 34.1739
4296 | 15465600 | 5.1773 | 32.7914 | 34.1763
4297 | 15469200 | 5.1774 | 32.7938 | 34.1788
4298 | 15472800 | 5.1775 | 32.7963 | 34.1813
4299 | 15476400 | 5.1776 | 32.7987 | 34.1837
4300 | 15480000 | 5.1778 | 32.8012 | 34.1862
4301 | 15483600 | 5.1779 | 32.8036 | 34.1886
4302 | 15487200 | 5.178 | 32.8061 | 34.1911
4303 | 15490800 | 5.1781 | 32.8085 | 34.1936
4304 | 15494400 | 5.1782 | 32.811 | 34.196
4305 | 15498000 | 5.1784 | 32.8134 | 34.1985
4306 | 15501600 | 5.1785 | 32.8159 | 34.2009
4307 | 15505200 | 5.1786 | 32.8183 | 34.2034
4308 | 15508800 | 5.1787 | 32.8208 | 34.2058
4309 | 15512400 | 5.1789 | 32.8232 | 34.2083
4310 | 15516000 | 5.179 | 32.8257 | 34.2108
4311 | 15519600 | 5.1791 | 32.8281 | 34.2132
4312 | 15523200 | 5.1792 | 32.8306 | 34.2157
4313 | 15526800 | 5.1793 | 32.833 | 34.2181
4314 | 15530400 | 5.1795 | 32.8355 | 34.2206
4315 | 15534000 | 5.1796 | 32.8379 | 34.223
4316 | 15537600 | 5.1797 | 32.8403 | 34.2255
4317 | 15541200 | 5.1798 | 32.8428 | 34.2279
4318 | 15544800 | 5.1799 | 32.8452 | 34.2304
4319 | 15548400 | 5.1801 | 32.8477 | 34.2329
4320 | 15552000 | 5.1802 | 32.8501 | 34.2353
4321 | 15555600 | 5.1803 | 32.8526 | 34.2378
4322 | 15559200 | 5.1804 | 32.855 | 34.2402
4323 | 15562800 | 5.1805 | 32.8574 | 34.2427
4324 | 15566400 | 5.1807 | 32.8599 | 34.2451
4325 | 15570000 | 5.1808 | 32.8623 | 34.2476
4326 | 15573600 | 5.1809 | 32.8648 | 34.25
4327 | 15577200 | 5.181 | 32.8672 | 34.2525
4328 | 15580800 | 5.1811 | 32.8697 | 34.2549
4329 | 15584400 | 5.1813 | 32.8721 | 34.2574
4330 | 15588000 | 5.1814 | 32.8745 | 34.2598
4331 | 15591600 | 5.1815 | 32.877 | 34.2623
4332 | 15595200 | 5.1816 | 32.8794 | 34.2647
4333 | 15598800 | 5.1817 | 32.8819 | 34.2672
4334 | 15602400 | 5.1819 | 32.8843 | 34.2696
4335 | 15606000 | 5.182 | 32.8867 | 34.2721
4336 | 15609600 | 5.1821 | 32.8892 | 34.2745
4337 | 15613200 | 5.1822 | 32.8916 | 34.277
4338 | 15616800 | 5.1823 | 32.8941 | 34.2794
4339 | 15620400 | 5.1825 | 32.8965 | 34.2819
4340 | 15624000 | 5.1826 | 32.8989 | 34.2843
4341 | 15627600 | 5.1827 | 32.9014 | 34.2868
4342 | 15631200 | 5.1828 | 32.9038 | 34.2892
4343 | 15634800 | 5.1829 | 32.9062 | 34.2917
4344 | 15638400 | 5.1831 | 32.9087 | 34.2941
4345 | 15642000 | 5.1832 | 32.9111 | 34.2966
4346 | 15645600 | 5.1833 | 32.9136 | 34.299
4347 | 15649200 | 5.1834 | 32.916 | 34.3015
4348 | 15652800 | 5.1835 | 32.9184 | 34.3039
4349 | 15656400 | 5.1836 | 32.9209 | 34.3064
4350 | 15660000 | 5.1838 | 32.9233 | 34.3088
4351 | 15663600 | 5.1839 | 32.9257 | 34.3112
4352 | 15667200 | 5.184 | 32.9282 | 34.3137
4353 | 15670800 | 5.1841 | 32.9306 | 34.3161
4354 | 15674400 | 5.1842 | 32.933 | 34.3186
4355 | 15678000 | 5.1844 | 32.9355 | 34.321
4356 | 15681600 | 5.1845 | 32.9379 | 34.3235
4357 | 15685200 | 5.1846 | 32.9403 | 34.3259
4358 | 15688800 | 5.1847 | 32.9428 | 34.3284
4359 | 15692400 | 5.1848 | 32.9452 | 34.3308
4360 | 15696000 | 5.185 | 32.9476 | 34.3332
4361 | 15699600 | 5.1851 | 32.9501 | 34.3357
4362 | 15703200 | 5.1852 | 32.9525 | 34.3381
4363 | 15706800 | 5.1853 | 32.9549 | 34.3406
4364 | 15710400 | 5.1854 | 32.9574 | 34.343
4365 | 15714000 | 5.1855 | 32.9598 | 34.3455
4366 | 15717600 | 5.1857 | 32.9622 | 34.3479
4367 | 15721200 | 5.1858 | 32.9647 | 34.3503
4368 | 15724800 | 5.1859 | 32.9671 | 34.3528
4369 | 15728400 | 5.186 | 32.9695 | 34.3552
4370 | 15732000 | 5.1861 | 32.972 | 34.3577
4371 | 15735600 | 5.1863 | 32.9744 | 34.3601
4372 | 15739200 | 5.1864 | 32.9768 | 34.3625
4373 | 15742800 | 5.1865 | 32.9793 | 34.365
4374 | 15746400 | 5.1866 | 32.9817 | 34.3674
4375 | 15750000 | 5.1867 | 32.9841 | 34.3699
4376 | 15753600 | 5.1868 | 32.9865 | 34.3723
4377 | 15757200 | 5.187 | 32.989 | 34.3747
4378 | 15760800 | 5.1871 | 32.9914 | 34.3772
4379 | 15764400 | 5.1872 | 32.9938 | 34.3796
4380 | 15768000 | 5.1873 | 32.9963 | 34.3821
4381 | 15771600 | 5.1874 | 32.9987 | 34.3845
4382 | 15775200 | 5.1876 | 33.0011 | 34.3869
4383 | 15778800 | 5.1877 | 33.0035 | 34.3894
4384 | 15782400 | 5.1878 | 33.006 | 34.3918
4385 | 15786000 | 5.1879 | 33.0084 | 34.3942
4386 | 15789600 | 5.188 | 33.0108 | 34.3967
4387 | 15793200 | 5.1881 | 33.0133 | 34.3991
4388 | 15796800 | 5.1883 | 33.0157 | 34.4016
4389 | 15800400 | 5.1884 | 33.0181 | 34.404
4390 | 15804000 | 5.1885 | 33.0205 | 34.4064
4391 | 15807600 | 5.1886 | 33.023 | 34.4089
4392 | 15811200 | 5.1887 | 33.0254 | 34.4113
4393 | 15814800 | 5.1889 | 33.0278 | 34.4137
4394 | 15818400 | 5.189 | 33.0302 | 34.4162
4395 | 15822000 | 5.1891 | 33.0327 | 34.4186
4396 | 15825600 | 5.1892 | 33.0351 | 34.421
4397 | 15829200 | 5.1893 | 33.0375 | 34.4235
4398 | 15832800 | 5.1894 | 33.0399 | 34.4259
4399 | 15836400 | 5.1896 | 33.0424 | 34.4283
4400 | 15840000 | 5.1897 | 33.0448 | 34.4308
4401 | 15843600 | 5.1898 | 33.0472 | 34.4332
4402 | 15847200 | 5.1899 | 33.0496 | 34.4356
4403 | 15850800 | 5.19 | 33.052 | 34.4381
4404 | 15854400 | 5.1901 | 33.0545 | 34.4405
4405 | 15858000 | 5.1903 | 33.0569 | 34.4429
4406 | 15861600 | 5.1904 | 33.0593 | 34.4454
4407 | 15865200 | 5.1905 | 33.0617 | 34.4478
4408 | 15868800 | 5.1906 | 33.0642 | 34.4502
4409 | 15872400 | 5.1907 | 33.0666 | 34.4527
4410 | 15876000 | 5.1908 | 33.069 | 34.4551
4411 | 15879600 | 5.191 | 33.0714 | 34.4575
4412 | 15883200 | 5.1911 | 33.0738 | 34.4599
4413 | 15886800 | 5.1912 | 33.0763 | 34.4624
4414 | 15890400 | 5.1913 | 33.0787 | 34.4648
4415 | 15894000 | 5.1914 | 33.0811 | 34.4672
4416 | 15897600 | 5.1915 | 33.0835 | 34.4697
4417 | 15901200 | 5.1917 | 33.0859 | 34.4721
4418 | 15904800 | 5.1918 | 33.0883 | 34.4745
4419 | 15908400 | 5.1919 | 33.0908 | 34.477
4420 | 15912000 | 5.192 | 33.0932 | 34.4794
4421 | 15915600 | 5.1921 | 33.0956 | 34.4818
4422 | 15919200 | 5.1922 | 33.098 | 34.4842
4423 | 15922800 | 5.1924 | 33.1004 | 34.4867
4424 | 15926400 | 5.1925 | 33.1029 | 34.4891
4425 | 15930000 | 5.1926 | 33.1053 | 34.4915
4426 | 15933600 | 5.1927 | 33.1077 | 34.4939
4427 | 15937200 | 5.1928 | 33.1101 | 34.4964
4428 | 15940800 | 5.1929 | 33.1125 | 34.4988
4429 | 15944400 | 5.1931 | 33.1149 | 34.5012
4430 | 15948000 | 5.1932 | 33.1174 | 34.5036
4431 | 15951600 | 5.1933 | 33.1198 | 34.5061
4432 | 15955200 | 5.1934 | 33.1222 | 34.5085
4433 | 15958800 | 5.1935 | 33.1246 | 34.5109
4434 | 15962400 | 5.1936 | 33.127 | 34.5133
4435 | 15966000 | 5.1937 | 33.1294 | 34.5158
4436 | 15969600 | 5.1939 | 33.1318 | 34.5182
4437 | 15973200 | 5.194 | 33.1343 | 34.5206
4438 | 15976800 | 5.1941 | 33.1367 | 34.523
4439 | 15980400 | 5.1942 | 33.1391 | 34.5255
4440 | 15984000 | 5.1943 | 33.1415 | 34.5279
4441 | 15987600 | 5.1944 | 33.1439 | 34.5303
4442 | 15991200 | 5.1946 | 33.1463 | 34.5327
4443 | 15994800 | 5.1947 | 33.1487 | 34.5352
4444 | 15998400 | 5.1948 | 33.1511 | 34.5376
4445 | 16002000 | 5.1949 | 33.1536 | 34.54
4446 | 16005600 | 5.195 | 33.156 | 34.5424
4447 | 16009200 | 5.1951 | 33.1584 | 34.5448
4448 | 16012800 | 5.1953 | 33.1608 | 34.5473
4449 | 16016400 | 5.1954 | 33.1632 | 34.5497
4450 | 16020000 | 5.1955 | 33.1656 | 34.5521
4451 | 16023600 | 5.1956 | 33.168 | 34.5545
4452 | 16027200 | 5.1957 | 33.1704 | 34.5569
4453 | 16030800 | 5.1958 | 33.1728 | 34.5594
4454 | 16034400 | 5.1959 | 33.1753 | 34.5618
4455 | 16038000 | 5.1961 | 33.1777 | 34.5642
4456 | 16041600 | 5.1962 | 33.1801 | 34.5666
4457 | 16045200 | 5.1963 | 33.1825 | 34.569
4458 | 16048800 | 5.1964 | 33.1849 | 34.5715
4459 | 16052400 | 5.1965 | 33.1873 | 34.5739
4460 | 16056000 | 5.1966 | 33.1897 | 34.5763
4461 | 16059600 | 5.1967 | 33.1921 | 34.5787
4462 | 16063200 | 5.1969 | 33.1945 | 34.5811
4463 | 16066800 | 5.197 | 33.1969 | 34.5835
4464 | 16070400 | 5.1971 | 33.1993 | 34.586
4465 | 16074000 | 5.1972 | 33.2017 | 34.5884
4466 | 16077600 | 5.1973 | 33.2042 | 34.5908
4467 | 16081200 | 5.1974 | 33.2066 | 34.5932
4468 | 16084800 | 5.1976 | 33.209 | 34.5956
4469 | 16088400 | 5.1977 | 33.2114 | 34.598
4470 | 16092000 | 5.1978 | 33.2138 | 34.6005
4471 | 16095600 | 5.1979 | 33.2162 | 34.6029
4472 | 16099200 | 5.198 | 33.2186 | 34.6053
4473 | 16102800 | 5.1981 | 33.221 | 34.6077
4474 | 16106400 | 5.1982 | 33.2234 | 34.6101
4475 | 16110000 | 5.1984 | 33.2258 | 34.6125
4476 | 16113600 | 5.1985 | 33.2282 | 34.615
4477 | 16117200 | 5.1986 | 33.2306 | 34.6174
4478 | 16120800 | 5.1987 | 33.233 | 34.6198
4479 | 16124400 | 5.1988 | 33.2354 | 34.6222
4480 | 16128000 | 5.1989 | 33.2378 | 34.6246
4481 | 16131600 | 5.199 | 33.2402 | 34.627
4482 | 16135200 | 5.1992 | 33.2426 | 34.6294
4483 | 16138800 | 5.1993 | 33.245 | 34.6318
4484 | 16142400 | 5.1994 | 33.2474 | 34.6343
4485 | 16146000 | 5.1995 | 33.2498 | 34.6367
4486 | 16149600 | 5.1996 | 33.2522 | 34.6391
4487 | 16153200 | 5.1997 | 33.2546 | 34.6415
4488 | 16156800 | 5.1998 | 33.257 | 34.6439
4489 | 16160400 | 5.2 | 33.2594 | 34.6463
4490 | 16164000 | 5.2001 | 33.2618 | 34.6487
4491 | 16167600 | 5.2002 | 33.2642 | 34.6511
4492 | 16171200 | 5.2003 | 33.2666 | 34.6535
4493 | 16174800 | 5.2004 | 33.269 | 34.656
4494 | 16178400 | 5.2005 | 33.2714 | 34.6584
4495 | 16182000 | 5.2006 | 33.2738 | 34.6608
4496 | 16185600 | 5.2007 | 33.2762 | 34.6632
4497 | 16189200 | 5.2009 | 33.2786 | 34.6656
4498 | 16192800 | 5.201 | 33.281 | 34.668
4499 | 16196400 | 5.2011 | 33.2834 | 34.6704
4500 | 16200000 | 5.2012 | 33.2858 | 34.6728
4501 | 16203600 | 5.2013 | 33.2882 | 34.6752
4502 | 16207200 | 5.2014 | 33.2906 | 34.6776
4503 | 16210800 | 5.2015 | 33.293 | 34.68
4504 | 16214400 | 5.2017 | 33.2954 | 34.6824
4505 | 16218000 | 5.2018 | 33.2978 | 34.6848
4506 | 16221600 | 5.2019 | 33.3002 | 34.6873
4507 | 16225200 | 5.202 | 33.3026 | 34.6897
4508 | 16228800 | 5.2021 | 33.305 | 34.6921
4509 | 16232400 | 5.2022 | 33.3074 | 34.6945
4510 | 16236000 | 5.2023 | 33.3098 | 34.6969
4511 | 16239600 | 5.2025 | 33.3122 | 34.6993
4512 | 16243200 | 5.2026 | 33.3146 | 34.7017
4513 | 16246800 | 5.2027 | 33.317 | 34.7041
4514 | 16250400 | 5.2028 | 33.3194 | 34.7065
4515 | 16254000 | 5.2029 | 33.3218 | 34.7089
4516 | 16257600 | 5.203 | 33.3242 | 34.7113
4517 | 16261200 | 5.2031 | 33.3266 | 34.7137
4518 | 16264800 | 5.2032 | 33.329 | 34.7161
4519 | 16268400 | 5.2034 | 33.3314 | 34.7185
4520 | 16272000 | 5.2035 | 33.3338 | 34.7209
4521 | 16275600 | 5.2036 | 33.3362 | 34.7233
4522 | 16279200 | 5.2037 | 33.3385 | 34.7257
4523 | 16282800 | 5.2038 | 33.3409 | 34.7281
4524 | 16286400 | 5.2039 | 33.3433 | 34.7305
4525 | 16290000 | 5.204 | 33.3457 | 34.7329
4526 | 16293600 | 5.2041 | 33.3481 | 34.7353
4527 | 16297200 | 5.2043 | 33.3505 | 34.7377
4528 | 16300800 | 5.2044 | 33.3529 | 34.7401
4529 | 16304400 | 5.2045 | 33.3553 | 34.7425
4530 | 16308000 | 5.2046 | 33.3577 | 34.7449
4531 | 16311600 | 5.2047 | 33.3601 | 34.7473
4532 | 16315200 | 5.2048 | 33.3625 | 34.7497
4533 | 16318800 | 5.2049 | 33.3649 | 34.7521
4534 | 16322400 | 5.205 | 33.3672 | 34.7545
4535 | 16326000 | 5.2052 | 33.3696 | 34.7569
4536 | 16329600 | 5.2053 | 33.372 | 34.7593
4537 | 16333200 | 5.2054 | 33.3744 | 34.7617
4538 | 16336800 | 5.2055 | 33.3768 | 34.7641
4539 | 16340400 | 5.2056 | 33.3792 | 34.7665
4540 | 16344000 | 5.2057 | 33.3816 | 34.7689
4541 | 16347600 | 5.2058 | 33.384 | 34.7713
4542 | 16351200 | 5.2059 | 33.3864 | 34.7737
4543 | 16354800 | 5.2061 | 33.3887 | 34.7761
4544 | 16358400 | 5.2062 | 33.3911 | 34.7785
4545 | 16362000 | 5.2063 | 33.3935 | 34.7809
4546 | 16365600 | 5.2064 | 33.3959 | 34.7833
4547 | 16369200 | 5.2065 | 33.3983 | 34.7857
4548 | 16372800 | 5.2066 | 33.4007 | 34.7881
4549 | 16376400 | 5.2067 | 33.4031 | 34.7905
4550 | 16380000 | 5.2068 | 33.4055 | 34.7929
4551 | 16383600 | 5.2069 | 33.4078 | 34.7953
4552 | 16387200 | 5.2071 | 33.4102 | 34.7977
4553 | 16390800 | 5.2072 | 33.4126 | 34.8001
4554 | 16394400 | 5.2073 | 33.415 | 34.8025
4555 | 16398000 | 5.2074 | 33.4174 | 34.8049
4556 | 16401600 | 5.2075 | 33.4198 | 34.8073
4557 | 16405200 | 5.2076 | 33.4222 | 34.8097
4558 | 16408800 | 5.2077 | 33.4245 | 34.8121
4559 | 16412400 | 5.2078 | 33.4269 | 34.8145
4560 | 16416000 | 5.208 | 33.4293 | 34.8169
4561 | 16419600 | 5.2081 | 33.4317 | 34.8192
4562 | 16423200 | 5.2082 | 33.4341 | 34.8216
4563 | 16426800 | 5.2083 | 33.4365 | 34.824
4564 | 16430400 | 5.2084 | 33.4388 | 34.8264
4565 | 16434000 | 5.2085 | 33.4412 | 34.8288
4566 | 16437600 | 5.2086 | 33.4436 | 34.8312
4567 | 16441200 | 5.2087 | 33.446 | 34.8336
4568 | 16444800 | 5.2088 | 33.4484 | 34.836
4569 | 16448400 | 5.209 | 33.4508 | 34.8384
4570 | 16452000 | 5.2091 | 33.4531 | 34.8408
4571 | 16455600 | 5.2092 | 33.4555 | 34.8432
4572 | 16459200 | 5.2093 | 33.4579 | 34.8456
4573 | 16462800 | 5.2094 | 33.4603 | 34.8479
4574 | 16466400 | 5.2095 | 33.4627 | 34.8503
4575 | 16470000 | 5.2096 | 33.465 | 34.8527
4576 | 16473600 | 5.2097 | 33.4674 | 34.8551
4577 | 16477200 | 5.2098 | 33.4698 | 34.8575
4578 | 16480800 | 5.21 | 33.4722 | 34.8599
4579 | 16484400 | 5.2101 | 33.4746 | 34.8623
4580 | 16488000 | 5.2102 | 33.4769 | 34.8647
4581 | 16491600 | 5.2103 | 33.4793 | 34.8671
4582 | 16495200 | 5.2104 | 33.4817 | 34.8694
4583 | 16498800 | 5.2105 | 33.4841 | 34.8718
4584 | 16502400 | 5.2106 | 33.4865 | 34.8742
4585 | 16506000 | 5.2107 | 33.4888 | 34.8766
4586 | 16509600 | 5.2108 | 33.4912 | 34.879
4587 | 16513200 | 5.2109 | 33.4936 | 34.8814
4588 | 16516800 | 5.2111 | 33.496 | 34.8838
4589 | 16520400 | 5.2112 | 33.4983 | 34.8862
4590 | 16524000 | 5.2113 | 33.5007 | 34.8885
4591 | 16527600 | 5.2114 | 33.5031 | 34.8909
4592 | 16531200 | 5.2115 | 33.5055 | 34.8933
4593 | 16534800 | 5.2116 | 33.5078 | 34.8957
4594 | 16538400 | 5.2117 | 33.5102 | 34.8981
4595 | 16542000 | 5.2118 | 33.5126 | 34.9005
4596 | 16545600 | 5.2119 | 33.515 | 34.9029
4597 | 16549200 | 5.212 | 33.5173 | 34.9052
4598 | 16552800 | 5.2122 | 33.5197 | 34.9076
4599 | 16556400 | 5.2123 | 33.5221 | 34.91
4600 | 16560000 | 5.2124 | 33.5245 | 34.9124
4601 | 16563600 | 5.2125 | 33.5268 | 34.9148
4602 | 16567200 | 5.2126 | 33.5292 | 34.9172
4603 | 16570800 | 5.2127 | 33.5316 | 34.9195
4604 | 16574400 | 5.2128 | 33.534 | 34.9219
4605 | 16578000 | 5.2129 | 33.5363 | 34.9243
4606 | 16581600 | 5.213 | 33.5387 | 34.9267
4607 | 16585200 | 5.2131 | 33.5411 | 34.9291
4608 | 16588800 | 5.2133 | 33.5435 | 34.9315
4609 | 16592400 | 5.2134 | 33.5458 | 34.9338
4610 | 16596000 | 5.2135 | 33.5482 | 34.9362
4611 | 16599600 | 5.2136 | 33.5506 | 34.9386
4612 | 16603200 | 5.2137 | 33.5529 | 34.941
4613 | 16606800 | 5.2138 | 33.5553 | 34.9434
4614 | 16610400 | 5.2139 | 33.5577 | 34.9457
4615 | 16614000 | 5.214 | 33.5601 | 34.9481
4616 | 16617600 | 5.2141 | 33.5624 | 34.9505
4617 | 16621200 | 5.2142 | 33.5648 | 34.9529
4618 | 16624800 | 5.2144 | 33.5672 | 34.9553
4619 | 16628400 | 5.2145 | 33.5695 | 34.9576
4620 | 16632000 | 5.2146 | 33.5719 | 34.96
4621 | 16635600 | 5.2147 | 33.5743 | 34.9624
4622 | 16639200 | 5.2148 | 33.5767 | 34.9648
4623 | 16642800 | 5.2149 | 33.579 | 34.9672
4624 | 16646400 | 5.215 | 33.5814 | 34.9695
4625 | 16650000 | 5.2151 | 33.5838 | 34.9719
4626 | 16653600 | 5.2152 | 33.5861 | 34.9743
4627 | 16657200 | 5.2153 | 33.5885 | 34.9767
4628 | 16660800 | 5.2154 | 33.5909 | 34.979
4629 | 16664400 | 5.2156 | 33.5932 | 34.9814
4630 | 16668000 | 5.2157 | 33.5956 | 34.9838
4631 | 16671600 | 5.2158 | 33.598 | 34.9862
4632 | 16675200 | 5.2159 | 33.6003 | 34.9885
4633 | 16678800 | 5.216 | 33.6027 | 34.9909
4634 | 16682400 | 5.2161 | 33.6051 | 34.9933
4635 | 16686000 | 5.2162 | 33.6074 | 34.9957
4636 | 16689600 | 5.2163 | 33.6098 | 34.998
4637 | 16693200 | 5.2164 | 33.6122 | 35.0004
4638 | 16696800 | 5.2165 | 33.6145 | 35.0028
4639 | 16700400 | 5.2166 | 33.6169 | 35.0052
4640 | 16704000 | 5.2168 | 33.6193 | 35.0075
4641 | 16707600 | 5.2169 | 33.6216 | 35.0099
4642 | 16711200 | 5.217 | 33.624 | 35.0123
4643 | 16714800 | 5.2171 | 33.6264 | 35.0147
4644 | 16718400 | 5.2172 | 33.6287 | 35.017
4645 | 16722000 | 5.2173 | 33.6311 | 35.0194
4646 | 16725600 | 5.2174 | 33.6334 | 35.0218
4647 | 16729200 | 5.2175 | 33.6358 | 35.0242
4648 | 16732800 | 5.2176 | 33.6382 | 35.0265
4649 | 16736400 | 5.2177 | 33.6405 | 35.0289
4650 | 16740000 | 5.2178 | 33.6429 | 35.0313
4651 | 16743600 | 5.2179 | 33.6453 | 35.0336
4652 | 16747200 | 5.2181 | 33.6476 | 35.036
4653 | 16750800 | 5.2182 | 33.65 | 35.0384
4654 | 16754400 | 5.2183 | 33.6523 | 35.0408
4655 | 16758000 | 5.2184 | 33.6547 | 35.0431
4656 | 16761600 | 5.2185 | 33.6571 | 35.0455
4657 | 16765200 | 5.2186 | 33.6594 | 35.0479
4658 | 16768800 | 5.2187 | 33.6618 | 35.0502
4659 | 16772400 | 5.2188 | 33.6642 | 35.0526
4660 | 16776000 | 5.2189 | 33.6665 | 35.055
4661 | 16779600 | 5.219 | 33.6689 | 35.0574
4662 | 16783200 | 5.2191 | 33.6712 | 35.0597
4663 | 16786800 | 5.2192 | 33.6736 | 35.0621
4664 | 16790400 | 5.2194 | 33.676 | 35.0645
4665 | 16794000 | 5.2195 | 33.6783 | 35.0668
4666 | 16797600 | 5.2196 | 33.6807 | 35.0692
4667 | 16801200 | 5.2197 | 33.683 | 35.0716
4668 | 16804800 | 5.2198 | 33.6854 | 35.0739
4669 | 16808400 | 5.2199 | 33.6877 | 35.0763
4670 | 16812000 | 5.22 | 33.6901 | 35.0787
4671 | 16815600 | 5.2201 | 33.6925 | 35.081
4672 | 16819200 | 5.2202 | 33.6948 | 35.0834
4673 | 16822800 | 5.2203 | 33.6972 | 35.0858
4674 | 16826400 | 5.2204 | 33.6995 | 35.0881
4675 | 16830000 | 5.2205 | 33.7019 | 35.0905
4676 | 16833600 | 5.2206 | 33.7043 | 35.0929
4677 | 16837200 | 5.2208 | 33.7066 | 35.0952
4678 | 16840800 | 5.2209 | 33.709 | 35.0976
4679 | 16844400 | 5.221 | 33.7113 | 35.1
4680 | 16848000 | 5.2211 | 33.7137 | 35.1023
4681 | 16851600 | 5.2212 | 33.716 | 35.1047
4682 | 16855200 | 5.2213 | 33.7184 | 35.1071
4683 | 16858800 | 5.2214 | 33.7207 | 35.1094
4684 | 16862400 | 5.2215 | 33.7231 | 35.1118
4685 | 16866000 | 5.2216 | 33.7255 | 35.1141
4686 | 16869600 | 5.2217 | 33.7278 | 35.1165
4687 | 16873200 | 5.2218 | 33.7302 | 35.1189
4688 | 16876800 | 5.2219 | 33.7325 | 35.1212
4689 | 16880400 | 5.222 | 33.7349 | 35.1236
4690 | 16884000 | 5.2221 | 33.7372 | 35.126
4691 | 16887600 | 5.2223 | 33.7396 | 35.1283
4692 | 16891200 | 5.2224 | 33.7419 | 35.1307
4693 | 16894800 | 5.2225 | 33.7443 | 35.133
4694 | 16898400 | 5.2226 | 33.7466 | 35.1354
4695 | 16902000 | 5.2227 | 33.749 | 35.1378
4696 | 16905600 | 5.2228 | 33.7513 | 35.1401
4697 | 16909200 | 5.2229 | 33.7537 | 35.1425
4698 | 16912800 | 5.223 | 33.756 | 35.1449
4699 | 16916400 | 5.2231 | 33.7584 | 35.1472
4700 | 16920000 | 5.2232 | 33.7607 | 35.1496
4701 | 16923600 | 5.2233 | 33.7631 | 35.1519
4702 | 16927200 | 5.2234 | 33.7654 | 35.1543
4703 | 16930800 | 5.2235 | 33.7678 | 35.1567
4704 | 16934400 | 5.2236 | 33.7701 | 35.159
4705 | 16938000 | 5.2237 | 33.7725 | 35.1614
4706 | 16941600 | 5.2239 | 33.7748 | 35.1637
4707 | 16945200 | 5.224 | 33.7772 | 35.1661
4708 | 16948800 | 5.2241 | 33.7795 | 35.1684
4709 | 16952400 | 5.2242 | 33.7819 | 35.1708
4710 | 16956000 | 5.2243 | 33.7842 | 35.1732
4711 | 16959600 | 5.2244 | 33.7866 | 35.1755
4712 | 16963200 | 5.2245 | 33.7889 | 35.1779
4713 | 16966800 | 5.2246 | 33.7913 | 35.1802
4714 | 16970400 | 5.2247 | 33.7936 | 35.1826
4715 | 16974000 | 5.2248 | 33.796 | 35.185
4716 | 16977600 | 5.2249 | 33.7983 | 35.1873
4717 | 16981200 | 5.225 | 33.8007 | 35.1897
4718 | 16984800 | 5.2251 | 33.803 | 35.192
4719 | 16988400 | 5.2252 | 33.8054 | 35.1944
4720 | 16992000 | 5.2253 | 33.8077 | 35.1967
4721 | 16995600 | 5.2254 | 33.8101 | 35.1991
4722 | 16999200 | 5.2256 | 33.8124 | 35.2014
4723 | 17002800 | 5.2257 | 33.8148 | 35.2038
4724 | 17006400 | 5.2258 | 33.8171 | 35.2062
4725 | 17010000 | 5.2259 | 33.8194 | 35.2085
4726 | 17013600 | 5.226 | 33.8218 | 35.2109
4727 | 17017200 | 5.2261 | 33.8241 | 35.2132
4728 | 17020800 | 5.2262 | 33.8265 | 35.2156
4729 | 17024400 | 5.2263 | 33.8288 | 35.2179
4730 | 17028000 | 5.2264 | 33.8312 | 35.2203
4731 | 17031600 | 5.2265 | 33.8335 | 35.2226
4732 | 17035200 | 5.2266 | 33.8359 | 35.225
4733 | 17038800 | 5.2267 | 33.8382 | 35.2273
4734 | 17042400 | 5.2268 | 33.8405 | 35.2297
4735 | 17046000 | 5.2269 | 33.8429 | 35.232
4736 | 17049600 | 5.227 | 33.8452 | 35.2344
4737 | 17053200 | 5.2271 | 33.8476 | 35.2367
4738 | 17056800 | 5.2272 | 33.8499 | 35.2391
4739 | 17060400 | 5.2274 | 33.8523 | 35.2414
4740 | 17064000 | 5.2275 | 33.8546 | 35.2438
4741 | 17067600 | 5.2276 | 33.8569 | 35.2461
4742 | 17071200 | 5.2277 | 33.8593 | 35.2485
4743 | 17074800 | 5.2278 | 33.8616 | 35.2508
4744 | 17078400 | 5.2279 | 33.864 | 35.2532
4745 | 17082000 | 5.228 | 33.8663 | 35.2555
4746 | 17085600 | 5.2281 | 33.8687 | 35.2579
4747 | 17089200 | 5.2282 | 33.871 | 35.2602
4748 | 17092800 | 5.2283 | 33.8733 | 35.2626
4749 | 17096400 | 5.2284 | 33.8757 | 35.2649
4750 | 17100000 | 5.2285 | 33.878 | 35.2673
4751 | 17103600 | 5.2286 | 33.8804 | 35.2696
4752 | 17107200 | 5.2287 | 33.8827 | 35.272
4753 | 17110800 | 5.2288 | 33.885 | 35.2743
4754 | 17114400 | 5.2289 | 33.8874 | 35.2767
4755 | 17118000 | 5.229 | 33.8897 | 35.279
4756 | 17121600 | 5.2291 | 33.892 | 35.2814
4757 | 17125200 | 5.2292 | 33.8944 | 35.2837
4758 | 17128800 | 5.2294 | 33.8967 | 35.2861
4759 | 17132400 | 5.2295 | 33.8991 | 35.2884
4760 | 17136000 | 5.2296 | 33.9014 | 35.2908
4761 | 17139600 | 5.2297 | 33.9037 | 35.2931
4762 | 17143200 | 5.2298 | 33.9061 | 35.2955
4763 | 17146800 | 5.2299 | 33.9084 | 35.2978
4764 | 17150400 | 5.23 | 33.9107 | 35.3002
4765 | 17154000 | 5.2301 | 33.9131 | 35.3025
4766 | 17157600 | 5.2302 | 33.9154 | 35.3048
4767 | 17161200 | 5.2303 | 33.9178 | 35.3072
4768 | 17164800 | 5.2304 | 33.9201 | 35.3095
4769 | 17168400 | 5.2305 | 33.9224 | 35.3119
4770 | 17172000 | 5.2306 | 33.9248 | 35.3142
4771 | 17175600 | 5.2307 | 33.9271 | 35.3166
4772 | 17179200 | 5.2308 | 33.9294 | 35.3189
4773 | 17182800 | 5.2309 | 33.9318 | 35.3213
4774 | 17186400 | 5.231 | 33.9341 | 35.3236
4775 | 17190000 | 5.2311 | 33.9364 | 35.3259
4776 | 17193600 | 5.2312 | 33.9388 | 35.3283
4777 | 17197200 | 5.2313 | 33.9411 | 35.3306
4778 | 17200800 | 5.2314 | 33.9434 | 35.333
4779 | 17204400 | 5.2315 | 33.9458 | 35.3353
4780 | 17208000 | 5.2317 | 33.9481 | 35.3376
4781 | 17211600 | 5.2318 | 33.9504 | 35.34
4782 | 17215200 | 5.2319 | 33.9528 | 35.3423
4783 | 17218800 | 5.232 | 33.9551 | 35.3447
4784 | 17222400 | 5.2321 | 33.9574 | 35.347
4785 | 17226000 | 5.2322 | 33.9598 | 35.3494
4786 | 17229600 | 5.2323 | 33.9621 | 35.3517
4787 | 17233200 | 5.2324 | 33.9644 | 35.354
4788 | 17236800 | 5.2325 | 33.9668 | 35.3564
4789 | 17240400 | 5.2326 | 33.9691 | 35.3587
4790 | 17244000 | 5.2327 | 33.9714 | 35.3611
4791 | 17247600 | 5.2328 | 33.9738 | 35.3634
4792 | 17251200 | 5.2329 | 33.9761 | 35.3657
4793 | 17254800 | 5.233 | 33.9784 | 35.3681
4794 | 17258400 | 5.2331 | 33.9807 | 35.3704
4795 | 17262000 | 5.2332 | 33.9831 | 35.3728
4796 | 17265600 | 5.2333 | 33.9854 | 35.3751
4797 | 17269200 | 5.2334 | 33.9877 | 35.3774
4798 | 17272800 | 5.2335 | 33.9901 | 35.3798
4799 | 17276400 | 5.2336 | 33.9924 | 35.3821
4800 | 17280000 | 5.2337 | 33.9947 | 35.3844
4801 | 17283600 | 5.2338 | 33.997 | 35.3868
4802 | 17287200 | 5.2339 | 33.9994 | 35.3891
4803 | 17290800 | 5.234 | 34.0017 | 35.3915
4804 | 17294400 | 5.2341 | 34.004 | 35.3938
4805 | 17298000 | 5.2342 | 34.0064 | 35.3961
4806 | 17301600 | 5.2344 | 34.0087 | 35.3985
4807 | 17305200 | 5.2345 | 34.011 | 35.4008
4808 | 17308800 | 5.2346 | 34.0133 | 35.4031
4809 | 17312400 | 5.2347 | 34.0157 | 35.4055
4810 | 17316000 | 5.2348 | 34.018 | 35.4078
4811 | 17319600 | 5.2349 | 34.0203 | 35.4101
4812 | 17323200 | 5.235 | 34.0226 | 35.4125
4813 | 17326800 | 5.2351 | 34.025 | 35.4148
4814 | 17330400 | 5.2352 | 34.0273 | 35.4171
4815 | 17334000 | 5.2353 | 34.0296 | 35.4195
4816 | 17337600 | 5.2354 | 34.0319 | 35.4218
4817 | 17341200 | 5.2355 | 34.0343 | 35.4241
4818 | 17344800 | 5.2356 | 34.0366 | 35.4265
4819 | 17348400 | 5.2357 | 34.0389 | 35.4288
4820 | 17352000 | 5.2358 | 34.0412 | 35.4311
4821 | 17355600 | 5.2359 | 34.0436 | 35.4335
4822 | 17359200 | 5.236 | 34.0459 | 35.4358
4823 | 17362800 | 5.2361 | 34.0482 | 35.4381
4824 | 17366400 | 5.2362 | 34.0505 | 35.4405
4825 | 17370000 | 5.2363 | 34.0529 | 35.4428
4826 | 17373600 | 5.2364 | 34.0552 | 35.4451
4827 | 17377200 | 5.2365 | 34.0575 | 35.4475
4828 | 17380800 | 5.2366 | 34.0598 | 35.4498
4829 | 17384400 | 5.2367 | 34.0622 | 35.4521
4830 | 17388000 | 5.2368 | 34.0645 | 35.4545
4831 | 17391600 | 5.2369 | 34.0668 | 35.4568
4832 | 17395200 | 5.237 | 34.0691 | 35.4591
4833 | 17398800 | 5.2371 | 34.0714 | 35.4614
4834 | 17402400 | 5.2372 | 34.0738 | 35.4638
4835 | 17406000 | 5.2373 | 34.0761 | 35.4661
4836 | 17409600 | 5.2374 | 34.0784 | 35.4684
4837 | 17413200 | 5.2375 | 34.0807 | 35.4708
4838 | 17416800 | 5.2376 | 34.083 | 35.4731
4839 | 17420400 | 5.2377 | 34.0854 | 35.4754
4840 | 17424000 | 5.2378 | 34.0877 | 35.4778
4841 | 17427600 | 5.238 | 34.09 | 35.4801
4842 | 17431200 | 5.2381 | 34.0923 | 35.4824
4843 | 17434800 | 5.2382 | 34.0946 | 35.4847
4844 | 17438400 | 5.2383 | 34.097 | 35.4871
4845 | 17442000 | 5.2384 | 34.0993 | 35.4894
4846 | 17445600 | 5.2385 | 34.1016 | 35.4917
4847 | 17449200 | 5.2386 | 34.1039 | 35.494
4848 | 17452800 | 5.2387 | 34.1062 | 35.4964
4849 | 17456400 | 5.2388 | 34.1085 | 35.4987
4850 | 17460000 | 5.2389 | 34.1109 | 35.501
4851 | 17463600 | 5.239 | 34.1132 | 35.5033
4852 | 17467200 | 5.2391 | 34.1155 | 35.5057
4853 | 17470800 | 5.2392 | 34.1178 | 35.508
4854 | 17474400 | 5.2393 | 34.1201 | 35.5103
4855 | 17478000 | 5.2394 | 34.1225 | 35.5126
4856 | 17481600 | 5.2395 | 34.1248 | 35.515
4857 | 17485200 | 5.2396 | 34.1271 | 35.5173
4858 | 17488800 | 5.2397 | 34.1294 | 35.5196
4859 | 17492400 | 5.2398 | 34.1317 | 35.5219
4860 | 17496000 | 5.2399 | 34.134 | 35.5243
4861 | 17499600 | 5.24 | 34.1363 | 35.5266
4862 | 17503200 | 5.2401 | 34.1387 | 35.5289
4863 | 17506800 | 5.2402 | 34.141 | 35.5312
4864 | 17510400 | 5.2403 | 34.1433 | 35.5336
4865 | 17514000 | 5.2404 | 34.1456 | 35.5359
4866 | 17517600 | 5.2405 | 34.1479 | 35.5382
4867 | 17521200 | 5.2406 | 34.1502 | 35.5405
4868 | 17524800 | 5.2407 | 34.1525 | 35.5429
4869 | 17528400 | 5.2408 | 34.1549 | 35.5452
4870 | 17532000 | 5.2409 | 34.1572 | 35.5475
4871 | 17535600 | 5.241 | 34.1595 | 35.5498
4872 | 17539200 | 5.2411 | 34.1618 | 35.5521
4873 | 17542800 | 5.2412 | 34.1641 | 35.5545
4874 | 17546400 | 5.2413 | 34.1664 | 35.5568
4875 | 17550000 | 5.2414 | 34.1687 | 35.5591
4876 | 17553600 | 5.2415 | 34.171 | 35.5614
4877 | 17557200 | 5.2416 | 34.1734 | 35.5637
4878 | 17560800 | 5.2417 | 34.1757 | 35.5661
4879 | 17564400 | 5.2418 | 34.178 | 35.5684
4880 | 17568000 | 5.2419 | 34.1803 | 35.5707
4881 | 17571600 | 5.242 | 34.1826 | 35.573
4882 | 17575200 | 5.2421 | 34.1849 | 35.5753
4883 | 17578800 | 5.2422 | 34.1872 | 35.5777
4884 | 17582400 | 5.2423 | 34.1895 | 35.58
4885 | 17586000 | 5.2424 | 34.1918 | 35.5823
4886 | 17589600 | 5.2425 | 34.1942 | 35.5846
4887 | 17593200 | 5.2426 | 34.1965 | 35.5869
4888 | 17596800 | 5.2427 | 34.1988 | 35.5893
4889 | 17600400 | 5.2428 | 34.2011 | 35.5916
4890 | 17604000 | 5.2429 | 34.2034 | 35.5939
4891 | 17607600 | 5.243 | 34.2057 | 35.5962
4892 | 17611200 | 5.2431 | 34.208 | 35.5985
4893 | 17614800 | 5.2432 | 34.2103 | 35.6008
4894 | 17618400 | 5.2433 | 34.2126 | 35.6032
4895 | 17622000 | 5.2434 | 34.2149 | 35.6055
4896 | 17625600 | 5.2435 | 34.2172 | 35.6078
4897 | 17629200 | 5.2436 | 34.2195 | 35.6101
4898 | 17632800 | 5.2437 | 34.2219 | 35.6124
4899 | 17636400 | 5.2438 | 34.2242 | 35.6147
4900 | 17640000 | 5.2439 | 34.2265 | 35.617
4901 | 17643600 | 5.244 | 34.2288 | 35.6194
4902 | 17647200 | 5.2441 | 34.2311 | 35.6217
4903 | 17650800 | 5.2442 | 34.2334 | 35.624
4904 | 17654400 | 5.2443 | 34.2357 | 35.6263
4905 | 17658000 | 5.2444 | 34.238 | 35.6286
4906 | 17661600 | 5.2445 | 34.2403 | 35.6309
4907 | 17665200 | 5.2446 | 34.2426 | 35.6332
4908 | 17668800 | 5.2447 | 34.2449 | 35.6356
4909 | 17672400 | 5.2448 | 34.2472 | 35.6379
4910 | 17676000 | 5.2449 | 34.2495 | 35.6402
4911 | 17679600 | 5.245 | 34.2518 | 35.6425
4912 | 17683200 | 5.2451 | 34.2541 | 35.6448
4913 | 17686800 | 5.2452 | 34.2564 | 35.6471
4914 | 17690400 | 5.2453 | 34.2587 | 35.6494
4915 | 17694000 | 5.2454 | 34.261 | 35.6518
4916 | 17697600 | 5.2455 | 34.2633 | 35.6541
4917 | 17701200 | 5.2456 | 34.2656 | 35.6564
4918 | 17704800 | 5.2457 | 34.2679 | 35.6587
4919 | 17708400 | 5.2458 | 34.2702 | 35.661
4920 | 17712000 | 5.2459 | 34.2726 | 35.6633
4921 | 17715600 | 5.246 | 34.2749 | 35.6656
4922 | 17719200 | 5.2461 | 34.2772 | 35.6679
4923 | 17722800 | 5.2462 | 34.2795 | 35.6702
4924 | 17726400 | 5.2463 | 34.2818 | 35.6725
4925 | 17730000 | 5.2464 | 34.2841 | 35.6749
4926 | 17733600 | 5.2465 | 34.2864 | 35.6772
4927 | 17737200 | 5.2466 | 34.2887 | 35.6795
4928 | 17740800 | 5.2467 | 34.291 | 35.6818
4929 | 17744400 | 5.2468 | 34.2933 | 35.6841
4930 | 17748000 | 5.2469 | 34.2956 | 35.6864
4931 | 17751600 | 5.247 | 34.2979 | 35.6887
4932 | 17755200 | 5.2471 | 34.3002 | 35.691
4933 | 17758800 | 5.2472 | 34.3025 | 35.6933
4934 | 17762400 | 5.2473 | 34.3048 | 35.6956
4935 | 17766000 | 5.2474 | 34.3071 | 35.6979
4936 | 17769600 | 5.2475 | 34.3094 | 35.7002
4937 | 17773200 | 5.2476 | 34.3117 | 35.7026
4938 | 17776800 | 5.2477 | 34.314 | 35.7049
4939 | 17780400 | 5.2478 | 34.3163 | 35.7072
4940 | 17784000 | 5.2479 | 34.3186 | 35.7095
4941 | 17787600 | 5.248 | 34.3209 | 35.7118
4942 | 17791200 | 5.2481 | 34.3231 | 35.7141
4943 | 17794800 | 5.2482 | 34.3254 | 35.7164
4944 | 17798400 | 5.2483 | 34.3277 | 35.7187
4945 | 17802000 | 5.2484 | 34.33 | 35.721
4946 | 17805600 | 5.2485 | 34.3323 | 35.7233
4947 | 17809200 | 5.2486 | 34.3346 | 35.7256
4948 | 17812800 | 5.2487 | 34.3369 | 35.7279
4949 | 17816400 | 5.2488 | 34.3392 | 35.7302
4950 | 17820000 | 5.2489 | 34.3415 | 35.7325
4951 | 17823600 | 5.249 | 34.3438 | 35.7348
4952 | 17827200 | 5.2491 | 34.3461 | 35.7371
4953 | 17830800 | 5.2492 | 34.3484 | 35.7394
4954 | 17834400 | 5.2493 | 34.3507 | 35.7417
4955 | 17838000 | 5.2494 | 34.353 | 35.744
4956 | 17841600 | 5.2495 | 34.3553 | 35.7463
4957 | 17845200 | 5.2496 | 34.3576 | 35.7487
4958 | 17848800 | 5.2497 | 34.3599 | 35.751
4959 | 17852400 | 5.2498 | 34.3622 | 35.7533
4960 | 17856000 | 5.2499 | 34.3645 | 35.7556
4961 | 17859600 | 5.25 | 34.3668 | 35.7579
4962 | 17863200 | 5.2501 | 34.3691 | 35.7602
4963 | 17866800 | 5.2502 | 34.3713 | 35.7625
4964 | 17870400 | 5.2503 | 34.3736 | 35.7648
4965 | 17874000 | 5.2504 | 34.3759 | 35.7671
4966 | 17877600 | 5.2505 | 34.3782 | 35.7694
4967 | 17881200 | 5.2506 | 34.3805 | 35.7717
4968 | 17884800 | 5.2507 | 34.3828 | 35.774
4969 | 17888400 | 5.2508 | 34.3851 | 35.7763
4970 | 17892000 | 5.2509 | 34.3874 | 35.7786
4971 | 17895600 | 5.251 | 34.3897 | 35.7809
4972 | 17899200 | 5.2511 | 34.392 | 35.7832
4973 | 17902800 | 5.2512 | 34.3943 | 35.7855
4974 | 17906400 | 5.2513 | 34.3966 | 35.7878
4975 | 17910000 | 5.2514 | 34.3988 | 35.7901
4976 | 17913600 | 5.2515 | 34.4011 | 35.7924
4977 | 17917200 | 5.2516 | 34.4034 | 35.7947
4978 | 17920800 | 5.2517 | 34.4057 | 35.797
4979 | 17924400 | 5.2518 | 34.408 | 35.7993
4980 | 17928000 | 5.2519 | 34.4103 | 35.8016
4981 | 17931600 | 5.252 | 34.4126 | 35.8039
4982 | 17935200 | 5.2521 | 34.4149 | 35.8062
4983 | 17938800 | 5.2522 | 34.4172 | 35.8084
4984 | 17942400 | 5.2523 | 34.4195 | 35.8107
4985 | 17946000 | 5.2524 | 34.4217 | 35.813
4986 | 17949600 | 5.2525 | 34.424 | 35.8153
4987 | 17953200 | 5.2526 | 34.4263 | 35.8176
4988 | 17956800 | 5.2527 | 34.4286 | 35.8199
4989 | 17960400 | 5.2528 | 34.4309 | 35.8222
4990 | 17964000 | 5.2529 | 34.4332 | 35.8245
4991 | 17967600 | 5.253 | 34.4355 | 35.8268
4992 | 17971200 | 5.2531 | 34.4378 | 35.8291
4993 | 17974800 | 5.2532 | 34.44 | 35.8314
4994 | 17978400 | 5.2533 | 34.4423 | 35.8337
4995 | 17982000 | 5.2534 | 34.4446 | 35.836
4996 | 17985600 | 5.2535 | 34.4469 | 35.8383
4997 | 17989200 | 5.2536 | 34.4492 | 35.8406
4998 | 17992800 | 5.2537 | 34.4515 | 35.8429
4999 | 17996400 | 5.2538 | 34.4538 | 35.8452
5000 | 18000000 | 5.2539 | 34.456 | 35.8475
5001 | 18003600 | 5.254 | 34.4583 | 35.8498
5002 | 18007200 | 5.254 | 34.4606 | 35.8521
5003 | 18010800 | 5.2541 | 34.4629 | 35.8543
5004 | 18014400 | 5.2542 | 34.4652 | 35.8566
5005 | 18018000 | 5.2543 | 34.4675 | 35.8589
5006 | 18021600 | 5.2544 | 34.4698 | 35.8612
5007 | 18025200 | 5.2545 | 34.472 | 35.8635
5008 | 18028800 | 5.2546 | 34.4743 | 35.8658
5009 | 18032400 | 5.2547 | 34.4766 | 35.8681
5010 | 18036000 | 5.2548 | 34.4789 | 35.8704
5011 | 18039600 | 5.2549 | 34.4812 | 35.8727
5012 | 18043200 | 5.255 | 34.4835 | 35.875
5013 | 18046800 | 5.2551 | 34.4857 | 35.8773
5014 | 18050400 | 5.2552 | 34.488 | 35.8796
5015 | 18054000 | 5.2553 | 34.4903 | 35.8818
5016 | 18057600 | 5.2554 | 34.4926 | 35.8841
5017 | 18061200 | 5.2555 | 34.4949 | 35.8864
5018 | 18064800 | 5.2556 | 34.4971 | 35.8887
5019 | 18068400 | 5.2557 | 34.4994 | 35.891
5020 | 18072000 | 5.2558 | 34.5017 | 35.8933
5021 | 18075600 | 5.2559 | 34.504 | 35.8956
5022 | 18079200 | 5.256 | 34.5063 | 35.8979
5023 | 18082800 | 5.2561 | 34.5085 | 35.9002
5024 | 18086400 | 5.2562 | 34.5108 | 35.9024
5025 | 18090000 | 5.2563 | 34.5131 | 35.9047
5026 | 18093600 | 5.2564 | 34.5154 | 35.907
5027 | 18097200 | 5.2565 | 34.5177 | 35.9093
5028 | 18100800 | 5.2566 | 34.5199 | 35.9116
5029 | 18104400 | 5.2567 | 34.5222 | 35.9139
5030 | 18108000 | 5.2568 | 34.5245 | 35.9162
5031 | 18111600 | 5.2569 | 34.5268 | 35.9185
5032 | 18115200 | 5.257 | 34.5291 | 35.9207
5033 | 18118800 | 5.2571 | 34.5313 | 35.923
5034 | 18122400 | 5.2572 | 34.5336 | 35.9253
5035 | 18126000 | 5.2573 | 34.5359 | 35.9276
5036 | 18129600 | 5.2574 | 34.5382 | 35.9299
5037 | 18133200 | 5.2575 | 34.5405 | 35.9322
5038 | 18136800 | 5.2575 | 34.5427 | 35.9345
5039 | 18140400 | 5.2576 | 34.545 | 35.9367
5040 | 18144000 | 5.2577 | 34.5473 | 35.939
5041 | 18147600 | 5.2578 | 34.5496 | 35.9413
5042 | 18151200 | 5.2579 | 34.5518 | 35.9436
5043 | 18154800 | 5.258 | 34.5541 | 35.9459
5044 | 18158400 | 5.2581 | 34.5564 | 35.9482
5045 | 18162000 | 5.2582 | 34.5587 | 35.9505
5046 | 18165600 | 5.2583 | 34.5609 | 35.9527
5047 | 18169200 | 5.2584 | 34.5632 | 35.955
5048 | 18172800 | 5.2585 | 34.5655 | 35.9573
5049 | 18176400 | 5.2586 | 34.5678 | 35.9596
5050 | 18180000 | 5.2587 | 34.57 | 35.9619
5051 | 18183600 | 5.2588 | 34.5723 | 35.9642
5052 | 18187200 | 5.2589 | 34.5746 | 35.9664
5053 | 18190800 | 5.259 | 34.5769 | 35.9687
5054 | 18194400 | 5.2591 | 34.5791 | 35.971
5055 | 18198000 | 5.2592 | 34.5814 | 35.9733
5056 | 18201600 | 5.2593 | 34.5837 | 35.9756
5057 | 18205200 | 5.2594 | 34.586 | 35.9778
5058 | 18208800 | 5.2595 | 34.5882 | 35.9801
5059 | 18212400 | 5.2596 | 34.5905 | 35.9824
5060 | 18216000 | 5.2597 | 34.5928 | 35.9847
5061 | 18219600 | 5.2598 | 34.595 | 35.987
5062 | 18223200 | 5.2599 | 34.5973 | 35.9893
5063 | 18226800 | 5.26 | 34.5996 | 35.9915
5064 | 18230400 | 5.2601 | 34.6019 | 35.9938
5065 | 18234000 | 5.2601 | 34.6041 | 35.9961
5066 | 18237600 | 5.2602 | 34.6064 | 35.9984
5067 | 18241200 | 5.2603 | 34.6087 | 36.0007
5068 | 18244800 | 5.2604 | 34.611 | 36.0029
5069 | 18248400 | 5.2605 | 34.6132 | 36.0052
5070 | 18252000 | 5.2606 | 34.6155 | 36.0075
5071 | 18255600 | 5.2607 | 34.6178 | 36.0098
5072 | 18259200 | 5.2608 | 34.62 | 36.012
5073 | 18262800 | 5.2609 | 34.6223 | 36.0143
5074 | 18266400 | 5.261 | 34.6246 | 36.0166
5075 | 18270000 | 5.2611 | 34.6268 | 36.0189
5076 | 18273600 | 5.2612 | 34.6291 | 36.0212
5077 | 18277200 | 5.2613 | 34.6314 | 36.0234
5078 | 18280800 | 5.2614 | 34.6337 | 36.0257
5079 | 18284400 | 5.2615 | 34.6359 | 36.028
5080 | 18288000 | 5.2616 | 34.6382 | 36.0303
5081 | 18291600 | 5.2617 | 34.6405 | 36.0325
5082 | 18295200 | 5.2618 | 34.6427 | 36.0348
5083 | 18298800 | 5.2619 | 34.645 | 36.0371
5084 | 18302400 | 5.262 | 34.6473 | 36.0394
5085 | 18306000 | 5.2621 | 34.6495 | 36.0416
5086 | 18309600 | 5.2622 | 34.6518 | 36.0439
5087 | 18313200 | 5.2623 | 34.6541 | 36.0462
5088 | 18316800 | 5.2623 | 34.6563 | 36.0485
5089 | 18320400 | 5.2624 | 34.6586 | 36.0507
5090 | 18324000 | 5.2625 | 34.6609 | 36.053
5091 | 18327600 | 5.2626 | 34.6631 | 36.0553
5092 | 18331200 | 5.2627 | 34.6654 | 36.0576
5093 | 18334800 | 5.2628 | 34.6677 | 36.0598
5094 | 18338400 | 5.2629 | 34.6699 | 36.0621
5095 | 18342000 | 5.263 | 34.6722 | 36.0644
5096 | 18345600 | 5.2631 | 34.6745 | 36.0667
5097 | 18349200 | 5.2632 | 34.6767 | 36.0689
5098 | 18352800 | 5.2633 | 34.679 | 36.0712
5099 | 18356400 | 5.2634 | 34.6813 | 36.0735
5100 | 18360000 | 5.2635 | 34.6835 | 36.0758
5101 | 18363600 | 5.2636 | 34.6858 | 36.078
5102 | 18367200 | 5.2637 | 34.688 | 36.0803
5103 | 18370800 | 5.2638 | 34.6903 | 36.0826
5104 | 18374400 | 5.2639 | 34.6926 | 36.0848
5105 | 18378000 | 5.264 | 34.6948 | 36.0871
5106 | 18381600 | 5.2641 | 34.6971 | 36.0894
5107 | 18385200 | 5.2642 | 34.6994 | 36.0917
5108 | 18388800 | 5.2643 | 34.7016 | 36.0939
5109 | 18392400 | 5.2643 | 34.7039 | 36.0962
5110 | 18396000 | 5.2644 | 34.7062 | 36.0985
5111 | 18399600 | 5.2645 | 34.7084 | 36.1007
5112 | 18403200 | 5.2646 | 34.7107 | 36.103
5113 | 18406800 | 5.2647 | 34.7129 | 36.1053
5114 | 18410400 | 5.2648 | 34.7152 | 36.1075
5115 | 18414000 | 5.2649 | 34.7175 | 36.1098
5116 | 18417600 | 5.265 | 34.7197 | 36.1121
5117 | 18421200 | 5.2651 | 34.722 | 36.1144
5118 | 18424800 | 5.2652 | 34.7242 | 36.1166
5119 | 18428400 | 5.2653 | 34.7265 | 36.1189
5120 | 18432000 | 5.2654 | 34.7288 | 36.1212
5121 | 18435600 | 5.2655 | 34.731 | 36.1234
5122 | 18439200 | 5.2656 | 34.7333 | 36.1257
5123 | 18442800 | 5.2657 | 34.7355 | 36.128
5124 | 18446400 | 5.2658 | 34.7378 | 36.1302
5125 | 18450000 | 5.2659 | 34.7401 | 36.1325
5126 | 18453600 | 5.266 | 34.7423 | 36.1348
5127 | 18457200 | 5.266 | 34.7446 | 36.137
5128 | 18460800 | 5.2661 | 34.7468 | 36.1393
5129 | 18464400 | 5.2662 | 34.7491 | 36.1416
5130 | 18468000 | 5.2663 | 34.7514 | 36.1438
5131 | 18471600 | 5.2664 | 34.7536 | 36.1461
5132 | 18475200 | 5.2665 | 34.7559 | 36.1484
5133 | 18478800 | 5.2666 | 34.7581 | 36.1506
5134 | 18482400 | 5.2667 | 34.7604 | 36.1529
5135 | 18486000 | 5.2668 | 34.7626 | 36.1552
5136 | 18489600 | 5.2669 | 34.7649 | 36.1574
5137 | 18493200 | 5.267 | 34.7672 | 36.1597
5138 | 18496800 | 5.2671 | 34.7694 | 36.162
5139 | 18500400 | 5.2672 | 34.7717 | 36.1642
5140 | 18504000 | 5.2673 | 34.7739 | 36.1665
5141 | 18507600 | 5.2674 | 34.7762 | 36.1687
5142 | 18511200 | 5.2675 | 34.7784 | 36.171
5143 | 18514800 | 5.2676 | 34.7807 | 36.1733
5144 | 18518400 | 5.2676 | 34.783 | 36.1755
5145 | 18522000 | 5.2677 | 34.7852 | 36.1778
5146 | 18525600 | 5.2678 | 34.7875 | 36.1801
5147 | 18529200 | 5.2679 | 34.7897 | 36.1823
5148 | 18532800 | 5.268 | 34.792 | 36.1846
5149 | 18536400 | 5.2681 | 34.7942 | 36.1869
5150 | 18540000 | 5.2682 | 34.7965 | 36.1891
5151 | 18543600 | 5.2683 | 34.7987 | 36.1914
5152 | 18547200 | 5.2684 | 34.801 | 36.1936
5153 | 18550800 | 5.2685 | 34.8032 | 36.1959
5154 | 18554400 | 5.2686 | 34.8055 | 36.1982
5155 | 18558000 | 5.2687 | 34.8077 | 36.2004
5156 | 18561600 | 5.2688 | 34.81 | 36.2027
5157 | 18565200 | 5.2689 | 34.8123 | 36.2049
5158 | 18568800 | 5.269 | 34.8145 | 36.2072
5159 | 18572400 | 5.2691 | 34.8168 | 36.2095
5160 | 18576000 | 5.2691 | 34.819 | 36.2117
5161 | 18579600 | 5.2692 | 34.8213 | 36.214
5162 | 18583200 | 5.2693 | 34.8235 | 36.2162
5163 | 18586800 | 5.2694 | 34.8258 | 36.2185
5164 | 18590400 | 5.2695 | 34.828 | 36.2208
5165 | 18594000 | 5.2696 | 34.8303 | 36.223
5166 | 18597600 | 5.2697 | 34.8325 | 36.2253
5167 | 18601200 | 5.2698 | 34.8348 | 36.2275
5168 | 18604800 | 5.2699 | 34.837 | 36.2298
5169 | 18608400 | 5.27 | 34.8393 | 36.2321
5170 | 18612000 | 5.2701 | 34.8415 | 36.2343
5171 | 18615600 | 5.2702 | 34.8438 | 36.2366
5172 | 18619200 | 5.2703 | 34.846 | 36.2388
5173 | 18622800 | 5.2704 | 34.8483 | 36.2411
5174 | 18626400 | 5.2705 | 34.8505 | 36.2433
5175 | 18630000 | 5.2705 | 34.8528 | 36.2456
5176 | 18633600 | 5.2706 | 34.855 | 36.2479
5177 | 18637200 | 5.2707 | 34.8573 | 36.2501
5178 | 18640800 | 5.2708 | 34.8595 | 36.2524
5179 | 18644400 | 5.2709 | 34.8618 | 36.2546
5180 | 18648000 | 5.271 | 34.864 | 36.2569
5181 | 18651600 | 5.2711 | 34.8663 | 36.2591
5182 | 18655200 | 5.2712 | 34.8685 | 36.2614
5183 | 18658800 | 5.2713 | 34.8708 | 36.2637
5184 | 18662400 | 5.2714 | 34.873 | 36.2659
5185 | 18666000 | 5.2715 | 34.8753 | 36.2682
5186 | 18669600 | 5.2716 | 34.8775 | 36.2704
5187 | 18673200 | 5.2717 | 34.8797 | 36.2727
5188 | 18676800 | 5.2718 | 34.882 | 36.2749
5189 | 18680400 | 5.2718 | 34.8842 | 36.2772
5190 | 18684000 | 5.2719 | 34.8865 | 36.2794
5191 | 18687600 | 5.272 | 34.8887 | 36.2817
5192 | 18691200 | 5.2721 | 34.891 | 36.2839
5193 | 18694800 | 5.2722 | 34.8932 | 36.2862
5194 | 18698400 | 5.2723 | 34.8955 | 36.2885
5195 | 18702000 | 5.2724 | 34.8977 | 36.2907
5196 | 18705600 | 5.2725 | 34.9 | 36.293
5197 | 18709200 | 5.2726 | 34.9022 | 36.2952
5198 | 18712800 | 5.2727 | 34.9045 | 36.2975
5199 | 18716400 | 5.2728 | 34.9067 | 36.2997
5200 | 18720000 | 5.2729 | 34.9089 | 36.302
5201 | 18723600 | 5.273 | 34.9112 | 36.3042
5202 | 18727200 | 5.273 | 34.9134 | 36.3065
5203 | 18730800 | 5.2731 | 34.9157 | 36.3087
5204 | 18734400 | 5.2732 | 34.9179 | 36.311
5205 | 18738000 | 5.2733 | 34.9202 | 36.3132
5206 | 18741600 | 5.2734 | 34.9224 | 36.3155
5207 | 18745200 | 5.2735 | 34.9246 | 36.3177
5208 | 18748800 | 5.2736 | 34.9269 | 36.32
5209 | 18752400 | 5.2737 | 34.9291 | 36.3222
5210 | 18756000 | 5.2738 | 34.9314 | 36.3245
5211 | 18759600 | 5.2739 | 34.9336 | 36.3267
5212 | 18763200 | 5.274 | 34.9359 | 36.329
5213 | 18766800 | 5.2741 | 34.9381 | 36.3312
5214 | 18770400 | 5.2742 | 34.9403 | 36.3335
5215 | 18774000 | 5.2742 | 34.9426 | 36.3357
5216 | 18777600 | 5.2743 | 34.9448 | 36.338
5217 | 18781200 | 5.2744 | 34.9471 | 36.3402
5218 | 18784800 | 5.2745 | 34.9493 | 36.3425
5219 | 18788400 | 5.2746 | 34.9515 | 36.3447
5220 | 18792000 | 5.2747 | 34.9538 | 36.347
5221 | 18795600 | 5.2748 | 34.956 | 36.3492
5222 | 18799200 | 5.2749 | 34.9583 | 36.3515
5223 | 18802800 | 5.275 | 34.9605 | 36.3537
5224 | 18806400 | 5.2751 | 34.9627 | 36.356
5225 | 18810000 | 5.2752 | 34.965 | 36.3582
5226 | 18813600 | 5.2753 | 34.9672 | 36.3605
5227 | 18817200 | 5.2754 | 34.9695 | 36.3627
5228 | 18820800 | 5.2754 | 34.9717 | 36.3649
5229 | 18824400 | 5.2755 | 34.9739 | 36.3672
5230 | 18828000 | 5.2756 | 34.9762 | 36.3694
5231 | 18831600 | 5.2757 | 34.9784 | 36.3717
5232 | 18835200 | 5.2758 | 34.9807 | 36.3739
5233 | 18838800 | 5.2759 | 34.9829 | 36.3762
5234 | 18842400 | 5.276 | 34.9851 | 36.3784
5235 | 18846000 | 5.2761 | 34.9874 | 36.3807
5236 | 18849600 | 5.2762 | 34.9896 | 36.3829
5237 | 18853200 | 5.2763 | 34.9918 | 36.3852
5238 | 18856800 | 5.2764 | 34.9941 | 36.3874
5239 | 18860400 | 5.2765 | 34.9963 | 36.3896
5240 | 18864000 | 5.2765 | 34.9985 | 36.3919
5241 | 18867600 | 5.2766 | 35.0008 | 36.3941
5242 | 18871200 | 5.2767 | 35.003 | 36.3964
5243 | 18874800 | 5.2768 | 35.0053 | 36.3986
5244 | 18878400 | 5.2769 | 35.0075 | 36.4009
5245 | 18882000 | 5.277 | 35.0097 | 36.4031
5246 | 18885600 | 5.2771 | 35.012 | 36.4053
5247 | 18889200 | 5.2772 | 35.0142 | 36.4076
5248 | 18892800 | 5.2773 | 35.0164 | 36.4098
5249 | 18896400 | 5.2774 | 35.0187 | 36.4121
5250 | 18900000 | 5.2775 | 35.0209 | 36.4143
5251 | 18903600 | 5.2775 | 35.0231 | 36.4166
5252 | 18907200 | 5.2776 | 35.0254 | 36.4188
5253 | 18910800 | 5.2777 | 35.0276 | 36.421
5254 | 18914400 | 5.2778 | 35.0298 | 36.4233
5255 | 18918000 | 5.2779 | 35.0321 | 36.4255
5256 | 18921600 | 5.278 | 35.0343 | 36.4278
5257 | 18925200 | 5.2781 | 35.0365 | 36.43
5258 | 18928800 | 5.2782 | 35.0388 | 36.4322
5259 | 18932400 | 5.2783 | 35.041 | 36.4345
5260 | 18936000 | 5.2784 | 35.0432 | 36.4367
5261 | 18939600 | 5.2785 | 35.0455 | 36.439
5262 | 18943200 | 5.2785 | 35.0477 | 36.4412
5263 | 18946800 | 5.2786 | 35.0499 | 36.4434
5264 | 18950400 | 5.2787 | 35.0522 | 36.4457
5265 | 18954000 | 5.2788 | 35.0544 | 36.4479
5266 | 18957600 | 5.2789 | 35.0566 | 36.4502
5267 | 18961200 | 5.279 | 35.0589 | 36.4524
5268 | 18964800 | 5.2791 | 35.0611 | 36.4546
5269 | 18968400 | 5.2792 | 35.0633 | 36.4569
5270 | 18972000 | 5.2793 | 35.0655 | 36.4591
5271 | 18975600 | 5.2794 | 35.0678 | 36.4614
5272 | 18979200 | 5.2795 | 35.07 | 36.4636
5273 | 18982800 | 5.2795 | 35.0722 | 36.4658
5274 | 18986400 | 5.2796 | 35.0745 | 36.4681
5275 | 18990000 | 5.2797 | 35.0767 | 36.4703
5276 | 18993600 | 5.2798 | 35.0789 | 36.4725
5277 | 18997200 | 5.2799 | 35.0812 | 36.4748
5278 | 19000800 | 5.28 | 35.0834 | 36.477
5279 | 19004400 | 5.2801 | 35.0856 | 36.4792
5280 | 19008000 | 5.2802 | 35.0878 | 36.4815
5281 | 19011600 | 5.2803 | 35.0901 | 36.4837
5282 | 19015200 | 5.2804 | 35.0923 | 36.486
5283 | 19018800 | 5.2805 | 35.0945 | 36.4882
5284 | 19022400 | 5.2805 | 35.0967 | 36.4904
5285 | 19026000 | 5.2806 | 35.099 | 36.4927
5286 | 19029600 | 5.2807 | 35.1012 | 36.4949
5287 | 19033200 | 5.2808 | 35.1034 | 36.4971
5288 | 19036800 | 5.2809 | 35.1057 | 36.4994
5289 | 19040400 | 5.281 | 35.1079 | 36.5016
5290 | 19044000 | 5.2811 | 35.1101 | 36.5038
5291 | 19047600 | 5.2812 | 35.1123 | 36.5061
5292 | 19051200 | 5.2813 | 35.1146 | 36.5083
5293 | 19054800 | 5.2814 | 35.1168 | 36.5105
5294 | 19058400 | 5.2814 | 35.119 | 36.5128
5295 | 19062000 | 5.2815 | 35.1212 | 36.515
5296 | 19065600 | 5.2816 | 35.1235 | 36.5172
5297 | 19069200 | 5.2817 | 35.1257 | 36.5195
5298 | 19072800 | 5.2818 | 35.1279 | 36.5217
5299 | 19076400 | 5.2819 | 35.1301 | 36.5239
5300 | 19080000 | 5.282 | 35.1324 | 36.5262
5301 | 19083600 | 5.2821 | 35.1346 | 36.5284
5302 | 19087200 | 5.2822 | 35.1368 | 36.5306
5303 | 19090800 | 5.2823 | 35.139 | 36.5329
5304 | 19094400 | 5.2823 | 35.1413 | 36.5351
5305 | 19098000 | 5.2824 | 35.1435 | 36.5373
5306 | 19101600 | 5.2825 | 35.1457 | 36.5396
5307 | 19105200 | 5.2826 | 35.1479 | 36.5418
5308 | 19108800 | 5.2827 | 35.1502 | 36.544
5309 | 19112400 | 5.2828 | 35.1524 | 36.5462
5310 | 19116000 | 5.2829 | 35.1546 | 36.5485
5311 | 19119600 | 5.283 | 35.1568 | 36.5507
5312 | 19123200 | 5.2831 | 35.159 | 36.5529
5313 | 19126800 | 5.2832 | 35.1613 | 36.5552
5314 | 19130400 | 5.2832 | 35.1635 | 36.5574
5315 | 19134000 | 5.2833 | 35.1657 | 36.5596
5316 | 19137600 | 5.2834 | 35.1679 | 36.5619
5317 | 19141200 | 5.2835 | 35.1702 | 36.5641
5318 | 19144800 | 5.2836 | 35.1724 | 36.5663
5319 | 19148400 | 5.2837 | 35.1746 | 36.5685
5320 | 19152000 | 5.2838 | 35.1768 | 36.5708
5321 | 19155600 | 5.2839 | 35.179 | 36.573
5322 | 19159200 | 5.284 | 35.1813 | 36.5752
5323 | 19162800 | 5.284 | 35.1835 | 36.5775
5324 | 19166400 | 5.2841 | 35.1857 | 36.5797
5325 | 19170000 | 5.2842 | 35.1879 | 36.5819
5326 | 19173600 | 5.2843 | 35.1901 | 36.5841
5327 | 19177200 | 5.2844 | 35.1924 | 36.5864
5328 | 19180800 | 5.2845 | 35.1946 | 36.5886
5329 | 19184400 | 5.2846 | 35.1968 | 36.5908
5330 | 19188000 | 5.2847 | 35.199 | 36.593
5331 | 19191600 | 5.2848 | 35.2012 | 36.5953
5332 | 19195200 | 5.2848 | 35.2034 | 36.5975
5333 | 19198800 | 5.2849 | 35.2057 | 36.5997
5334 | 19202400 | 5.285 | 35.2079 | 36.6019
5335 | 19206000 | 5.2851 | 35.2101 | 36.6042
5336 | 19209600 | 5.2852 | 35.2123 | 36.6064
5337 | 19213200 | 5.2853 | 35.2145 | 36.6086
5338 | 19216800 | 5.2854 | 35.2168 | 36.6108
5339 | 19220400 | 5.2855 | 35.219 | 36.6131
5340 | 19224000 | 5.2856 | 35.2212 | 36.6153
5341 | 19227600 | 5.2857 | 35.2234 | 36.6175
5342 | 19231200 | 5.2857 | 35.2256 | 36.6197
5343 | 19234800 | 5.2858 | 35.2278 | 36.622
5344 | 19238400 | 5.2859 | 35.2301 | 36.6242
5345 | 19242000 | 5.286 | 35.2323 | 36.6264
5346 | 19245600 | 5.2861 | 35.2345 | 36.6286
5347 | 19249200 | 5.2862 | 35.2367 | 36.6309
5348 | 19252800 | 5.2863 | 35.2389 | 36.6331
5349 | 19256400 | 5.2864 | 35.2411 | 36.6353
5350 | 19260000 | 5.2865 | 35.2433 | 36.6375
5351 | 19263600 | 5.2865 | 35.2456 | 36.6397
5352 | 19267200 | 5.2866 | 35.2478 | 36.642
5353 | 19270800 | 5.2867 | 35.25 | 36.6442
5354 | 19274400 | 5.2868 | 35.2522 | 36.6464
5355 | 19278000 | 5.2869 | 35.2544 | 36.6486
5356 | 19281600 | 5.287 | 35.2566 | 36.6509
5357 | 19285200 | 5.2871 | 35.2588 | 36.6531
5358 | 19288800 | 5.2872 | 35.2611 | 36.6553
5359 | 19292400 | 5.2872 | 35.2633 | 36.6575
5360 | 19296000 | 5.2873 | 35.2655 | 36.6597
5361 | 19299600 | 5.2874 | 35.2677 | 36.662
5362 | 19303200 | 5.2875 | 35.2699 | 36.6642
5363 | 19306800 | 5.2876 | 35.2721 | 36.6664
5364 | 19310400 | 5.2877 | 35.2743 | 36.6686
5365 | 19314000 | 5.2878 | 35.2765 | 36.6708
5366 | 19317600 | 5.2879 | 35.2788 | 36.6731
5367 | 19321200 | 5.288 | 35.281 | 36.6753
5368 | 19324800 | 5.288 | 35.2832 | 36.6775
5369 | 19328400 | 5.2881 | 35.2854 | 36.6797
5370 | 19332000 | 5.2882 | 35.2876 | 36.6819
5371 | 19335600 | 5.2883 | 35.2898 | 36.6842
5372 | 19339200 | 5.2884 | 35.292 | 36.6864
5373 | 19342800 | 5.2885 | 35.2942 | 36.6886
5374 | 19346400 | 5.2886 | 35.2964 | 36.6908
5375 | 19350000 | 5.2887 | 35.2987 | 36.693
5376 | 19353600 | 5.2888 | 35.3009 | 36.6952
5377 | 19357200 | 5.2888 | 35.3031 | 36.6975
5378 | 19360800 | 5.2889 | 35.3053 | 36.6997
5379 | 19364400 | 5.289 | 35.3075 | 36.7019
5380 | 19368000 | 5.2891 | 35.3097 | 36.7041
5381 | 19371600 | 5.2892 | 35.3119 | 36.7063
5382 | 19375200 | 5.2893 | 35.3141 | 36.7085
5383 | 19378800 | 5.2894 | 35.3163 | 36.7108
5384 | 19382400 | 5.2895 | 35.3185 | 36.713
5385 | 19386000 | 5.2895 | 35.3207 | 36.7152
5386 | 19389600 | 5.2896 | 35.323 | 36.7174
5387 | 19393200 | 5.2897 | 35.3252 | 36.7196
5388 | 19396800 | 5.2898 | 35.3274 | 36.7218
5389 | 19400400 | 5.2899 | 35.3296 | 36.724
5390 | 19404000 | 5.29 | 35.3318 | 36.7263
5391 | 19407600 | 5.2901 | 35.334 | 36.7285
5392 | 19411200 | 5.2902 | 35.3362 | 36.7307
5393 | 19414800 | 5.2902 | 35.3384 | 36.7329
5394 | 19418400 | 5.2903 | 35.3406 | 36.7351
5395 | 19422000 | 5.2904 | 35.3428 | 36.7373
5396 | 19425600 | 5.2905 | 35.345 | 36.7395
5397 | 19429200 | 5.2906 | 35.3472 | 36.7418
5398 | 19432800 | 5.2907 | 35.3494 | 36.744
5399 | 19436400 | 5.2908 | 35.3516 | 36.7462
5400 | 19440000 | 5.2909 | 35.3538 | 36.7484
5401 | 19443600 | 5.2909 | 35.3561 | 36.7506
5402 | 19447200 | 5.291 | 35.3583 | 36.7528
5403 | 19450800 | 5.2911 | 35.3605 | 36.755
5404 | 19454400 | 5.2912 | 35.3627 | 36.7572
5405 | 19458000 | 5.2913 | 35.3649 | 36.7595
5406 | 19461600 | 5.2914 | 35.3671 | 36.7617
5407 | 19465200 | 5.2915 | 35.3693 | 36.7639
5408 | 19468800 | 5.2916 | 35.3715 | 36.7661
5409 | 19472400 | 5.2916 | 35.3737 | 36.7683
5410 | 19476000 | 5.2917 | 35.3759 | 36.7705
5411 | 19479600 | 5.2918 | 35.3781 | 36.7727
5412 | 19483200 | 5.2919 | 35.3803 | 36.7749
5413 | 19486800 | 5.292 | 35.3825 | 36.7771
5414 | 19490400 | 5.2921 | 35.3847 | 36.7794
5415 | 19494000 | 5.2922 | 35.3869 | 36.7816
5416 | 19497600 | 5.2923 | 35.3891 | 36.7838
5417 | 19501200 | 5.2923 | 35.3913 | 36.786
5418 | 19504800 | 5.2924 | 35.3935 | 36.7882
5419 | 19508400 | 5.2925 | 35.3957 | 36.7904
5420 | 19512000 | 5.2926 | 35.3979 | 36.7926
5421 | 19515600 | 5.2927 | 35.4001 | 36.7948
5422 | 19519200 | 5.2928 | 35.4023 | 36.797
5423 | 19522800 | 5.2929 | 35.4045 | 36.7992
5424 | 19526400 | 5.293 | 35.4067 | 36.8014
5425 | 19530000 | 5.293 | 35.4089 | 36.8037
5426 | 19533600 | 5.2931 | 35.4111 | 36.8059
5427 | 19537200 | 5.2932 | 35.4133 | 36.8081
5428 | 19540800 | 5.2933 | 35.4155 | 36.8103
5429 | 19544400 | 5.2934 | 35.4177 | 36.8125
5430 | 19548000 | 5.2935 | 35.4199 | 36.8147
5431 | 19551600 | 5.2936 | 35.4221 | 36.8169
5432 | 19555200 | 5.2937 | 35.4243 | 36.8191
5433 | 19558800 | 5.2937 | 35.4265 | 36.8213
5434 | 19562400 | 5.2938 | 35.4287 | 36.8235
5435 | 19566000 | 5.2939 | 35.4309 | 36.8257
5436 | 19569600 | 5.294 | 35.4331 | 36.8279
5437 | 19573200 | 5.2941 | 35.4353 | 36.8301
5438 | 19576800 | 5.2942 | 35.4375 | 36.8323
5439 | 19580400 | 5.2943 | 35.4397 | 36.8345
5440 | 19584000 | 5.2943 | 35.4419 | 36.8368
5441 | 19587600 | 5.2944 | 35.4441 | 36.839
5442 | 19591200 | 5.2945 | 35.4463 | 36.8412
5443 | 19594800 | 5.2946 | 35.4485 | 36.8434
5444 | 19598400 | 5.2947 | 35.4507 | 36.8456
5445 | 19602000 | 5.2948 | 35.4529 | 36.8478
5446 | 19605600 | 5.2949 | 35.4551 | 36.85
5447 | 19609200 | 5.295 | 35.4573 | 36.8522
5448 | 19612800 | 5.295 | 35.4595 | 36.8544
5449 | 19616400 | 5.2951 | 35.4617 | 36.8566
5450 | 19620000 | 5.2952 | 35.4639 | 36.8588
5451 | 19623600 | 5.2953 | 35.4661 | 36.861
5452 | 19627200 | 5.2954 | 35.4683 | 36.8632
5453 | 19630800 | 5.2955 | 35.4705 | 36.8654
5454 | 19634400 | 5.2956 | 35.4727 | 36.8676
5455 | 19638000 | 5.2956 | 35.4749 | 36.8698
5456 | 19641600 | 5.2957 | 35.477 | 36.872
5457 | 19645200 | 5.2958 | 35.4792 | 36.8742
5458 | 19648800 | 5.2959 | 35.4814 | 36.8764
5459 | 19652400 | 5.296 | 35.4836 | 36.8786
5460 | 19656000 | 5.2961 | 35.4858 | 36.8808
5461 | 19659600 | 5.2962 | 35.488 | 36.883
5462 | 19663200 | 5.2962 | 35.4902 | 36.8852
5463 | 19666800 | 5.2963 | 35.4924 | 36.8874
5464 | 19670400 | 5.2964 | 35.4946 | 36.8896
5465 | 19674000 | 5.2965 | 35.4968 | 36.8918
5466 | 19677600 | 5.2966 | 35.499 | 36.894
5467 | 19681200 | 5.2967 | 35.5012 | 36.8962
5468 | 19684800 | 5.2968 | 35.5034 | 36.8984
5469 | 19688400 | 5.2968 | 35.5056 | 36.9006
5470 | 19692000 | 5.2969 | 35.5078 | 36.9028
5471 | 19695600 | 5.297 | 35.5099 | 36.905
5472 | 19699200 | 5.2971 | 35.5121 | 36.9072
5473 | 19702800 | 5.2972 | 35.5143 | 36.9094
5474 | 19706400 | 5.2973 | 35.5165 | 36.9116
5475 | 19710000 | 5.2974 | 35.5187 | 36.9138
5476 | 19713600 | 5.2975 | 35.5209 | 36.916
5477 | 19717200 | 5.2975 | 35.5231 | 36.9182
5478 | 19720800 | 5.2976 | 35.5253 | 36.9204
5479 | 19724400 | 5.2977 | 35.5275 | 36.9226
5480 | 19728000 | 5.2978 | 35.5297 | 36.9248
5481 | 19731600 | 5.2979 | 35.5319 | 36.927
5482 | 19735200 | 5.298 | 35.534 | 36.9292
5483 | 19738800 | 5.2981 | 35.5362 | 36.9314
5484 | 19742400 | 5.2981 | 35.5384 | 36.9336
5485 | 19746000 | 5.2982 | 35.5406 | 36.9358
5486 | 19749600 | 5.2983 | 35.5428 | 36.938
5487 | 19753200 | 5.2984 | 35.545 | 36.9402
5488 | 19756800 | 5.2985 | 35.5472 | 36.9424
5489 | 19760400 | 5.2986 | 35.5494 | 36.9446
5490 | 19764000 | 5.2987 | 35.5516 | 36.9468
5491 | 19767600 | 5.2987 | 35.5537 | 36.949
5492 | 19771200 | 5.2988 | 35.5559 | 36.9512
5493 | 19774800 | 5.2989 | 35.5581 | 36.9534
5494 | 19778400 | 5.299 | 35.5603 | 36.9556
5495 | 19782000 | 5.2991 | 35.5625 | 36.9577
5496 | 19785600 | 5.2992 | 35.5647 | 36.9599
5497 | 19789200 | 5.2992 | 35.5669 | 36.9621
5498 | 19792800 | 5.2993 | 35.5691 | 36.9643
5499 | 19796400 | 5.2994 | 35.5712 | 36.9665
5500 | 19800000 | 5.2995 | 35.5734 | 36.9687
5501 | 19803600 | 5.2996 | 35.5756 | 36.9709
5502 | 19807200 | 5.2997 | 35.5778 | 36.9731
5503 | 19810800 | 5.2998 | 35.58 | 36.9753
5504 | 19814400 | 5.2998 | 35.5822 | 36.9775
5505 | 19818000 | 5.2999 | 35.5844 | 36.9797
5506 | 19821600 | 5.3 | 35.5866 | 36.9819
5507 | 19825200 | 5.3001 | 35.5887 | 36.9841
5508 | 19828800 | 5.3002 | 35.5909 | 36.9863
5509 | 19832400 | 5.3003 | 35.5931 | 36.9885
5510 | 19836000 | 5.3004 | 35.5953 | 36.9906
5511 | 19839600 | 5.3004 | 35.5975 | 36.9928
5512 | 19843200 | 5.3005 | 35.5997 | 36.995
5513 | 19846800 | 5.3006 | 35.6018 | 36.9972
5514 | 19850400 | 5.3007 | 35.604 | 36.9994
5515 | 19854000 | 5.3008 | 35.6062 | 37.0016
5516 | 19857600 | 5.3009 | 35.6084 | 37.0038
5517 | 19861200 | 5.301 | 35.6106 | 37.006
5518 | 19864800 | 5.301 | 35.6128 | 37.0082
5519 | 19868400 | 5.3011 | 35.6149 | 37.0104
5520 | 19872000 | 5.3012 | 35.6171 | 37.0126
5521 | 19875600 | 5.3013 | 35.6193 | 37.0147
5522 | 19879200 | 5.3014 | 35.6215 | 37.0169
5523 | 19882800 | 5.3015 | 35.6237 | 37.0191
5524 | 19886400 | 5.3015 | 35.6259 | 37.0213
5525 | 19890000 | 5.3016 | 35.628 | 37.0235
5526 | 19893600 | 5.3017 | 35.6302 | 37.0257
5527 | 19897200 | 5.3018 | 35.6324 | 37.0279
5528 | 19900800 | 5.3019 | 35.6346 | 37.0301
5529 | 19904400 | 5.302 | 35.6368 | 37.0323
5530 | 19908000 | 5.3021 | 35.639 | 37.0344
5531 | 19911600 | 5.3021 | 35.6411 | 37.0366
5532 | 19915200 | 5.3022 | 35.6433 | 37.0388
5533 | 19918800 | 5.3023 | 35.6455 | 37.041
5534 | 19922400 | 5.3024 | 35.6477 | 37.0432
5535 | 19926000 | 5.3025 | 35.6499 | 37.0454
5536 | 19929600 | 5.3026 | 35.652 | 37.0476
5537 | 19933200 | 5.3026 | 35.6542 | 37.0498
5538 | 19936800 | 5.3027 | 35.6564 | 37.0519
5539 | 19940400 | 5.3028 | 35.6586 | 37.0541
5540 | 19944000 | 5.3029 | 35.6608 | 37.0563
5541 | 19947600 | 5.303 | 35.6629 | 37.0585
5542 | 19951200 | 5.3031 | 35.6651 | 37.0607
5543 | 19954800 | 5.3032 | 35.6673 | 37.0629
5544 | 19958400 | 5.3032 | 35.6695 | 37.0651
5545 | 19962000 | 5.3033 | 35.6716 | 37.0673
5546 | 19965600 | 5.3034 | 35.6738 | 37.0694
5547 | 19969200 | 5.3035 | 35.676 | 37.0716
5548 | 19972800 | 5.3036 | 35.6782 | 37.0738
5549 | 19976400 | 5.3037 | 35.6804 | 37.076
5550 | 19980000 | 5.3037 | 35.6825 | 37.0782
5551 | 19983600 | 5.3038 | 35.6847 | 37.0804
5552 | 19987200 | 5.3039 | 35.6869 | 37.0825
5553 | 19990800 | 5.304 | 35.6891 | 37.0847
5554 | 19994400 | 5.3041 | 35.6912 | 37.0869
5555 | 19998000 | 5.3042 | 35.6934 | 37.0891
5556 | 20001600 | 5.3042 | 35.6956 | 37.0913
5557 | 20005200 | 5.3043 | 35.6978 | 37.0935
5558 | 20008800 | 5.3044 | 35.6999 | 37.0956
5559 | 20012400 | 5.3045 | 35.7021 | 37.0978
5560 | 20016000 | 5.3046 | 35.7043 | 37.1
5561 | 20019600 | 5.3047 | 35.7065 | 37.1022
5562 | 20023200 | 5.3048 | 35.7087 | 37.1044
5563 | 20026800 | 5.3048 | 35.7108 | 37.1066
5564 | 20030400 | 5.3049 | 35.713 | 37.1087
5565 | 20034000 | 5.305 | 35.7152 | 37.1109
5566 | 20037600 | 5.3051 | 35.7174 | 37.1131
5567 | 20041200 | 5.3052 | 35.7195 | 37.1153
5568 | 20044800 | 5.3053 | 35.7217 | 37.1175
5569 | 20048400 | 5.3053 | 35.7239 | 37.1196
5570 | 20052000 | 5.3054 | 35.726 | 37.1218
5571 | 20055600 | 5.3055 | 35.7282 | 37.124
5572 | 20059200 | 5.3056 | 35.7304 | 37.1262
5573 | 20062800 | 5.3057 | 35.7326 | 37.1284
5574 | 20066400 | 5.3058 | 35.7347 | 37.1306
5575 | 20070000 | 5.3058 | 35.7369 | 37.1327
5576 | 20073600 | 5.3059 | 35.7391 | 37.1349
5577 | 20077200 | 5.306 | 35.7413 | 37.1371
5578 | 20080800 | 5.3061 | 35.7434 | 37.1393
5579 | 20084400 | 5.3062 | 35.7456 | 37.1414
5580 | 20088000 | 5.3063 | 35.7478 | 37.1436
5581 | 20091600 | 5.3063 | 35.7499 | 37.1458
5582 | 20095200 | 5.3064 | 35.7521 | 37.148
5583 | 20098800 | 5.3065 | 35.7543 | 37.1502
5584 | 20102400 | 5.3066 | 35.7565 | 37.1523
5585 | 20106000 | 5.3067 | 35.7586 | 37.1545
5586 | 20109600 | 5.3068 | 35.7608 | 37.1567
5587 | 20113200 | 5.3068 | 35.763 | 37.1589
5588 | 20116800 | 5.3069 | 35.7651 | 37.1611
5589 | 20120400 | 5.307 | 35.7673 | 37.1632
5590 | 20124000 | 5.3071 | 35.7695 | 37.1654
5591 | 20127600 | 5.3072 | 35.7717 | 37.1676
5592 | 20131200 | 5.3073 | 35.7738 | 37.1698
5593 | 20134800 | 5.3073 | 35.776 | 37.1719
5594 | 20138400 | 5.3074 | 35.7782 | 37.1741
5595 | 20142000 | 5.3075 | 35.7803 | 37.1763
5596 | 20145600 | 5.3076 | 35.7825 | 37.1785
5597 | 20149200 | 5.3077 | 35.7847 | 37.1806
5598 | 20152800 | 5.3078 | 35.7868 | 37.1828
5599 | 20156400 | 5.3078 | 35.789 | 37.185
5600 | 20160000 | 5.3079 | 35.7912 | 37.1872
5601 | 20163600 | 5.308 | 35.7933 | 37.1893
5602 | 20167200 | 5.3081 | 35.7955 | 37.1915
5603 | 20170800 | 5.3082 | 35.7977 | 37.1937
5604 | 20174400 | 5.3083 | 35.7999 | 37.1959
5605 | 20178000 | 5.3083 | 35.802 | 37.198
5606 | 20181600 | 5.3084 | 35.8042 | 37.2002
5607 | 20185200 | 5.3085 | 35.8064 | 37.2024
5608 | 20188800 | 5.3086 | 35.8085 | 37.2046
5609 | 20192400 | 5.3087 | 35.8107 | 37.2067
5610 | 20196000 | 5.3088 | 35.8129 | 37.2089
5611 | 20199600 | 5.3088 | 35.815 | 37.2111
5612 | 20203200 | 5.3089 | 35.8172 | 37.2133
5613 | 20206800 | 5.309 | 35.8194 | 37.2154
5614 | 20210400 | 5.3091 | 35.8215 | 37.2176
5615 | 20214000 | 5.3092 | 35.8237 | 37.2198
5616 | 20217600 | 5.3093 | 35.8258 | 37.222
5617 | 20221200 | 5.3093 | 35.828 | 37.2241
5618 | 20224800 | 5.3094 | 35.8302 | 37.2263
5619 | 20228400 | 5.3095 | 35.8323 | 37.2285
5620 | 20232000 | 5.3096 | 35.8345 | 37.2306
5621 | 20235600 | 5.3097 | 35.8367 | 37.2328
5622 | 20239200 | 5.3098 | 35.8388 | 37.235
5623 | 20242800 | 5.3098 | 35.841 | 37.2372
5624 | 20246400 | 5.3099 | 35.8432 | 37.2393
5625 | 20250000 | 5.31 | 35.8453 | 37.2415
5626 | 20253600 | 5.3101 | 35.8475 | 37.2437
5627 | 20257200 | 5.3102 | 35.8497 | 37.2458
5628 | 20260800 | 5.3102 | 35.8518 | 37.248
5629 | 20264400 | 5.3103 | 35.854 | 37.2502
5630 | 20268000 | 5.3104 | 35.8561 | 37.2524
5631 | 20271600 | 5.3105 | 35.8583 | 37.2545
5632 | 20275200 | 5.3106 | 35.8605 | 37.2567
5633 | 20278800 | 5.3107 | 35.8626 | 37.2589
5634 | 20282400 | 5.3107 | 35.8648 | 37.261
5635 | 20286000 | 5.3108 | 35.867 | 37.2632
5636 | 20289600 | 5.3109 | 35.8691 | 37.2654
5637 | 20293200 | 5.311 | 35.8713 | 37.2675
5638 | 20296800 | 5.3111 | 35.8734 | 37.2697
5639 | 20300400 | 5.3112 | 35.8756 | 37.2719
5640 | 20304000 | 5.3112 | 35.8778 | 37.274
5641 | 20307600 | 5.3113 | 35.8799 | 37.2762
5642 | 20311200 | 5.3114 | 35.8821 | 37.2784
5643 | 20314800 | 5.3115 | 35.8843 | 37.2805
5644 | 20318400 | 5.3116 | 35.8864 | 37.2827
5645 | 20322000 | 5.3116 | 35.8886 | 37.2849
5646 | 20325600 | 5.3117 | 35.8907 | 37.287
5647 | 20329200 | 5.3118 | 35.8929 | 37.2892
5648 | 20332800 | 5.3119 | 35.8951 | 37.2914
5649 | 20336400 | 5.312 | 35.8972 | 37.2935
5650 | 20340000 | 5.3121 | 35.8994 | 37.2957
5651 | 20343600 | 5.3121 | 35.9015 | 37.2979
5652 | 20347200 | 5.3122 | 35.9037 | 37.3
5653 | 20350800 | 5.3123 | 35.9058 | 37.3022
5654 | 20354400 | 5.3124 | 35.908 | 37.3044
5655 | 20358000 | 5.3125 | 35.9102 | 37.3065
5656 | 20361600 | 5.3126 | 35.9123 | 37.3087
5657 | 20365200 | 5.3126 | 35.9145 | 37.3109
5658 | 20368800 | 5.3127 | 35.9166 | 37.313
5659 | 20372400 | 5.3128 | 35.9188 | 37.3152
5660 | 20376000 | 5.3129 | 35.921 | 37.3174
5661 | 20379600 | 5.313 | 35.9231 | 37.3195
5662 | 20383200 | 5.313 | 35.9253 | 37.3217
5663 | 20386800 | 5.3131 | 35.9274 | 37.3239
5664 | 20390400 | 5.3132 | 35.9296 | 37.326
5665 | 20394000 | 5.3133 | 35.9317 | 37.3282
5666 | 20397600 | 5.3134 | 35.9339 | 37.3304
5667 | 20401200 | 5.3135 | 35.9361 | 37.3325
5668 | 20404800 | 5.3135 | 35.9382 | 37.3347
5669 | 20408400 | 5.3136 | 35.9404 | 37.3368
5670 | 20412000 | 5.3137 | 35.9425 | 37.339
5671 | 20415600 | 5.3138 | 35.9447 | 37.3412
5672 | 20419200 | 5.3139 | 35.9468 | 37.3433
5673 | 20422800 | 5.3139 | 35.949 | 37.3455
5674 | 20426400 | 5.314 | 35.9511 | 37.3477
5675 | 20430000 | 5.3141 | 35.9533 | 37.3498
5676 | 20433600 | 5.3142 | 35.9555 | 37.352
5677 | 20437200 | 5.3143 | 35.9576 | 37.3541
5678 | 20440800 | 5.3143 | 35.9598 | 37.3563
5679 | 20444400 | 5.3144 | 35.9619 | 37.3585
5680 | 20448000 | 5.3145 | 35.9641 | 37.3606
5681 | 20451600 | 5.3146 | 35.9662 | 37.3628
5682 | 20455200 | 5.3147 | 35.9684 | 37.3649
5683 | 20458800 | 5.3148 | 35.9705 | 37.3671
5684 | 20462400 | 5.3148 | 35.9727 | 37.3693
5685 | 20466000 | 5.3149 | 35.9748 | 37.3714
5686 | 20469600 | 5.315 | 35.977 | 37.3736
5687 | 20473200 | 5.3151 | 35.9791 | 37.3757
5688 | 20476800 | 5.3152 | 35.9813 | 37.3779
5689 | 20480400 | 5.3152 | 35.9835 | 37.3801
5690 | 20484000 | 5.3153 | 35.9856 | 37.3822
5691 | 20487600 | 5.3154 | 35.9878 | 37.3844
5692 | 20491200 | 5.3155 | 35.9899 | 37.3865
5693 | 20494800 | 5.3156 | 35.9921 | 37.3887
5694 | 20498400 | 5.3157 | 35.9942 | 37.3909
5695 | 20502000 | 5.3157 | 35.9964 | 37.393
5696 | 20505600 | 5.3158 | 35.9985 | 37.3952
5697 | 20509200 | 5.3159 | 36.0007 | 37.3973
5698 | 20512800 | 5.316 | 36.0028 | 37.3995
5699 | 20516400 | 5.3161 | 36.005 | 37.4017
5700 | 20520000 | 5.3161 | 36.0071 | 37.4038
5701 | 20523600 | 5.3162 | 36.0093 | 37.406
5702 | 20527200 | 5.3163 | 36.0114 | 37.4081
5703 | 20530800 | 5.3164 | 36.0136 | 37.4103
5704 | 20534400 | 5.3165 | 36.0157 | 37.4124
5705 | 20538000 | 5.3165 | 36.0179 | 37.4146
5706 | 20541600 | 5.3166 | 36.02 | 37.4167
5707 | 20545200 | 5.3167 | 36.0222 | 37.4189
5708 | 20548800 | 5.3168 | 36.0243 | 37.4211
5709 | 20552400 | 5.3169 | 36.0265 | 37.4232
5710 | 20556000 | 5.3169 | 36.0286 | 37.4254
5711 | 20559600 | 5.317 | 36.0308 | 37.4275
5712 | 20563200 | 5.3171 | 36.0329 | 37.4297
5713 | 20566800 | 5.3172 | 36.0351 | 37.4318
5714 | 20570400 | 5.3173 | 36.0372 | 37.434
5715 | 20574000 | 5.3174 | 36.0394 | 37.4361
5716 | 20577600 | 5.3174 | 36.0415 | 37.4383
5717 | 20581200 | 5.3175 | 36.0437 | 37.4405
5718 | 20584800 | 5.3176 | 36.0458 | 37.4426
5719 | 20588400 | 5.3177 | 36.0479 | 37.4448
5720 | 20592000 | 5.3178 | 36.0501 | 37.4469
5721 | 20595600 | 5.3178 | 36.0522 | 37.4491
5722 | 20599200 | 5.3179 | 36.0544 | 37.4512
5723 | 20602800 | 5.318 | 36.0565 | 37.4534
5724 | 20606400 | 5.3181 | 36.0587 | 37.4555
5725 | 20610000 | 5.3182 | 36.0608 | 37.4577
5726 | 20613600 | 5.3182 | 36.063 | 37.4598
5727 | 20617200 | 5.3183 | 36.0651 | 37.462
5728 | 20620800 | 5.3184 | 36.0673 | 37.4641
5729 | 20624400 | 5.3185 | 36.0694 | 37.4663
5730 | 20628000 | 5.3186 | 36.0716 | 37.4685
5731 | 20631600 | 5.3186 | 36.0737 | 37.4706
5732 | 20635200 | 5.3187 | 36.0758 | 37.4728
5733 | 20638800 | 5.3188 | 36.078 | 37.4749
5734 | 20642400 | 5.3189 | 36.0801 | 37.4771
5735 | 20646000 | 5.319 | 36.0823 | 37.4792
5736 | 20649600 | 5.319 | 36.0844 | 37.4814
5737 | 20653200 | 5.3191 | 36.0866 | 37.4835
5738 | 20656800 | 5.3192 | 36.0887 | 37.4857
5739 | 20660400 | 5.3193 | 36.0909 | 37.4878
5740 | 20664000 | 5.3194 | 36.093 | 37.49
5741 | 20667600 | 5.3194 | 36.0951 | 37.4921
5742 | 20671200 | 5.3195 | 36.0973 | 37.4943
5743 | 20674800 | 5.3196 | 36.0994 | 37.4964
5744 | 20678400 | 5.3197 | 36.1016 | 37.4986
5745 | 20682000 | 5.3198 | 36.1037 | 37.5007
5746 | 20685600 | 5.3198 | 36.1059 | 37.5029
5747 | 20689200 | 5.3199 | 36.108 | 37.505
5748 | 20692800 | 5.32 | 36.1101 | 37.5072
5749 | 20696400 | 5.3201 | 36.1123 | 37.5093
5750 | 20700000 | 5.3202 | 36.1144 | 37.5115
5751 | 20703600 | 5.3202 | 36.1166 | 37.5136
5752 | 20707200 | 5.3203 | 36.1187 | 37.5158
5753 | 20710800 | 5.3204 | 36.1209 | 37.5179
5754 | 20714400 | 5.3205 | 36.123 | 37.5201
5755 | 20718000 | 5.3206 | 36.1251 | 37.5222
5756 | 20721600 | 5.3206 | 36.1273 | 37.5243
5757 | 20725200 | 5.3207 | 36.1294 | 37.5265
5758 | 20728800 | 5.3208 | 36.1316 | 37.5286
5759 | 20732400 | 5.3209 | 36.1337 | 37.5308
5760 | 20736000 | 5.321 | 36.1358 | 37.5329
5761 | 20739600 | 5.321 | 36.138 | 37.5351
5762 | 20743200 | 5.3211 | 36.1401 | 37.5372
5763 | 20746800 | 5.3212 | 36.1423 | 37.5394
5764 | 20750400 | 5.3213 | 36.1444 | 37.5415
5765 | 20754000 | 5.3214 | 36.1465 | 37.5437
5766 | 20757600 | 5.3214 | 36.1487 | 37.5458
5767 | 20761200 | 5.3215 | 36.1508 | 37.548
5768 | 20764800 | 5.3216 | 36.153 | 37.5501
5769 | 20768400 | 5.3217 | 36.1551 | 37.5522
5770 | 20772000 | 5.3218 | 36.1572 | 37.5544
5771 | 20775600 | 5.3218 | 36.1594 | 37.5565
5772 | 20779200 | 5.3219 | 36.1615 | 37.5587
5773 | 20782800 | 5.322 | 36.1636 | 37.5608
5774 | 20786400 | 5.3221 | 36.1658 | 37.563
5775 | 20790000 | 5.3222 | 36.1679 | 37.5651
5776 | 20793600 | 5.3222 | 36.1701 | 37.5673
5777 | 20797200 | 5.3223 | 36.1722 | 37.5694
5778 | 20800800 | 5.3224 | 36.1743 | 37.5715
5779 | 20804400 | 5.3225 | 36.1765 | 37.5737
5780 | 20808000 | 5.3226 | 36.1786 | 37.5758
5781 | 20811600 | 5.3226 | 36.1807 | 37.578
5782 | 20815200 | 5.3227 | 36.1829 | 37.5801
5783 | 20818800 | 5.3228 | 36.185 | 37.5823
5784 | 20822400 | 5.3229 | 36.1872 | 37.5844
5785 | 20826000 | 5.323 | 36.1893 | 37.5866
5786 | 20829600 | 5.323 | 36.1914 | 37.5887
5787 | 20833200 | 5.3231 | 36.1936 | 37.5908
5788 | 20836800 | 5.3232 | 36.1957 | 37.593
5789 | 20840400 | 5.3233 | 36.1978 | 37.5951
5790 | 20844000 | 5.3234 | 36.2 | 37.5973
5791 | 20847600 | 5.3234 | 36.2021 | 37.5994
5792 | 20851200 | 5.3235 | 36.2042 | 37.6015
5793 | 20854800 | 5.3236 | 36.2064 | 37.6037
5794 | 20858400 | 5.3237 | 36.2085 | 37.6058
5795 | 20862000 | 5.3237 | 36.2106 | 37.608
5796 | 20865600 | 5.3238 | 36.2128 | 37.6101
5797 | 20869200 | 5.3239 | 36.2149 | 37.6122
5798 | 20872800 | 5.324 | 36.217 | 37.6144
5799 | 20876400 | 5.3241 | 36.2192 | 37.6165
5800 | 20880000 | 5.3241 | 36.2213 | 37.6187
5801 | 20883600 | 5.3242 | 36.2234 | 37.6208
5802 | 20887200 | 5.3243 | 36.2256 | 37.6229
5803 | 20890800 | 5.3244 | 36.2277 | 37.6251
5804 | 20894400 | 5.3245 | 36.2298 | 37.6272
5805 | 20898000 | 5.3245 | 36.232 | 37.6294
5806 | 20901600 | 5.3246 | 36.2341 | 37.6315
5807 | 20905200 | 5.3247 | 36.2362 | 37.6336
5808 | 20908800 | 5.3248 | 36.2384 | 37.6358
5809 | 20912400 | 5.3249 | 36.2405 | 37.6379
5810 | 20916000 | 5.3249 | 36.2426 | 37.6401
5811 | 20919600 | 5.325 | 36.2448 | 37.6422
5812 | 20923200 | 5.3251 | 36.2469 | 37.6443
5813 | 20926800 | 5.3252 | 36.249 | 37.6465
5814 | 20930400 | 5.3252 | 36.2512 | 37.6486
5815 | 20934000 | 5.3253 | 36.2533 | 37.6507
5816 | 20937600 | 5.3254 | 36.2554 | 37.6529
5817 | 20941200 | 5.3255 | 36.2575 | 37.655
5818 | 20944800 | 5.3256 | 36.2597 | 37.6572
5819 | 20948400 | 5.3256 | 36.2618 | 37.6593
5820 | 20952000 | 5.3257 | 36.2639 | 37.6614
5821 | 20955600 | 5.3258 | 36.2661 | 37.6636
5822 | 20959200 | 5.3259 | 36.2682 | 37.6657
5823 | 20962800 | 5.326 | 36.2703 | 37.6678
5824 | 20966400 | 5.326 | 36.2725 | 37.67
5825 | 20970000 | 5.3261 | 36.2746 | 37.6721
5826 | 20973600 | 5.3262 | 36.2767 | 37.6742
5827 | 20977200 | 5.3263 | 36.2788 | 37.6764
5828 | 20980800 | 5.3264 | 36.281 | 37.6785
5829 | 20984400 | 5.3264 | 36.2831 | 37.6807
5830 | 20988000 | 5.3265 | 36.2852 | 37.6828
5831 | 20991600 | 5.3266 | 36.2874 | 37.6849
5832 | 20995200 | 5.3267 | 36.2895 | 37.6871
5833 | 20998800 | 5.3267 | 36.2916 | 37.6892
5834 | 21002400 | 5.3268 | 36.2937 | 37.6913
5835 | 21006000 | 5.3269 | 36.2959 | 37.6935
5836 | 21009600 | 5.327 | 36.298 | 37.6956
5837 | 21013200 | 5.3271 | 36.3001 | 37.6977
5838 | 21016800 | 5.3271 | 36.3022 | 37.6999
5839 | 21020400 | 5.3272 | 36.3044 | 37.702
5840 | 21024000 | 5.3273 | 36.3065 | 37.7041
5841 | 21027600 | 5.3274 | 36.3086 | 37.7063
5842 | 21031200 | 5.3274 | 36.3107 | 37.7084
5843 | 21034800 | 5.3275 | 36.3129 | 37.7105
5844 | 21038400 | 5.3276 | 36.315 | 37.7127
5845 | 21042000 | 5.3277 | 36.3171 | 37.7148
5846 | 21045600 | 5.3278 | 36.3193 | 37.7169
5847 | 21049200 | 5.3278 | 36.3214 | 37.7191
5848 | 21052800 | 5.3279 | 36.3235 | 37.7212
5849 | 21056400 | 5.328 | 36.3256 | 37.7233
5850 | 21060000 | 5.3281 | 36.3278 | 37.7254
5851 | 21063600 | 5.3282 | 36.3299 | 37.7276
5852 | 21067200 | 5.3282 | 36.332 | 37.7297
5853 | 21070800 | 5.3283 | 36.3341 | 37.7318
5854 | 21074400 | 5.3284 | 36.3362 | 37.734
5855 | 21078000 | 5.3285 | 36.3384 | 37.7361
5856 | 21081600 | 5.3285 | 36.3405 | 37.7382
5857 | 21085200 | 5.3286 | 36.3426 | 37.7404
5858 | 21088800 | 5.3287 | 36.3447 | 37.7425
5859 | 21092400 | 5.3288 | 36.3469 | 37.7446
5860 | 21096000 | 5.3289 | 36.349 | 37.7468
5861 | 21099600 | 5.3289 | 36.3511 | 37.7489
5862 | 21103200 | 5.329 | 36.3532 | 37.751
5863 | 21106800 | 5.3291 | 36.3554 | 37.7531
5864 | 21110400 | 5.3292 | 36.3575 | 37.7553
5865 | 21114000 | 5.3292 | 36.3596 | 37.7574
5866 | 21117600 | 5.3293 | 36.3617 | 37.7595
5867 | 21121200 | 5.3294 | 36.3638 | 37.7617
5868 | 21124800 | 5.3295 | 36.366 | 37.7638
5869 | 21128400 | 5.3296 | 36.3681 | 37.7659
5870 | 21132000 | 5.3296 | 36.3702 | 37.768
5871 | 21135600 | 5.3297 | 36.3723 | 37.7702
5872 | 21139200 | 5.3298 | 36.3745 | 37.7723
5873 | 21142800 | 5.3299 | 36.3766 | 37.7744
5874 | 21146400 | 5.3299 | 36.3787 | 37.7765
5875 | 21150000 | 5.33 | 36.3808 | 37.7787
5876 | 21153600 | 5.3301 | 36.3829 | 37.7808
5877 | 21157200 | 5.3302 | 36.3851 | 37.7829
5878 | 21160800 | 5.3303 | 36.3872 | 37.7851
5879 | 21164400 | 5.3303 | 36.3893 | 37.7872
5880 | 21168000 | 5.3304 | 36.3914 | 37.7893
5881 | 21171600 | 5.3305 | 36.3935 | 37.7914
5882 | 21175200 | 5.3306 | 36.3957 | 37.7936
5883 | 21178800 | 5.3306 | 36.3978 | 37.7957
5884 | 21182400 | 5.3307 | 36.3999 | 37.7978
5885 | 21186000 | 5.3308 | 36.402 | 37.7999
5886 | 21189600 | 5.3309 | 36.4041 | 37.8021
5887 | 21193200 | 5.331 | 36.4062 | 37.8042
5888 | 21196800 | 5.331 | 36.4084 | 37.8063
5889 | 21200400 | 5.3311 | 36.4105 | 37.8084
5890 | 21204000 | 5.3312 | 36.4126 | 37.8106
5891 | 21207600 | 5.3313 | 36.4147 | 37.8127
5892 | 21211200 | 5.3313 | 36.4168 | 37.8148
5893 | 21214800 | 5.3314 | 36.419 | 37.8169
5894 | 21218400 | 5.3315 | 36.4211 | 37.8191
5895 | 21222000 | 5.3316 | 36.4232 | 37.8212
5896 | 21225600 | 5.3316 | 36.4253 | 37.8233
5897 | 21229200 | 5.3317 | 36.4274 | 37.8254
5898 | 21232800 | 5.3318 | 36.4295 | 37.8276
5899 | 21236400 | 5.3319 | 36.4317 | 37.8297
5900 | 21240000 | 5.332 | 36.4338 | 37.8318
5901 | 21243600 | 5.332 | 36.4359 | 37.8339
5902 | 21247200 | 5.3321 | 36.438 | 37.836
5903 | 21250800 | 5.3322 | 36.4401 | 37.8382
5904 | 21254400 | 5.3323 | 36.4422 | 37.8403
5905 | 21258000 | 5.3323 | 36.4444 | 37.8424
5906 | 21261600 | 5.3324 | 36.4465 | 37.8445
5907 | 21265200 | 5.3325 | 36.4486 | 37.8467
5908 | 21268800 | 5.3326 | 36.4507 | 37.8488
5909 | 21272400 | 5.3326 | 36.4528 | 37.8509
5910 | 21276000 | 5.3327 | 36.4549 | 37.853
5911 | 21279600 | 5.3328 | 36.457 | 37.8551
5912 | 21283200 | 5.3329 | 36.4592 | 37.8573
5913 | 21286800 | 5.333 | 36.4613 | 37.8594
5914 | 21290400 | 5.333 | 36.4634 | 37.8615
5915 | 21294000 | 5.3331 | 36.4655 | 37.8636
5916 | 21297600 | 5.3332 | 36.4676 | 37.8657
5917 | 21301200 | 5.3333 | 36.4697 | 37.8679
5918 | 21304800 | 5.3333 | 36.4718 | 37.87
5919 | 21308400 | 5.3334 | 36.474 | 37.8721
5920 | 21312000 | 5.3335 | 36.4761 | 37.8742
5921 | 21315600 | 5.3336 | 36.4782 | 37.8763
5922 | 21319200 | 5.3336 | 36.4803 | 37.8785
5923 | 21322800 | 5.3337 | 36.4824 | 37.8806
5924 | 21326400 | 5.3338 | 36.4845 | 37.8827
5925 | 21330000 | 5.3339 | 36.4866 | 37.8848
5926 | 21333600 | 5.334 | 36.4887 | 37.8869
5927 | 21337200 | 5.334 | 36.4909 | 37.8891
5928 | 21340800 | 5.3341 | 36.493 | 37.8912
5929 | 21344400 | 5.3342 | 36.4951 | 37.8933
5930 | 21348000 | 5.3343 | 36.4972 | 37.8954
5931 | 21351600 | 5.3343 | 36.4993 | 37.8975
5932 | 21355200 | 5.3344 | 36.5014 | 37.8996
5933 | 21358800 | 5.3345 | 36.5035 | 37.9018
5934 | 21362400 | 5.3346 | 36.5056 | 37.9039
5935 | 21366000 | 5.3346 | 36.5077 | 37.906
5936 | 21369600 | 5.3347 | 36.5099 | 37.9081
5937 | 21373200 | 5.3348 | 36.512 | 37.9102
5938 | 21376800 | 5.3349 | 36.5141 | 37.9123
5939 | 21380400 | 5.335 | 36.5162 | 37.9145
5940 | 21384000 | 5.335 | 36.5183 | 37.9166
5941 | 21387600 | 5.3351 | 36.5204 | 37.9187
5942 | 21391200 | 5.3352 | 36.5225 | 37.9208
5943 | 21394800 | 5.3353 | 36.5246 | 37.9229
5944 | 21398400 | 5.3353 | 36.5267 | 37.925
5945 | 21402000 | 5.3354 | 36.5288 | 37.9272
5946 | 21405600 | 5.3355 | 36.5309 | 37.9293
5947 | 21409200 | 5.3356 | 36.5331 | 37.9314
5948 | 21412800 | 5.3356 | 36.5352 | 37.9335
5949 | 21416400 | 5.3357 | 36.5373 | 37.9356
5950 | 21420000 | 5.3358 | 36.5394 | 37.9377
5951 | 21423600 | 5.3359 | 36.5415 | 37.9398
5952 | 21427200 | 5.3359 | 36.5436 | 37.942
5953 | 21430800 | 5.336 | 36.5457 | 37.9441
5954 | 21434400 | 5.3361 | 36.5478 | 37.9462
5955 | 21438000 | 5.3362 | 36.5499 | 37.9483
5956 | 21441600 | 5.3362 | 36.552 | 37.9504
5957 | 21445200 | 5.3363 | 36.5541 | 37.9525
5958 | 21448800 | 5.3364 | 36.5562 | 37.9546
5959 | 21452400 | 5.3365 | 36.5583 | 37.9568
5960 | 21456000 | 5.3366 | 36.5605 | 37.9589
5961 | 21459600 | 5.3366 | 36.5626 | 37.961
5962 | 21463200 | 5.3367 | 36.5647 | 37.9631
5963 | 21466800 | 5.3368 | 36.5668 | 37.9652
5964 | 21470400 | 5.3369 | 36.5689 | 37.9673
5965 | 21474000 | 5.3369 | 36.571 | 37.9694
5966 | 21477600 | 5.337 | 36.5731 | 37.9715
5967 | 21481200 | 5.3371 | 36.5752 | 37.9736
5968 | 21484800 | 5.3372 | 36.5773 | 37.9758
5969 | 21488400 | 5.3372 | 36.5794 | 37.9779
5970 | 21492000 | 5.3373 | 36.5815 | 37.98
5971 | 21495600 | 5.3374 | 36.5836 | 37.9821
5972 | 21499200 | 5.3375 | 36.5857 | 37.9842
5973 | 21502800 | 5.3375 | 36.5878 | 37.9863
5974 | 21506400 | 5.3376 | 36.5899 | 37.9884
5975 | 21510000 | 5.3377 | 36.592 | 37.9905
5976 | 21513600 | 5.3378 | 36.5941 | 37.9926
5977 | 21517200 | 5.3378 | 36.5962 | 37.9948
5978 | 21520800 | 5.3379 | 36.5983 | 37.9969
5979 | 21524400 | 5.338 | 36.6004 | 37.999
5980 | 21528000 | 5.3381 | 36.6025 | 38.0011
5981 | 21531600 | 5.3381 | 36.6046 | 38.0032
5982 | 21535200 | 5.3382 | 36.6067 | 38.0053
5983 | 21538800 | 5.3383 | 36.6089 | 38.0074
5984 | 21542400 | 5.3384 | 36.611 | 38.0095
5985 | 21546000 | 5.3384 | 36.6131 | 38.0116
5986 | 21549600 | 5.3385 | 36.6152 | 38.0137
5987 | 21553200 | 5.3386 | 36.6173 | 38.0158
5988 | 21556800 | 5.3387 | 36.6194 | 38.018
5989 | 21560400 | 5.3387 | 36.6215 | 38.0201
5990 | 21564000 | 5.3388 | 36.6236 | 38.0222
5991 | 21567600 | 5.3389 | 36.6257 | 38.0243
5992 | 21571200 | 5.339 | 36.6278 | 38.0264
5993 | 21574800 | 5.3391 | 36.6299 | 38.0285
5994 | 21578400 | 5.3391 | 36.632 | 38.0306
5995 | 21582000 | 5.3392 | 36.6341 | 38.0327
5996 | 21585600 | 5.3393 | 36.6362 | 38.0348
5997 | 21589200 | 5.3394 | 36.6383 | 38.0369
5998 | 21592800 | 5.3394 | 36.6404 | 38.039
5999 | 21596400 | 5.3395 | 36.6425 | 38.0411
6000 | 21600000 | 5.3396 | 36.6446 | 38.0432
6001 | 21603600 | 5.3397 | 36.6467 | 38.0453
6002 | 21607200 | 5.3397 | 36.6488 | 38.0475
6003 | 21610800 | 5.3398 | 36.6509 | 38.0496
6004 | 21614400 | 5.3399 | 36.653 | 38.0517
6005 | 21618000 | 5.34 | 36.6551 | 38.0538
6006 | 21621600 | 5.34 | 36.6572 | 38.0559
6007 | 21625200 | 5.3401 | 36.6593 | 38.058
6008 | 21628800 | 5.3402 | 36.6614 | 38.0601
6009 | 21632400 | 5.3403 | 36.6635 | 38.0622
6010 | 21636000 | 5.3403 | 36.6656 | 38.0643
6011 | 21639600 | 5.3404 | 36.6677 | 38.0664
6012 | 21643200 | 5.3405 | 36.6698 | 38.0685
6013 | 21646800 | 5.3406 | 36.6719 | 38.0706
6014 | 21650400 | 5.3406 | 36.674 | 38.0727
6015 | 21654000 | 5.3407 | 36.676 | 38.0748
6016 | 21657600 | 5.3408 | 36.6781 | 38.0769
6017 | 21661200 | 5.3409 | 36.6802 | 38.079
6018 | 21664800 | 5.3409 | 36.6823 | 38.0811
6019 | 21668400 | 5.341 | 36.6844 | 38.0832
6020 | 21672000 | 5.3411 | 36.6865 | 38.0853
6021 | 21675600 | 5.3412 | 36.6886 | 38.0874
6022 | 21679200 | 5.3412 | 36.6907 | 38.0895
6023 | 21682800 | 5.3413 | 36.6928 | 38.0916
6024 | 21686400 | 5.3414 | 36.6949 | 38.0937
6025 | 21690000 | 5.3415 | 36.697 | 38.0958
6026 | 21693600 | 5.3415 | 36.6991 | 38.0979
6027 | 21697200 | 5.3416 | 36.7012 | 38.1
6028 | 21700800 | 5.3417 | 36.7033 | 38.1021
6029 | 21704400 | 5.3418 | 36.7054 | 38.1042
6030 | 21708000 | 5.3418 | 36.7075 | 38.1063
6031 | 21711600 | 5.3419 | 36.7096 | 38.1084
6032 | 21715200 | 5.342 | 36.7117 | 38.1105
6033 | 21718800 | 5.3421 | 36.7138 | 38.1127
6034 | 21722400 | 5.3421 | 36.7159 | 38.1148
6035 | 21726000 | 5.3422 | 36.718 | 38.1169
6036 | 21729600 | 5.3423 | 36.7201 | 38.119
6037 | 21733200 | 5.3424 | 36.7221 | 38.1211
6038 | 21736800 | 5.3424 | 36.7242 | 38.1232
6039 | 21740400 | 5.3425 | 36.7263 | 38.1253
6040 | 21744000 | 5.3426 | 36.7284 | 38.1274
6041 | 21747600 | 5.3427 | 36.7305 | 38.1295
6042 | 21751200 | 5.3427 | 36.7326 | 38.1315
6043 | 21754800 | 5.3428 | 36.7347 | 38.1336
6044 | 21758400 | 5.3429 | 36.7368 | 38.1357
6045 | 21762000 | 5.3429 | 36.7389 | 38.1378
6046 | 21765600 | 5.343 | 36.741 | 38.1399
6047 | 21769200 | 5.3431 | 36.7431 | 38.142
6048 | 21772800 | 5.3432 | 36.7452 | 38.1441
6049 | 21776400 | 5.3432 | 36.7473 | 38.1462
6050 | 21780000 | 5.3433 | 36.7494 | 38.1483
6051 | 21783600 | 5.3434 | 36.7514 | 38.1504
6052 | 21787200 | 5.3435 | 36.7535 | 38.1525
6053 | 21790800 | 5.3435 | 36.7556 | 38.1546
6054 | 21794400 | 5.3436 | 36.7577 | 38.1567
6055 | 21798000 | 5.3437 | 36.7598 | 38.1588
6056 | 21801600 | 5.3438 | 36.7619 | 38.1609
6057 | 21805200 | 5.3438 | 36.764 | 38.163
6058 | 21808800 | 5.3439 | 36.7661 | 38.1651
6059 | 21812400 | 5.344 | 36.7682 | 38.1672
6060 | 21816000 | 5.3441 | 36.7703 | 38.1693
6061 | 21819600 | 5.3441 | 36.7724 | 38.1714
6062 | 21823200 | 5.3442 | 36.7744 | 38.1735
6063 | 21826800 | 5.3443 | 36.7765 | 38.1756
6064 | 21830400 | 5.3444 | 36.7786 | 38.1777
6065 | 21834000 | 5.3444 | 36.7807 | 38.1798
6066 | 21837600 | 5.3445 | 36.7828 | 38.1819
6067 | 21841200 | 5.3446 | 36.7849 | 38.184
6068 | 21844800 | 5.3447 | 36.787 | 38.1861
6069 | 21848400 | 5.3447 | 36.7891 | 38.1882
6070 | 21852000 | 5.3448 | 36.7912 | 38.1903
6071 | 21855600 | 5.3449 | 36.7932 | 38.1924
6072 | 21859200 | 5.345 | 36.7953 | 38.1945
6073 | 21862800 | 5.345 | 36.7974 | 38.1965
6074 | 21866400 | 5.3451 | 36.7995 | 38.1986
6075 | 21870000 | 5.3452 | 36.8016 | 38.2007
6076 | 21873600 | 5.3453 | 36.8037 | 38.2028
6077 | 21877200 | 5.3453 | 36.8058 | 38.2049
6078 | 21880800 | 5.3454 | 36.8079 | 38.207
6079 | 21884400 | 5.3455 | 36.8099 | 38.2091
6080 | 21888000 | 5.3455 | 36.812 | 38.2112
6081 | 21891600 | 5.3456 | 36.8141 | 38.2133
6082 | 21895200 | 5.3457 | 36.8162 | 38.2154
6083 | 21898800 | 5.3458 | 36.8183 | 38.2175
6084 | 21902400 | 5.3458 | 36.8204 | 38.2196
6085 | 21906000 | 5.3459 | 36.8225 | 38.2217
6086 | 21909600 | 5.346 | 36.8245 | 38.2238
6087 | 21913200 | 5.3461 | 36.8266 | 38.2258
6088 | 21916800 | 5.3461 | 36.8287 | 38.2279
6089 | 21920400 | 5.3462 | 36.8308 | 38.23
6090 | 21924000 | 5.3463 | 36.8329 | 38.2321
6091 | 21927600 | 5.3464 | 36.835 | 38.2342
6092 | 21931200 | 5.3464 | 36.8371 | 38.2363
6093 | 21934800 | 5.3465 | 36.8391 | 38.2384
6094 | 21938400 | 5.3466 | 36.8412 | 38.2405
6095 | 21942000 | 5.3467 | 36.8433 | 38.2426
6096 | 21945600 | 5.3467 | 36.8454 | 38.2447
6097 | 21949200 | 5.3468 | 36.8475 | 38.2468
6098 | 21952800 | 5.3469 | 36.8496 | 38.2488
6099 | 21956400 | 5.3469 | 36.8516 | 38.2509
6100 | 21960000 | 5.347 | 36.8537 | 38.253
6101 | 21963600 | 5.3471 | 36.8558 | 38.2551
6102 | 21967200 | 5.3472 | 36.8579 | 38.2572
6103 | 21970800 | 5.3472 | 36.86 | 38.2593
6104 | 21974400 | 5.3473 | 36.8621 | 38.2614
6105 | 21978000 | 5.3474 | 36.8641 | 38.2635
6106 | 21981600 | 5.3475 | 36.8662 | 38.2656
6107 | 21985200 | 5.3475 | 36.8683 | 38.2677
6108 | 21988800 | 5.3476 | 36.8704 | 38.2697
6109 | 21992400 | 5.3477 | 36.8725 | 38.2718
6110 | 21996000 | 5.3478 | 36.8746 | 38.2739
6111 | 21999600 | 5.3478 | 36.8766 | 38.276
6112 | 22003200 | 5.3479 | 36.8787 | 38.2781
6113 | 22006800 | 5.348 | 36.8808 | 38.2802
6114 | 22010400 | 5.348 | 36.8829 | 38.2823
6115 | 22014000 | 5.3481 | 36.885 | 38.2844
6116 | 22017600 | 5.3482 | 36.887 | 38.2864
6117 | 22021200 | 5.3483 | 36.8891 | 38.2885
6118 | 22024800 | 5.3483 | 36.8912 | 38.2906
6119 | 22028400 | 5.3484 | 36.8933 | 38.2927
6120 | 22032000 | 5.3485 | 36.8954 | 38.2948
6121 | 22035600 | 5.3486 | 36.8975 | 38.2969
6122 | 22039200 | 5.3486 | 36.8995 | 38.299
6123 | 22042800 | 5.3487 | 36.9016 | 38.3011
6124 | 22046400 | 5.3488 | 36.9037 | 38.3031
6125 | 22050000 | 5.3489 | 36.9058 | 38.3052
6126 | 22053600 | 5.3489 | 36.9078 | 38.3073
6127 | 22057200 | 5.349 | 36.9099 | 38.3094
6128 | 22060800 | 5.3491 | 36.912 | 38.3115
6129 | 22064400 | 5.3491 | 36.9141 | 38.3136
6130 | 22068000 | 5.3492 | 36.9162 | 38.3156
6131 | 22071600 | 5.3493 | 36.9182 | 38.3177
6132 | 22075200 | 5.3494 | 36.9203 | 38.3198
6133 | 22078800 | 5.3494 | 36.9224 | 38.3219
6134 | 22082400 | 5.3495 | 36.9245 | 38.324
6135 | 22086000 | 5.3496 | 36.9266 | 38.3261
6136 | 22089600 | 5.3497 | 36.9286 | 38.3282
6137 | 22093200 | 5.3497 | 36.9307 | 38.3302
6138 | 22096800 | 5.3498 | 36.9328 | 38.3323
6139 | 22100400 | 5.3499 | 36.9349 | 38.3344
6140 | 22104000 | 5.35 | 36.9369 | 38.3365
6141 | 22107600 | 5.35 | 36.939 | 38.3386
6142 | 22111200 | 5.3501 | 36.9411 | 38.3407
6143 | 22114800 | 5.3502 | 36.9432 | 38.3427
6144 | 22118400 | 5.3502 | 36.9453 | 38.3448
6145 | 22122000 | 5.3503 | 36.9473 | 38.3469
6146 | 22125600 | 5.3504 | 36.9494 | 38.349
6147 | 22129200 | 5.3505 | 36.9515 | 38.3511
6148 | 22132800 | 5.3505 | 36.9536 | 38.3532
6149 | 22136400 | 5.3506 | 36.9556 | 38.3552
6150 | 22140000 | 5.3507 | 36.9577 | 38.3573
6151 | 22143600 | 5.3508 | 36.9598 | 38.3594
6152 | 22147200 | 5.3508 | 36.9619 | 38.3615
6153 | 22150800 | 5.3509 | 36.9639 | 38.3636
6154 | 22154400 | 5.351 | 36.966 | 38.3656
6155 | 22158000 | 5.351 | 36.9681 | 38.3677
6156 | 22161600 | 5.3511 | 36.9702 | 38.3698
6157 | 22165200 | 5.3512 | 36.9722 | 38.3719
6158 | 22168800 | 5.3513 | 36.9743 | 38.374
6159 | 22172400 | 5.3513 | 36.9764 | 38.376
6160 | 22176000 | 5.3514 | 36.9785 | 38.3781
6161 | 22179600 | 5.3515 | 36.9805 | 38.3802
6162 | 22183200 | 5.3515 | 36.9826 | 38.3823
6163 | 22186800 | 5.3516 | 36.9847 | 38.3844
6164 | 22190400 | 5.3517 | 36.9868 | 38.3864
6165 | 22194000 | 5.3518 | 36.9888 | 38.3885
6166 | 22197600 | 5.3518 | 36.9909 | 38.3906
6167 | 22201200 | 5.3519 | 36.993 | 38.3927
6168 | 22204800 | 5.352 | 36.995 | 38.3948
6169 | 22208400 | 5.3521 | 36.9971 | 38.3968
6170 | 22212000 | 5.3521 | 36.9992 | 38.3989
6171 | 22215600 | 5.3522 | 37.0013 | 38.401
6172 | 22219200 | 5.3523 | 37.0033 | 38.4031
6173 | 22222800 | 5.3523 | 37.0054 | 38.4052
6174 | 22226400 | 5.3524 | 37.0075 | 38.4072
6175 | 22230000 | 5.3525 | 37.0096 | 38.4093
6176 | 22233600 | 5.3526 | 37.0116 | 38.4114
6177 | 22237200 | 5.3526 | 37.0137 | 38.4135
6178 | 22240800 | 5.3527 | 37.0158 | 38.4155
6179 | 22244400 | 5.3528 | 37.0178 | 38.4176
6180 | 22248000 | 5.3529 | 37.0199 | 38.4197
6181 | 22251600 | 5.3529 | 37.022 | 38.4218
6182 | 22255200 | 5.353 | 37.024 | 38.4239
6183 | 22258800 | 5.3531 | 37.0261 | 38.4259
6184 | 22262400 | 5.3531 | 37.0282 | 38.428
6185 | 22266000 | 5.3532 | 37.0303 | 38.4301
6186 | 22269600 | 5.3533 | 37.0323 | 38.4322
6187 | 22273200 | 5.3534 | 37.0344 | 38.4342
6188 | 22276800 | 5.3534 | 37.0365 | 38.4363
6189 | 22280400 | 5.3535 | 37.0385 | 38.4384
6190 | 22284000 | 5.3536 | 37.0406 | 38.4405
6191 | 22287600 | 5.3536 | 37.0427 | 38.4425
6192 | 22291200 | 5.3537 | 37.0447 | 38.4446
6193 | 22294800 | 5.3538 | 37.0468 | 38.4467
6194 | 22298400 | 5.3539 | 37.0489 | 38.4488
6195 | 22302000 | 5.3539 | 37.051 | 38.4508
6196 | 22305600 | 5.354 | 37.053 | 38.4529
6197 | 22309200 | 5.3541 | 37.0551 | 38.455
6198 | 22312800 | 5.3541 | 37.0572 | 38.4571
6199 | 22316400 | 5.3542 | 37.0592 | 38.4591
6200 | 22320000 | 5.3543 | 37.0613 | 38.4612
6201 | 22323600 | 5.3544 | 37.0634 | 38.4633
6202 | 22327200 | 5.3544 | 37.0654 | 38.4654
6203 | 22330800 | 5.3545 | 37.0675 | 38.4674
6204 | 22334400 | 5.3546 | 37.0696 | 38.4695
6205 | 22338000 | 5.3547 | 37.0716 | 38.4716
6206 | 22341600 | 5.3547 | 37.0737 | 38.4736
6207 | 22345200 | 5.3548 | 37.0758 | 38.4757
6208 | 22348800 | 5.3549 | 37.0778 | 38.4778
6209 | 22352400 | 5.3549 | 37.0799 | 38.4799
6210 | 22356000 | 5.355 | 37.082 | 38.4819
6211 | 22359600 | 5.3551 | 37.084 | 38.484
6212 | 22363200 | 5.3552 | 37.0861 | 38.4861
6213 | 22366800 | 5.3552 | 37.0882 | 38.4882
6214 | 22370400 | 5.3553 | 37.0902 | 38.4902
6215 | 22374000 | 5.3554 | 37.0923 | 38.4923
6216 | 22377600 | 5.3554 | 37.0944 | 38.4944
6217 | 22381200 | 5.3555 | 37.0964 | 38.4964
6218 | 22384800 | 5.3556 | 37.0985 | 38.4985
6219 | 22388400 | 5.3557 | 37.1006 | 38.5006
6220 | 22392000 | 5.3557 | 37.1026 | 38.5027
6221 | 22395600 | 5.3558 | 37.1047 | 38.5047
6222 | 22399200 | 5.3559 | 37.1067 | 38.5068
6223 | 22402800 | 5.3559 | 37.1088 | 38.5089
6224 | 22406400 | 5.356 | 37.1109 | 38.5109
6225 | 22410000 | 5.3561 | 37.1129 | 38.513
6226 | 22413600 | 5.3562 | 37.115 | 38.5151
6227 | 22417200 | 5.3562 | 37.1171 | 38.5171
6228 | 22420800 | 5.3563 | 37.1191 | 38.5192
6229 | 22424400 | 5.3564 | 37.1212 | 38.5213
6230 | 22428000 | 5.3564 | 37.1233 | 38.5234
6231 | 22431600 | 5.3565 | 37.1253 | 38.5254
6232 | 22435200 | 5.3566 | 37.1274 | 38.5275
6233 | 22438800 | 5.3567 | 37.1294 | 38.5296
6234 | 22442400 | 5.3567 | 37.1315 | 38.5316
6235 | 22446000 | 5.3568 | 37.1336 | 38.5337
6236 | 22449600 | 5.3569 | 37.1356 | 38.5358
6237 | 22453200 | 5.3569 | 37.1377 | 38.5378
6238 | 22456800 | 5.357 | 37.1398 | 38.5399
6239 | 22460400 | 5.3571 | 37.1418 | 38.542
6240 | 22464000 | 5.3572 | 37.1439 | 38.544
6241 | 22467600 | 5.3572 | 37.1459 | 38.5461
6242 | 22471200 | 5.3573 | 37.148 | 38.5482
6243 | 22474800 | 5.3574 | 37.1501 | 38.5502
6244 | 22478400 | 5.3574 | 37.1521 | 38.5523
6245 | 22482000 | 5.3575 | 37.1542 | 38.5544
6246 | 22485600 | 5.3576 | 37.1562 | 38.5564
6247 | 22489200 | 5.3577 | 37.1583 | 38.5585
6248 | 22492800 | 5.3577 | 37.1604 | 38.5606
6249 | 22496400 | 5.3578 | 37.1624 | 38.5626
6250 | 22500000 | 5.3579 | 37.1645 | 38.5647
6251 | 22503600 | 5.3579 | 37.1665 | 38.5668
6252 | 22507200 | 5.358 | 37.1686 | 38.5688
6253 | 22510800 | 5.3581 | 37.1707 | 38.5709
6254 | 22514400 | 5.3581 | 37.1727 | 38.573
6255 | 22518000 | 5.3582 | 37.1748 | 38.575
6256 | 22521600 | 5.3583 | 37.1768 | 38.5771
6257 | 22525200 | 5.3584 | 37.1789 | 38.5792
6258 | 22528800 | 5.3584 | 37.181 | 38.5812
6259 | 22532400 | 5.3585 | 37.183 | 38.5833
6260 | 22536000 | 5.3586 | 37.1851 | 38.5854
6261 | 22539600 | 5.3586 | 37.1871 | 38.5874
6262 | 22543200 | 5.3587 | 37.1892 | 38.5895
6263 | 22546800 | 5.3588 | 37.1913 | 38.5915
6264 | 22550400 | 5.3589 | 37.1933 | 38.5936
6265 | 22554000 | 5.3589 | 37.1954 | 38.5957
6266 | 22557600 | 5.359 | 37.1974 | 38.5977
6267 | 22561200 | 5.3591 | 37.1995 | 38.5998
6268 | 22564800 | 5.3591 | 37.2015 | 38.6019
6269 | 22568400 | 5.3592 | 37.2036 | 38.6039
6270 | 22572000 | 5.3593 | 37.2057 | 38.606
6271 | 22575600 | 5.3594 | 37.2077 | 38.6081
6272 | 22579200 | 5.3594 | 37.2098 | 38.6101
6273 | 22582800 | 5.3595 | 37.2118 | 38.6122
6274 | 22586400 | 5.3596 | 37.2139 | 38.6142
6275 | 22590000 | 5.3596 | 37.2159 | 38.6163
6276 | 22593600 | 5.3597 | 37.218 | 38.6184
6277 | 22597200 | 5.3598 | 37.2201 | 38.6204
6278 | 22600800 | 5.3598 | 37.2221 | 38.6225
6279 | 22604400 | 5.3599 | 37.2242 | 38.6245
6280 | 22608000 | 5.36 | 37.2262 | 38.6266
6281 | 22611600 | 5.3601 | 37.2283 | 38.6287
6282 | 22615200 | 5.3601 | 37.2303 | 38.6307
6283 | 22618800 | 5.3602 | 37.2324 | 38.6328
6284 | 22622400 | 5.3603 | 37.2344 | 38.6349
6285 | 22626000 | 5.3603 | 37.2365 | 38.6369
6286 | 22629600 | 5.3604 | 37.2385 | 38.639
6287 | 22633200 | 5.3605 | 37.2406 | 38.641
6288 | 22636800 | 5.3606 | 37.2427 | 38.6431
6289 | 22640400 | 5.3606 | 37.2447 | 38.6452
6290 | 22644000 | 5.3607 | 37.2468 | 38.6472
6291 | 22647600 | 5.3608 | 37.2488 | 38.6493
6292 | 22651200 | 5.3608 | 37.2509 | 38.6513
6293 | 22654800 | 5.3609 | 37.2529 | 38.6534
6294 | 22658400 | 5.361 | 37.255 | 38.6555
6295 | 22662000 | 5.361 | 37.257 | 38.6575
6296 | 22665600 | 5.3611 | 37.2591 | 38.6596
6297 | 22669200 | 5.3612 | 37.2611 | 38.6616
6298 | 22672800 | 5.3613 | 37.2632 | 38.6637
6299 | 22676400 | 5.3613 | 37.2652 | 38.6657
6300 | 22680000 | 5.3614 | 37.2673 | 38.6678
6301 | 22683600 | 5.3615 | 37.2693 | 38.6699
6302 | 22687200 | 5.3615 | 37.2714 | 38.6719
6303 | 22690800 | 5.3616 | 37.2735 | 38.674
6304 | 22694400 | 5.3617 | 37.2755 | 38.676
6305 | 22698000 | 5.3617 | 37.2776 | 38.6781
6306 | 22701600 | 5.3618 | 37.2796 | 38.6802
6307 | 22705200 | 5.3619 | 37.2817 | 38.6822
6308 | 22708800 | 5.362 | 37.2837 | 38.6843
6309 | 22712400 | 5.362 | 37.2858 | 38.6863
6310 | 22716000 | 5.3621 | 37.2878 | 38.6884
6311 | 22719600 | 5.3622 | 37.2899 | 38.6904
6312 | 22723200 | 5.3622 | 37.2919 | 38.6925
6313 | 22726800 | 5.3623 | 37.294 | 38.6946
6314 | 22730400 | 5.3624 | 37.296 | 38.6966
6315 | 22734000 | 5.3624 | 37.2981 | 38.6987
6316 | 22737600 | 5.3625 | 37.3001 | 38.7007
6317 | 22741200 | 5.3626 | 37.3022 | 38.7028
6318 | 22744800 | 5.3627 | 37.3042 | 38.7048
6319 | 22748400 | 5.3627 | 37.3063 | 38.7069
6320 | 22752000 | 5.3628 | 37.3083 | 38.7089
6321 | 22755600 | 5.3629 | 37.3104 | 38.711
6322 | 22759200 | 5.3629 | 37.3124 | 38.7131
6323 | 22762800 | 5.363 | 37.3145 | 38.7151
6324 | 22766400 | 5.3631 | 37.3165 | 38.7172
6325 | 22770000 | 5.3631 | 37.3186 | 38.7192
6326 | 22773600 | 5.3632 | 37.3206 | 38.7213
6327 | 22777200 | 5.3633 | 37.3227 | 38.7233
6328 | 22780800 | 5.3634 | 37.3247 | 38.7254
6329 | 22784400 | 5.3634 | 37.3267 | 38.7274
6330 | 22788000 | 5.3635 | 37.3288 | 38.7295
6331 | 22791600 | 5.3636 | 37.3308 | 38.7315
6332 | 22795200 | 5.3636 | 37.3329 | 38.7336
6333 | 22798800 | 5.3637 | 37.3349 | 38.7356
6334 | 22802400 | 5.3638 | 37.337 | 38.7377
6335 | 22806000 | 5.3638 | 37.339 | 38.7398
6336 | 22809600 | 5.3639 | 37.3411 | 38.7418
6337 | 22813200 | 5.364 | 37.3431 | 38.7439
6338 | 22816800 | 5.3641 | 37.3452 | 38.7459
6339 | 22820400 | 5.3641 | 37.3472 | 38.748
6340 | 22824000 | 5.3642 | 37.3493 | 38.75
6341 | 22827600 | 5.3643 | 37.3513 | 38.7521
6342 | 22831200 | 5.3643 | 37.3534 | 38.7541
6343 | 22834800 | 5.3644 | 37.3554 | 38.7562
6344 | 22838400 | 5.3645 | 37.3574 | 38.7582
6345 | 22842000 | 5.3645 | 37.3595 | 38.7603
6346 | 22845600 | 5.3646 | 37.3615 | 38.7623
6347 | 22849200 | 5.3647 | 37.3636 | 38.7644
6348 | 22852800 | 5.3647 | 37.3656 | 38.7664
6349 | 22856400 | 5.3648 | 37.3677 | 38.7685
6350 | 22860000 | 5.3649 | 37.3697 | 38.7705
6351 | 22863600 | 5.365 | 37.3718 | 38.7726
6352 | 22867200 | 5.365 | 37.3738 | 38.7746
6353 | 22870800 | 5.3651 | 37.3759 | 38.7767
6354 | 22874400 | 5.3652 | 37.3779 | 38.7787
6355 | 22878000 | 5.3652 | 37.3799 | 38.7808
6356 | 22881600 | 5.3653 | 37.382 | 38.7828
6357 | 22885200 | 5.3654 | 37.384 | 38.7849
6358 | 22888800 | 5.3654 | 37.3861 | 38.7869
6359 | 22892400 | 5.3655 | 37.3881 | 38.789
6360 | 22896000 | 5.3656 | 37.3902 | 38.791
6361 | 22899600 | 5.3656 | 37.3922 | 38.7931
6362 | 22903200 | 5.3657 | 37.3942 | 38.7951
6363 | 22906800 | 5.3658 | 37.3963 | 38.7972
6364 | 22910400 | 5.3659 | 37.3983 | 38.7992
6365 | 22914000 | 5.3659 | 37.4004 | 38.8013
6366 | 22917600 | 5.366 | 37.4024 | 38.8033
6367 | 22921200 | 5.3661 | 37.4045 | 38.8054
6368 | 22924800 | 5.3661 | 37.4065 | 38.8074
6369 | 22928400 | 5.3662 | 37.4085 | 38.8095
6370 | 22932000 | 5.3663 | 37.4106 | 38.8115
6371 | 22935600 | 5.3663 | 37.4126 | 38.8136
6372 | 22939200 | 5.3664 | 37.4147 | 38.8156
6373 | 22942800 | 5.3665 | 37.4167 | 38.8177
6374 | 22946400 | 5.3665 | 37.4187 | 38.8197
6375 | 22950000 | 5.3666 | 37.4208 | 38.8217
6376 | 22953600 | 5.3667 | 37.4228 | 38.8238
6377 | 22957200 | 5.3668 | 37.4249 | 38.8258
6378 | 22960800 | 5.3668 | 37.4269 | 38.8279
6379 | 22964400 | 5.3669 | 37.429 | 38.8299
6380 | 22968000 | 5.367 | 37.431 | 38.832
6381 | 22971600 | 5.367 | 37.433 | 38.834
6382 | 22975200 | 5.3671 | 37.4351 | 38.8361
6383 | 22978800 | 5.3672 | 37.4371 | 38.8381
6384 | 22982400 | 5.3672 | 37.4392 | 38.8402
6385 | 22986000 | 5.3673 | 37.4412 | 38.8422
6386 | 22989600 | 5.3674 | 37.4432 | 38.8443
6387 | 22993200 | 5.3674 | 37.4453 | 38.8463
6388 | 22996800 | 5.3675 | 37.4473 | 38.8483
6389 | 23000400 | 5.3676 | 37.4493 | 38.8504
6390 | 23004000 | 5.3677 | 37.4514 | 38.8524
6391 | 23007600 | 5.3677 | 37.4534 | 38.8545
6392 | 23011200 | 5.3678 | 37.4555 | 38.8565
6393 | 23014800 | 5.3679 | 37.4575 | 38.8586
6394 | 23018400 | 5.3679 | 37.4595 | 38.8606
6395 | 23022000 | 5.368 | 37.4616 | 38.8627
6396 | 23025600 | 5.3681 | 37.4636 | 38.8647
6397 | 23029200 | 5.3681 | 37.4657 | 38.8667
6398 | 23032800 | 5.3682 | 37.4677 | 38.8688
6399 | 23036400 | 5.3683 | 37.4697 | 38.8708
6400 | 23040000 | 5.3683 | 37.4718 | 38.8729
6401 | 23043600 | 5.3684 | 37.4738 | 38.8749
6402 | 23047200 | 5.3685 | 37.4758 | 38.877
6403 | 23050800 | 5.3685 | 37.4779 | 38.879
6404 | 23054400 | 5.3686 | 37.4799 | 38.881
6405 | 23058000 | 5.3687 | 37.482 | 38.8831
6406 | 23061600 | 5.3687 | 37.484 | 38.8851
6407 | 23065200 | 5.3688 | 37.486 | 38.8872
6408 | 23068800 | 5.3689 | 37.4881 | 38.8892
6409 | 23072400 | 5.369 | 37.4901 | 38.8912
6410 | 23076000 | 5.369 | 37.4921 | 38.8933
6411 | 23079600 | 5.3691 | 37.4942 | 38.8953
6412 | 23083200 | 5.3692 | 37.4962 | 38.8974
6413 | 23086800 | 5.3692 | 37.4982 | 38.8994
6414 | 23090400 | 5.3693 | 37.5003 | 38.9015
6415 | 23094000 | 5.3694 | 37.5023 | 38.9035
6416 | 23097600 | 5.3694 | 37.5043 | 38.9055
6417 | 23101200 | 5.3695 | 37.5064 | 38.9076
6418 | 23104800 | 5.3696 | 37.5084 | 38.9096
6419 | 23108400 | 5.3696 | 37.5104 | 38.9117
6420 | 23112000 | 5.3697 | 37.5125 | 38.9137
6421 | 23115600 | 5.3698 | 37.5145 | 38.9157
6422 | 23119200 | 5.3698 | 37.5165 | 38.9178
6423 | 23122800 | 5.3699 | 37.5186 | 38.9198
6424 | 23126400 | 5.37 | 37.5206 | 38.9219
6425 | 23130000 | 5.37 | 37.5227 | 38.9239
6426 | 23133600 | 5.3701 | 37.5247 | 38.9259
6427 | 23137200 | 5.3702 | 37.5267 | 38.928
6428 | 23140800 | 5.3703 | 37.5288 | 38.93
6429 | 23144400 | 5.3703 | 37.5308 | 38.9321
6430 | 23148000 | 5.3704 | 37.5328 | 38.9341
6431 | 23151600 | 5.3705 | 37.5348 | 38.9361
6432 | 23155200 | 5.3705 | 37.5369 | 38.9382
6433 | 23158800 | 5.3706 | 37.5389 | 38.9402
6434 | 23162400 | 5.3707 | 37.5409 | 38.9422
6435 | 23166000 | 5.3707 | 37.543 | 38.9443
6436 | 23169600 | 5.3708 | 37.545 | 38.9463
6437 | 23173200 | 5.3709 | 37.547 | 38.9484
6438 | 23176800 | 5.3709 | 37.5491 | 38.9504
6439 | 23180400 | 5.371 | 37.5511 | 38.9524
6440 | 23184000 | 5.3711 | 37.5531 | 38.9545
6441 | 23187600 | 5.3711 | 37.5552 | 38.9565
6442 | 23191200 | 5.3712 | 37.5572 | 38.9585
6443 | 23194800 | 5.3713 | 37.5592 | 38.9606
6444 | 23198400 | 5.3713 | 37.5613 | 38.9626
6445 | 23202000 | 5.3714 | 37.5633 | 38.9647
6446 | 23205600 | 5.3715 | 37.5653 | 38.9667
6447 | 23209200 | 5.3715 | 37.5674 | 38.9687
6448 | 23212800 | 5.3716 | 37.5694 | 38.9708
6449 | 23216400 | 5.3717 | 37.5714 | 38.9728
6450 | 23220000 | 5.3718 | 37.5734 | 38.9748
6451 | 23223600 | 5.3718 | 37.5755 | 38.9769
6452 | 23227200 | 5.3719 | 37.5775 | 38.9789
6453 | 23230800 | 5.372 | 37.5795 | 38.9809
6454 | 23234400 | 5.372 | 37.5816 | 38.983
6455 | 23238000 | 5.3721 | 37.5836 | 38.985
6456 | 23241600 | 5.3722 | 37.5856 | 38.987
6457 | 23245200 | 5.3722 | 37.5876 | 38.9891
6458 | 23248800 | 5.3723 | 37.5897 | 38.9911
6459 | 23252400 | 5.3724 | 37.5917 | 38.9931
6460 | 23256000 | 5.3724 | 37.5937 | 38.9952
6461 | 23259600 | 5.3725 | 37.5958 | 38.9972
6462 | 23263200 | 5.3726 | 37.5978 | 38.9992
6463 | 23266800 | 5.3726 | 37.5998 | 39.0013
6464 | 23270400 | 5.3727 | 37.6018 | 39.0033
6465 | 23274000 | 5.3728 | 37.6039 | 39.0053
6466 | 23277600 | 5.3728 | 37.6059 | 39.0074
6467 | 23281200 | 5.3729 | 37.6079 | 39.0094
6468 | 23284800 | 5.373 | 37.61 | 39.0114
6469 | 23288400 | 5.373 | 37.612 | 39.0135
6470 | 23292000 | 5.3731 | 37.614 | 39.0155
6471 | 23295600 | 5.3732 | 37.616 | 39.0175
6472 | 23299200 | 5.3732 | 37.6181 | 39.0196
6473 | 23302800 | 5.3733 | 37.6201 | 39.0216
6474 | 23306400 | 5.3734 | 37.6221 | 39.0236
6475 | 23310000 | 5.3734 | 37.6241 | 39.0257
6476 | 23313600 | 5.3735 | 37.6262 | 39.0277
6477 | 23317200 | 5.3736 | 37.6282 | 39.0297
6478 | 23320800 | 5.3736 | 37.6302 | 39.0318
6479 | 23324400 | 5.3737 | 37.6322 | 39.0338
6480 | 23328000 | 5.3738 | 37.6343 | 39.0358
6481 | 23331600 | 5.3738 | 37.6363 | 39.0379
6482 | 23335200 | 5.3739 | 37.6383 | 39.0399
6483 | 23338800 | 5.374 | 37.6403 | 39.0419
6484 | 23342400 | 5.3741 | 37.6424 | 39.044
6485 | 23346000 | 5.3741 | 37.6444 | 39.046
6486 | 23349600 | 5.3742 | 37.6464 | 39.048
6487 | 23353200 | 5.3743 | 37.6484 | 39.05
6488 | 23356800 | 5.3743 | 37.6505 | 39.0521
6489 | 23360400 | 5.3744 | 37.6525 | 39.0541
6490 | 23364000 | 5.3745 | 37.6545 | 39.0561
6491 | 23367600 | 5.3745 | 37.6565 | 39.0582
6492 | 23371200 | 5.3746 | 37.6586 | 39.0602
6493 | 23374800 | 5.3747 | 37.6606 | 39.0622
6494 | 23378400 | 5.3747 | 37.6626 | 39.0642
6495 | 23382000 | 5.3748 | 37.6646 | 39.0663
6496 | 23385600 | 5.3749 | 37.6667 | 39.0683
6497 | 23389200 | 5.3749 | 37.6687 | 39.0703
6498 | 23392800 | 5.375 | 37.6707 | 39.0724
6499 | 23396400 | 5.3751 | 37.6727 | 39.0744
6500 | 23400000 | 5.3751 | 37.6747 | 39.0764
6501 | 23403600 | 5.3752 | 37.6768 | 39.0784
6502 | 23407200 | 5.3753 | 37.6788 | 39.0805
6503 | 23410800 | 5.3753 | 37.6808 | 39.0825
6504 | 23414400 | 5.3754 | 37.6828 | 39.0845
6505 | 23418000 | 5.3755 | 37.6849 | 39.0866
6506 | 23421600 | 5.3755 | 37.6869 | 39.0886
6507 | 23425200 | 5.3756 | 37.6889 | 39.0906
6508 | 23428800 | 5.3757 | 37.6909 | 39.0926
6509 | 23432400 | 5.3757 | 37.6929 | 39.0947
6510 | 23436000 | 5.3758 | 37.695 | 39.0967
6511 | 23439600 | 5.3759 | 37.697 | 39.0987
6512 | 23443200 | 5.3759 | 37.699 | 39.1007
6513 | 23446800 | 5.376 | 37.701 | 39.1028
6514 | 23450400 | 5.3761 | 37.703 | 39.1048
6515 | 23454000 | 5.3761 | 37.7051 | 39.1068
6516 | 23457600 | 5.3762 | 37.7071 | 39.1089
6517 | 23461200 | 5.3763 | 37.7091 | 39.1109
6518 | 23464800 | 5.3763 | 37.7111 | 39.1129
6519 | 23468400 | 5.3764 | 37.7131 | 39.1149
6520 | 23472000 | 5.3765 | 37.7152 | 39.117
6521 | 23475600 | 5.3765 | 37.7172 | 39.119
6522 | 23479200 | 5.3766 | 37.7192 | 39.121
6523 | 23482800 | 5.3767 | 37.7212 | 39.123
6524 | 23486400 | 5.3767 | 37.7232 | 39.1251
6525 | 23490000 | 5.3768 | 37.7253 | 39.1271
6526 | 23493600 | 5.3769 | 37.7273 | 39.1291
6527 | 23497200 | 5.3769 | 37.7293 | 39.1311
6528 | 23500800 | 5.377 | 37.7313 | 39.1331
6529 | 23504400 | 5.3771 | 37.7333 | 39.1352
6530 | 23508000 | 5.3771 | 37.7354 | 39.1372
6531 | 23511600 | 5.3772 | 37.7374 | 39.1392
6532 | 23515200 | 5.3773 | 37.7394 | 39.1412
6533 | 23518800 | 5.3773 | 37.7414 | 39.1433
6534 | 23522400 | 5.3774 | 37.7434 | 39.1453
6535 | 23526000 | 5.3775 | 37.7454 | 39.1473
6536 | 23529600 | 5.3775 | 37.7475 | 39.1493
6537 | 23533200 | 5.3776 | 37.7495 | 39.1514
6538 | 23536800 | 5.3777 | 37.7515 | 39.1534
6539 | 23540400 | 5.3777 | 37.7535 | 39.1554
6540 | 23544000 | 5.3778 | 37.7555 | 39.1574
6541 | 23547600 | 5.3779 | 37.7575 | 39.1594
6542 | 23551200 | 5.3779 | 37.7596 | 39.1615
6543 | 23554800 | 5.378 | 37.7616 | 39.1635
6544 | 23558400 | 5.3781 | 37.7636 | 39.1655
6545 | 23562000 | 5.3781 | 37.7656 | 39.1675
6546 | 23565600 | 5.3782 | 37.7676 | 39.1696
6547 | 23569200 | 5.3783 | 37.7696 | 39.1716
6548 | 23572800 | 5.3783 | 37.7717 | 39.1736
6549 | 23576400 | 5.3784 | 37.7737 | 39.1756
6550 | 23580000 | 5.3785 | 37.7757 | 39.1776
6551 | 23583600 | 5.3785 | 37.7777 | 39.1797
6552 | 23587200 | 5.3786 | 37.7797 | 39.1817
6553 | 23590800 | 5.3787 | 37.7817 | 39.1837
6554 | 23594400 | 5.3787 | 37.7837 | 39.1857
6555 | 23598000 | 5.3788 | 37.7858 | 39.1877
6556 | 23601600 | 5.3789 | 37.7878 | 39.1898
6557 | 23605200 | 5.3789 | 37.7898 | 39.1918
6558 | 23608800 | 5.379 | 37.7918 | 39.1938
6559 | 23612400 | 5.3791 | 37.7938 | 39.1958
6560 | 23616000 | 5.3791 | 37.7958 | 39.1978
6561 | 23619600 | 5.3792 | 37.7978 | 39.1999
6562 | 23623200 | 5.3793 | 37.7999 | 39.2019
6563 | 23626800 | 5.3793 | 37.8019 | 39.2039
6564 | 23630400 | 5.3794 | 37.8039 | 39.2059
6565 | 23634000 | 5.3795 | 37.8059 | 39.2079
6566 | 23637600 | 5.3795 | 37.8079 | 39.21
6567 | 23641200 | 5.3796 | 37.8099 | 39.212
6568 | 23644800 | 5.3797 | 37.8119 | 39.214
6569 | 23648400 | 5.3797 | 37.8139 | 39.216
6570 | 23652000 | 5.3798 | 37.816 | 39.218
6571 | 23655600 | 5.3799 | 37.818 | 39.22
6572 | 23659200 | 5.3799 | 37.82 | 39.2221
6573 | 23662800 | 5.38 | 37.822 | 39.2241
6574 | 23666400 | 5.3801 | 37.824 | 39.2261
6575 | 23670000 | 5.3801 | 37.826 | 39.2281
6576 | 23673600 | 5.3802 | 37.828 | 39.2301
6577 | 23677200 | 5.3803 | 37.83 | 39.2322
6578 | 23680800 | 5.3803 | 37.8321 | 39.2342
6579 | 23684400 | 5.3804 | 37.8341 | 39.2362
6580 | 23688000 | 5.3804 | 37.8361 | 39.2382
6581 | 23691600 | 5.3805 | 37.8381 | 39.2402
6582 | 23695200 | 5.3806 | 37.8401 | 39.2422
6583 | 23698800 | 5.3806 | 37.8421 | 39.2442
6584 | 23702400 | 5.3807 | 37.8441 | 39.2463
6585 | 23706000 | 5.3808 | 37.8461 | 39.2483
6586 | 23709600 | 5.3808 | 37.8481 | 39.2503
6587 | 23713200 | 5.3809 | 37.8501 | 39.2523
6588 | 23716800 | 5.381 | 37.8522 | 39.2543
6589 | 23720400 | 5.381 | 37.8542 | 39.2563
6590 | 23724000 | 5.3811 | 37.8562 | 39.2584
6591 | 23727600 | 5.3812 | 37.8582 | 39.2604
6592 | 23731200 | 5.3812 | 37.8602 | 39.2624
6593 | 23734800 | 5.3813 | 37.8622 | 39.2644
6594 | 23738400 | 5.3814 | 37.8642 | 39.2664
6595 | 23742000 | 5.3814 | 37.8662 | 39.2684
6596 | 23745600 | 5.3815 | 37.8682 | 39.2704
6597 | 23749200 | 5.3816 | 37.8702 | 39.2725
6598 | 23752800 | 5.3816 | 37.8722 | 39.2745
6599 | 23756400 | 5.3817 | 37.8743 | 39.2765
6600 | 23760000 | 5.3818 | 37.8763 | 39.2785
6601 | 23763600 | 5.3818 | 37.8783 | 39.2805
6602 | 23767200 | 5.3819 | 37.8803 | 39.2825
6603 | 23770800 | 5.382 | 37.8823 | 39.2845
6604 | 23774400 | 5.382 | 37.8843 | 39.2866
6605 | 23778000 | 5.3821 | 37.8863 | 39.2886
6606 | 23781600 | 5.3822 | 37.8883 | 39.2906
6607 | 23785200 | 5.3822 | 37.8903 | 39.2926
6608 | 23788800 | 5.3823 | 37.8923 | 39.2946
6609 | 23792400 | 5.3824 | 37.8943 | 39.2966
6610 | 23796000 | 5.3824 | 37.8963 | 39.2986
6611 | 23799600 | 5.3825 | 37.8983 | 39.3006
6612 | 23803200 | 5.3826 | 37.9004 | 39.3027
6613 | 23806800 | 5.3826 | 37.9024 | 39.3047
6614 | 23810400 | 5.3827 | 37.9044 | 39.3067
6615 | 23814000 | 5.3827 | 37.9064 | 39.3087
6616 | 23817600 | 5.3828 | 37.9084 | 39.3107
6617 | 23821200 | 5.3829 | 37.9104 | 39.3127
6618 | 23824800 | 5.3829 | 37.9124 | 39.3147
6619 | 23828400 | 5.383 | 37.9144 | 39.3167
6620 | 23832000 | 5.3831 | 37.9164 | 39.3187
6621 | 23835600 | 5.3831 | 37.9184 | 39.3208
6622 | 23839200 | 5.3832 | 37.9204 | 39.3228
6623 | 23842800 | 5.3833 | 37.9224 | 39.3248
6624 | 23846400 | 5.3833 | 37.9244 | 39.3268
6625 | 23850000 | 5.3834 | 37.9264 | 39.3288
6626 | 23853600 | 5.3835 | 37.9284 | 39.3308
6627 | 23857200 | 5.3835 | 37.9304 | 39.3328
6628 | 23860800 | 5.3836 | 37.9324 | 39.3348
6629 | 23864400 | 5.3837 | 37.9344 | 39.3368
6630 | 23868000 | 5.3837 | 37.9364 | 39.3388
6631 | 23871600 | 5.3838 | 37.9384 | 39.3408
6632 | 23875200 | 5.3839 | 37.9404 | 39.3429
6633 | 23878800 | 5.3839 | 37.9425 | 39.3449
6634 | 23882400 | 5.384 | 37.9445 | 39.3469
6635 | 23886000 | 5.3841 | 37.9465 | 39.3489
6636 | 23889600 | 5.3841 | 37.9485 | 39.3509
6637 | 23893200 | 5.3842 | 37.9505 | 39.3529
6638 | 23896800 | 5.3843 | 37.9525 | 39.3549
6639 | 23900400 | 5.3843 | 37.9545 | 39.3569
6640 | 23904000 | 5.3844 | 37.9565 | 39.3589
6641 | 23907600 | 5.3844 | 37.9585 | 39.3609
6642 | 23911200 | 5.3845 | 37.9605 | 39.3629
6643 | 23914800 | 5.3846 | 37.9625 | 39.3649
6644 | 23918400 | 5.3846 | 37.9645 | 39.367
6645 | 23922000 | 5.3847 | 37.9665 | 39.369
6646 | 23925600 | 5.3848 | 37.9685 | 39.371
6647 | 23929200 | 5.3848 | 37.9705 | 39.373
6648 | 23932800 | 5.3849 | 37.9725 | 39.375
6649 | 23936400 | 5.385 | 37.9745 | 39.377
6650 | 23940000 | 5.385 | 37.9765 | 39.379
6651 | 23943600 | 5.3851 | 37.9785 | 39.381
6652 | 23947200 | 5.3852 | 37.9805 | 39.383
6653 | 23950800 | 5.3852 | 37.9825 | 39.385
6654 | 23954400 | 5.3853 | 37.9845 | 39.387
6655 | 23958000 | 5.3854 | 37.9865 | 39.389
6656 | 23961600 | 5.3854 | 37.9885 | 39.391
6657 | 23965200 | 5.3855 | 37.9905 | 39.393
6658 | 23968800 | 5.3856 | 37.9925 | 39.395
6659 | 23972400 | 5.3856 | 37.9945 | 39.397
6660 | 23976000 | 5.3857 | 37.9965 | 39.3991
6661 | 23979600 | 5.3857 | 37.9985 | 39.4011
6662 | 23983200 | 5.3858 | 38.0005 | 39.4031
6663 | 23986800 | 5.3859 | 38.0025 | 39.4051
6664 | 23990400 | 5.3859 | 38.0045 | 39.4071
6665 | 23994000 | 5.386 | 38.0065 | 39.4091
6666 | 23997600 | 5.3861 | 38.0085 | 39.4111
6667 | 24001200 | 5.3861 | 38.0105 | 39.4131
6668 | 24004800 | 5.3862 | 38.0125 | 39.4151
6669 | 24008400 | 5.3863 | 38.0145 | 39.4171
6670 | 24012000 | 5.3863 | 38.0165 | 39.4191
6671 | 24015600 | 5.3864 | 38.0185 | 39.4211
6672 | 24019200 | 5.3865 | 38.0205 | 39.4231
6673 | 24022800 | 5.3865 | 38.0225 | 39.4251
6674 | 24026400 | 5.3866 | 38.0245 | 39.4271
6675 | 24030000 | 5.3867 | 38.0265 | 39.4291
6676 | 24033600 | 5.3867 | 38.0285 | 39.4311
6677 | 24037200 | 5.3868 | 38.0305 | 39.4331
6678 | 24040800 | 5.3868 | 38.0325 | 39.4351
6679 | 24044400 | 5.3869 | 38.0345 | 39.4371
6680 | 24048000 | 5.387 | 38.0364 | 39.4391
6681 | 24051600 | 5.387 | 38.0384 | 39.4411
6682 | 24055200 | 5.3871 | 38.0404 | 39.4431
6683 | 24058800 | 5.3872 | 38.0424 | 39.4451
6684 | 24062400 | 5.3872 | 38.0444 | 39.4471
6685 | 24066000 | 5.3873 | 38.0464 | 39.4491
6686 | 24069600 | 5.3874 | 38.0484 | 39.4511
6687 | 24073200 | 5.3874 | 38.0504 | 39.4531
6688 | 24076800 | 5.3875 | 38.0524 | 39.4551
6689 | 24080400 | 5.3876 | 38.0544 | 39.4571
6690 | 24084000 | 5.3876 | 38.0564 | 39.4591
6691 | 24087600 | 5.3877 | 38.0584 | 39.4611
6692 | 24091200 | 5.3877 | 38.0604 | 39.4631
6693 | 24094800 | 5.3878 | 38.0624 | 39.4651
6694 | 24098400 | 5.3879 | 38.0644 | 39.4671
6695 | 24102000 | 5.3879 | 38.0664 | 39.4691
6696 | 24105600 | 5.388 | 38.0684 | 39.4711
6697 | 24109200 | 5.3881 | 38.0704 | 39.4731
6698 | 24112800 | 5.3881 | 38.0724 | 39.4751
6699 | 24116400 | 5.3882 | 38.0744 | 39.4771
6700 | 24120000 | 5.3883 | 38.0764 | 39.4791
6701 | 24123600 | 5.3883 | 38.0783 | 39.4811
6702 | 24127200 | 5.3884 | 38.0803 | 39.4831
6703 | 24130800 | 5.3885 | 38.0823 | 39.4851
6704 | 24134400 | 5.3885 | 38.0843 | 39.4871
6705 | 24138000 | 5.3886 | 38.0863 | 39.4891
6706 | 24141600 | 5.3886 | 38.0883 | 39.4911
6707 | 24145200 | 5.3887 | 38.0903 | 39.4931
6708 | 24148800 | 5.3888 | 38.0923 | 39.4951
6709 | 24152400 | 5.3888 | 38.0943 | 39.4971
6710 | 24156000 | 5.3889 | 38.0963 | 39.4991
6711 | 24159600 | 5.389 | 38.0983 | 39.5011
6712 | 24163200 | 5.389 | 38.1003 | 39.5031
6713 | 24166800 | 5.3891 | 38.1023 | 39.5051
6714 | 24170400 | 5.3892 | 38.1043 | 39.5071
6715 | 24174000 | 5.3892 | 38.1062 | 39.5091
6716 | 24177600 | 5.3893 | 38.1082 | 39.5111
6717 | 24181200 | 5.3894 | 38.1102 | 39.5131
6718 | 24184800 | 5.3894 | 38.1122 | 39.5151
6719 | 24188400 | 5.3895 | 38.1142 | 39.5171
6720 | 24192000 | 5.3895 | 38.1162 | 39.5191
6721 | 24195600 | 5.3896 | 38.1182 | 39.5211
6722 | 24199200 | 5.3897 | 38.1202 | 39.5231
6723 | 24202800 | 5.3897 | 38.1222 | 39.5251
6724 | 24206400 | 5.3898 | 38.1242 | 39.5271
6725 | 24210000 | 5.3899 | 38.1262 | 39.5291
6726 | 24213600 | 5.3899 | 38.1281 | 39.5311
6727 | 24217200 | 5.39 | 38.1301 | 39.5331
6728 | 24220800 | 5.3901 | 38.1321 | 39.5351
6729 | 24224400 | 5.3901 | 38.1341 | 39.5371
6730 | 24228000 | 5.3902 | 38.1361 | 39.5391
6731 | 24231600 | 5.3902 | 38.1381 | 39.541
6732 | 24235200 | 5.3903 | 38.1401 | 39.543
6733 | 24238800 | 5.3904 | 38.1421 | 39.545
6734 | 24242400 | 5.3904 | 38.1441 | 39.547
6735 | 24246000 | 5.3905 | 38.1461 | 39.549
6736 | 24249600 | 5.3906 | 38.148 | 39.551
6737 | 24253200 | 5.3906 | 38.15 | 39.553
6738 | 24256800 | 5.3907 | 38.152 | 39.555
6739 | 24260400 | 5.3908 | 38.154 | 39.557
6740 | 24264000 | 5.3908 | 38.156 | 39.559
6741 | 24267600 | 5.3909 | 38.158 | 39.561
6742 | 24271200 | 5.3909 | 38.16 | 39.563
6743 | 24274800 | 5.391 | 38.162 | 39.565
6744 | 24278400 | 5.3911 | 38.1639 | 39.567
6745 | 24282000 | 5.3911 | 38.1659 | 39.569
6746 | 24285600 | 5.3912 | 38.1679 | 39.571
6747 | 24289200 | 5.3913 | 38.1699 | 39.5729
6748 | 24292800 | 5.3913 | 38.1719 | 39.5749
6749 | 24296400 | 5.3914 | 38.1739 | 39.5769
6750 | 24300000 | 5.3915 | 38.1759 | 39.5789
6751 | 24303600 | 5.3915 | 38.1779 | 39.5809
6752 | 24307200 | 5.3916 | 38.1798 | 39.5829
6753 | 24310800 | 5.3916 | 38.1818 | 39.5849
6754 | 24314400 | 5.3917 | 38.1838 | 39.5869
6755 | 24318000 | 5.3918 | 38.1858 | 39.5889
6756 | 24321600 | 5.3918 | 38.1878 | 39.5909
6757 | 24325200 | 5.3919 | 38.1898 | 39.5929
6758 | 24328800 | 5.392 | 38.1918 | 39.5949
6759 | 24332400 | 5.392 | 38.1937 | 39.5968
6760 | 24336000 | 5.3921 | 38.1957 | 39.5988
6761 | 24339600 | 5.3922 | 38.1977 | 39.6008
6762 | 24343200 | 5.3922 | 38.1997 | 39.6028
6763 | 24346800 | 5.3923 | 38.2017 | 39.6048
6764 | 24350400 | 5.3923 | 38.2037 | 39.6068
6765 | 24354000 | 5.3924 | 38.2057 | 39.6088
6766 | 24357600 | 5.3925 | 38.2076 | 39.6108
6767 | 24361200 | 5.3925 | 38.2096 | 39.6128
6768 | 24364800 | 5.3926 | 38.2116 | 39.6148
6769 | 24368400 | 5.3927 | 38.2136 | 39.6168
6770 | 24372000 | 5.3927 | 38.2156 | 39.6187
6771 | 24375600 | 5.3928 | 38.2176 | 39.6207
6772 | 24379200 | 5.3929 | 38.2195 | 39.6227
6773 | 24382800 | 5.3929 | 38.2215 | 39.6247
6774 | 24386400 | 5.393 | 38.2235 | 39.6267
6775 | 24390000 | 5.393 | 38.2255 | 39.6287
6776 | 24393600 | 5.3931 | 38.2275 | 39.6307
6777 | 24397200 | 5.3932 | 38.2295 | 39.6327
6778 | 24400800 | 5.3932 | 38.2314 | 39.6347
6779 | 24404400 | 5.3933 | 38.2334 | 39.6366
6780 | 24408000 | 5.3934 | 38.2354 | 39.6386
6781 | 24411600 | 5.3934 | 38.2374 | 39.6406
6782 | 24415200 | 5.3935 | 38.2394 | 39.6426
6783 | 24418800 | 5.3935 | 38.2414 | 39.6446
6784 | 24422400 | 5.3936 | 38.2433 | 39.6466
6785 | 24426000 | 5.3937 | 38.2453 | 39.6486
6786 | 24429600 | 5.3937 | 38.2473 | 39.6506
6787 | 24433200 | 5.3938 | 38.2493 | 39.6525
6788 | 24436800 | 5.3939 | 38.2513 | 39.6545
6789 | 24440400 | 5.3939 | 38.2533 | 39.6565
6790 | 24444000 | 5.394 | 38.2552 | 39.6585
6791 | 24447600 | 5.3941 | 38.2572 | 39.6605
6792 | 24451200 | 5.3941 | 38.2592 | 39.6625
6793 | 24454800 | 5.3942 | 38.2612 | 39.6645
6794 | 24458400 | 5.3942 | 38.2632 | 39.6664
6795 | 24462000 | 5.3943 | 38.2651 | 39.6684
6796 | 24465600 | 5.3944 | 38.2671 | 39.6704
6797 | 24469200 | 5.3944 | 38.2691 | 39.6724
6798 | 24472800 | 5.3945 | 38.2711 | 39.6744
6799 | 24476400 | 5.3946 | 38.2731 | 39.6764
6800 | 24480000 | 5.3946 | 38.275 | 39.6784
6801 | 24483600 | 5.3947 | 38.277 | 39.6803
6802 | 24487200 | 5.3947 | 38.279 | 39.6823
6803 | 24490800 | 5.3948 | 38.281 | 39.6843
6804 | 24494400 | 5.3949 | 38.283 | 39.6863
6805 | 24498000 | 5.3949 | 38.2849 | 39.6883
6806 | 24501600 | 5.395 | 38.2869 | 39.6903
6807 | 24505200 | 5.3951 | 38.2889 | 39.6923
6808 | 24508800 | 5.3951 | 38.2909 | 39.6942
6809 | 24512400 | 5.3952 | 38.2929 | 39.6962
6810 | 24516000 | 5.3952 | 38.2948 | 39.6982
6811 | 24519600 | 5.3953 | 38.2968 | 39.7002
6812 | 24523200 | 5.3954 | 38.2988 | 39.7022
6813 | 24526800 | 5.3954 | 38.3008 | 39.7042
6814 | 24530400 | 5.3955 | 38.3027 | 39.7061
6815 | 24534000 | 5.3956 | 38.3047 | 39.7081
6816 | 24537600 | 5.3956 | 38.3067 | 39.7101
6817 | 24541200 | 5.3957 | 38.3087 | 39.7121
6818 | 24544800 | 5.3957 | 38.3107 | 39.7141
6819 | 24548400 | 5.3958 | 38.3126 | 39.7161
6820 | 24552000 | 5.3959 | 38.3146 | 39.718
6821 | 24555600 | 5.3959 | 38.3166 | 39.72
6822 | 24559200 | 5.396 | 38.3186 | 39.722
6823 | 24562800 | 5.3961 | 38.3205 | 39.724
6824 | 24566400 | 5.3961 | 38.3225 | 39.726
6825 | 24570000 | 5.3962 | 38.3245 | 39.7279
6826 | 24573600 | 5.3963 | 38.3265 | 39.7299
6827 | 24577200 | 5.3963 | 38.3284 | 39.7319
6828 | 24580800 | 5.3964 | 38.3304 | 39.7339
6829 | 24584400 | 5.3964 | 38.3324 | 39.7359
6830 | 24588000 | 5.3965 | 38.3344 | 39.7379
6831 | 24591600 | 5.3966 | 38.3364 | 39.7398
6832 | 24595200 | 5.3966 | 38.3383 | 39.7418
6833 | 24598800 | 5.3967 | 38.3403 | 39.7438
6834 | 24602400 | 5.3968 | 38.3423 | 39.7458
6835 | 24606000 | 5.3968 | 38.3443 | 39.7478
6836 | 24609600 | 5.3969 | 38.3462 | 39.7497
6837 | 24613200 | 5.3969 | 38.3482 | 39.7517
6838 | 24616800 | 5.397 | 38.3502 | 39.7537
6839 | 24620400 | 5.3971 | 38.3522 | 39.7557
6840 | 24624000 | 5.3971 | 38.3541 | 39.7577
6841 | 24627600 | 5.3972 | 38.3561 | 39.7596
6842 | 24631200 | 5.3972 | 38.3581 | 39.7616
6843 | 24634800 | 5.3973 | 38.3601 | 39.7636
6844 | 24638400 | 5.3974 | 38.362 | 39.7656
6845 | 24642000 | 5.3974 | 38.364 | 39.7676
6846 | 24645600 | 5.3975 | 38.366 | 39.7695
6847 | 24649200 | 5.3976 | 38.3679 | 39.7715
6848 | 24652800 | 5.3976 | 38.3699 | 39.7735
6849 | 24656400 | 5.3977 | 38.3719 | 39.7755
6850 | 24660000 | 5.3977 | 38.3739 | 39.7775
6851 | 24663600 | 5.3978 | 38.3758 | 39.7794
6852 | 24667200 | 5.3979 | 38.3778 | 39.7814
6853 | 24670800 | 5.3979 | 38.3798 | 39.7834
6854 | 24674400 | 5.398 | 38.3818 | 39.7854
6855 | 24678000 | 5.3981 | 38.3837 | 39.7873
6856 | 24681600 | 5.3981 | 38.3857 | 39.7893
6857 | 24685200 | 5.3982 | 38.3877 | 39.7913
6858 | 24688800 | 5.3982 | 38.3896 | 39.7933
6859 | 24692400 | 5.3983 | 38.3916 | 39.7953
6860 | 24696000 | 5.3984 | 38.3936 | 39.7972
6861 | 24699600 | 5.3984 | 38.3956 | 39.7992
6862 | 24703200 | 5.3985 | 38.3975 | 39.8012
6863 | 24706800 | 5.3986 | 38.3995 | 39.8032
6864 | 24710400 | 5.3986 | 38.4015 | 39.8051
6865 | 24714000 | 5.3987 | 38.4034 | 39.8071
6866 | 24717600 | 5.3987 | 38.4054 | 39.8091
6867 | 24721200 | 5.3988 | 38.4074 | 39.8111
6868 | 24724800 | 5.3989 | 38.4094 | 39.813
6869 | 24728400 | 5.3989 | 38.4113 | 39.815
6870 | 24732000 | 5.399 | 38.4133 | 39.817
6871 | 24735600 | 5.3991 | 38.4153 | 39.819
6872 | 24739200 | 5.3991 | 38.4172 | 39.8209
6873 | 24742800 | 5.3992 | 38.4192 | 39.8229
6874 | 24746400 | 5.3992 | 38.4212 | 39.8249
6875 | 24750000 | 5.3993 | 38.4232 | 39.8269
6876 | 24753600 | 5.3994 | 38.4251 | 39.8288
6877 | 24757200 | 5.3994 | 38.4271 | 39.8308
6878 | 24760800 | 5.3995 | 38.4291 | 39.8328
6879 | 24764400 | 5.3995 | 38.431 | 39.8348
6880 | 24768000 | 5.3996 | 38.433 | 39.8367
6881 | 24771600 | 5.3997 | 38.435 | 39.8387
6882 | 24775200 | 5.3997 | 38.4369 | 39.8407
6883 | 24778800 | 5.3998 | 38.4389 | 39.8427
6884 | 24782400 | 5.3999 | 38.4409 | 39.8446
6885 | 24786000 | 5.3999 | 38.4428 | 39.8466
6886 | 24789600 | 5.4 | 38.4448 | 39.8486
6887 | 24793200 | 5.4 | 38.4468 | 39.8506
6888 | 24796800 | 5.4001 | 38.4487 | 39.8525
6889 | 24800400 | 5.4002 | 38.4507 | 39.8545
6890 | 24804000 | 5.4002 | 38.4527 | 39.8565
6891 | 24807600 | 5.4003 | 38.4547 | 39.8585
6892 | 24811200 | 5.4004 | 38.4566 | 39.8604
6893 | 24814800 | 5.4004 | 38.4586 | 39.8624
6894 | 24818400 | 5.4005 | 38.4606 | 39.8644
6895 | 24822000 | 5.4005 | 38.4625 | 39.8663
6896 | 24825600 | 5.4006 | 38.4645 | 39.8683
6897 | 24829200 | 5.4007 | 38.4665 | 39.8703
6898 | 24832800 | 5.4007 | 38.4684 | 39.8723
6899 | 24836400 | 5.4008 | 38.4704 | 39.8742
6900 | 24840000 | 5.4008 | 38.4724 | 39.8762
6901 | 24843600 | 5.4009 | 38.4743 | 39.8782
6902 | 24847200 | 5.401 | 38.4763 | 39.8801
6903 | 24850800 | 5.401 | 38.4783 | 39.8821
6904 | 24854400 | 5.4011 | 38.4802 | 39.8841
6905 | 24858000 | 5.4012 | 38.4822 | 39.8861
6906 | 24861600 | 5.4012 | 38.4842 | 39.888
6907 | 24865200 | 5.4013 | 38.4861 | 39.89
6908 | 24868800 | 5.4013 | 38.4881 | 39.892
6909 | 24872400 | 5.4014 | 38.49 | 39.8939
6910 | 24876000 | 5.4015 | 38.492 | 39.8959
6911 | 24879600 | 5.4015 | 38.494 | 39.8979
6912 | 24883200 | 5.4016 | 38.4959 | 39.8999
6913 | 24886800 | 5.4016 | 38.4979 | 39.9018
6914 | 24890400 | 5.4017 | 38.4999 | 39.9038
6915 | 24894000 | 5.4018 | 38.5018 | 39.9058
6916 | 24897600 | 5.4018 | 38.5038 | 39.9077
6917 | 24901200 | 5.4019 | 38.5058 | 39.9097
6918 | 24904800 | 5.402 | 38.5077 | 39.9117
6919 | 24908400 | 5.402 | 38.5097 | 39.9136
6920 | 24912000 | 5.4021 | 38.5117 | 39.9156
6921 | 24915600 | 5.4021 | 38.5136 | 39.9176
6922 | 24919200 | 5.4022 | 38.5156 | 39.9195
6923 | 24922800 | 5.4023 | 38.5175 | 39.9215
6924 | 24926400 | 5.4023 | 38.5195 | 39.9235
6925 | 24930000 | 5.4024 | 38.5215 | 39.9255
6926 | 24933600 | 5.4024 | 38.5234 | 39.9274
6927 | 24937200 | 5.4025 | 38.5254 | 39.9294
6928 | 24940800 | 5.4026 | 38.5274 | 39.9314
6929 | 24944400 | 5.4026 | 38.5293 | 39.9333
6930 | 24948000 | 5.4027 | 38.5313 | 39.9353
6931 | 24951600 | 5.4027 | 38.5332 | 39.9373
6932 | 24955200 | 5.4028 | 38.5352 | 39.9392
6933 | 24958800 | 5.4029 | 38.5372 | 39.9412
6934 | 24962400 | 5.4029 | 38.5391 | 39.9432
6935 | 24966000 | 5.403 | 38.5411 | 39.9451
6936 | 24969600 | 5.4031 | 38.5431 | 39.9471
6937 | 24973200 | 5.4031 | 38.545 | 39.9491
6938 | 24976800 | 5.4032 | 38.547 | 39.951
6939 | 24980400 | 5.4032 | 38.5489 | 39.953
6940 | 24984000 | 5.4033 | 38.5509 | 39.955
6941 | 24987600 | 5.4034 | 38.5529 | 39.9569
6942 | 24991200 | 5.4034 | 38.5548 | 39.9589
6943 | 24994800 | 5.4035 | 38.5568 | 39.9609
6944 | 24998400 | 5.4035 | 38.5587 | 39.9628
6945 | 25002000 | 5.4036 | 38.5607 | 39.9648
6946 | 25005600 | 5.4037 | 38.5627 | 39.9668
6947 | 25009200 | 5.4037 | 38.5646 | 39.9687
6948 | 25012800 | 5.4038 | 38.5666 | 39.9707
6949 | 25016400 | 5.4038 | 38.5685 | 39.9726
6950 | 25020000 | 5.4039 | 38.5705 | 39.9746
6951 | 25023600 | 5.404 | 38.5725 | 39.9766
6952 | 25027200 | 5.404 | 38.5744 | 39.9785
6953 | 25030800 | 5.4041 | 38.5764 | 39.9805
6954 | 25034400 | 5.4042 | 38.5783 | 39.9825
6955 | 25038000 | 5.4042 | 38.5803 | 39.9844
6956 | 25041600 | 5.4043 | 38.5823 | 39.9864
6957 | 25045200 | 5.4043 | 38.5842 | 39.9884
6958 | 25048800 | 5.4044 | 38.5862 | 39.9903
6959 | 25052400 | 5.4045 | 38.5881 | 39.9923
6960 | 25056000 | 5.4045 | 38.5901 | 39.9943
6961 | 25059600 | 5.4046 | 38.5921 | 39.9962
6962 | 25063200 | 5.4046 | 38.594 | 39.9982
6963 | 25066800 | 5.4047 | 38.596 | 40.0001
6964 | 25070400 | 5.4048 | 38.5979 | 40.0021
6965 | 25074000 | 5.4048 | 38.5999 | 40.0041
6966 | 25077600 | 5.4049 | 38.6018 | 40.006
6967 | 25081200 | 5.4049 | 38.6038 | 40.008
6968 | 25084800 | 5.405 | 38.6058 | 40.01
6969 | 25088400 | 5.4051 | 38.6077 | 40.0119
6970 | 25092000 | 5.4051 | 38.6097 | 40.0139
6971 | 25095600 | 5.4052 | 38.6116 | 40.0158
6972 | 25099200 | 5.4052 | 38.6136 | 40.0178
6973 | 25102800 | 5.4053 | 38.6155 | 40.0198
6974 | 25106400 | 5.4054 | 38.6175 | 40.0217
6975 | 25110000 | 5.4054 | 38.6195 | 40.0237
6976 | 25113600 | 5.4055 | 38.6214 | 40.0257
6977 | 25117200 | 5.4055 | 38.6234 | 40.0276
6978 | 25120800 | 5.4056 | 38.6253 | 40.0296
6979 | 25124400 | 5.4057 | 38.6273 | 40.0315
6980 | 25128000 | 5.4057 | 38.6292 | 40.0335
6981 | 25131600 | 5.4058 | 38.6312 | 40.0355
6982 | 25135200 | 5.4059 | 38.6332 | 40.0374
6983 | 25138800 | 5.4059 | 38.6351 | 40.0394
6984 | 25142400 | 5.406 | 38.6371 | 40.0413
6985 | 25146000 | 5.406 | 38.639 | 40.0433
6986 | 25149600 | 5.4061 | 38.641 | 40.0453
6987 | 25153200 | 5.4062 | 38.6429 | 40.0472
6988 | 25156800 | 5.4062 | 38.6449 | 40.0492
6989 | 25160400 | 5.4063 | 38.6468 | 40.0511
6990 | 25164000 | 5.4063 | 38.6488 | 40.0531
6991 | 25167600 | 5.4064 | 38.6507 | 40.0551
6992 | 25171200 | 5.4065 | 38.6527 | 40.057
6993 | 25174800 | 5.4065 | 38.6547 | 40.059
6994 | 25178400 | 5.4066 | 38.6566 | 40.0609
6995 | 25182000 | 5.4066 | 38.6586 | 40.0629
6996 | 25185600 | 5.4067 | 38.6605 | 40.0649
6997 | 25189200 | 5.4068 | 38.6625 | 40.0668
6998 | 25192800 | 5.4068 | 38.6644 | 40.0688
6999 | 25196400 | 5.4069 | 38.6664 | 40.0707
7000 | 25200000 | 5.4069 | 38.6683 | 40.0727
7001 | 25203600 | 5.407 | 38.6703 | 40.0746
7002 | 25207200 | 5.4071 | 38.6722 | 40.0766
7003 | 25210800 | 5.4071 | 38.6742 | 40.0786
7004 | 25214400 | 5.4072 | 38.6761 | 40.0805
7005 | 25218000 | 5.4072 | 38.6781 | 40.0825
7006 | 25221600 | 5.4073 | 38.68 | 40.0844
7007 | 25225200 | 5.4074 | 38.682 | 40.0864
7008 | 25228800 | 5.4074 | 38.6839 | 40.0884
7009 | 25232400 | 5.4075 | 38.6859 | 40.0903
7010 | 25236000 | 5.4075 | 38.6879 | 40.0923
7011 | 25239600 | 5.4076 | 38.6898 | 40.0942
7012 | 25243200 | 5.4077 | 38.6918 | 40.0962
7013 | 25246800 | 5.4077 | 38.6937 | 40.0981
7014 | 25250400 | 5.4078 | 38.6957 | 40.1001
7015 | 25254000 | 5.4078 | 38.6976 | 40.102
7016 | 25257600 | 5.4079 | 38.6996 | 40.104
7017 | 25261200 | 5.408 | 38.7015 | 40.106
7018 | 25264800 | 5.408 | 38.7035 | 40.1079
7019 | 25268400 | 5.4081 | 38.7054 | 40.1099
7020 | 25272000 | 5.4081 | 38.7074 | 40.1118
7021 | 25275600 | 5.4082 | 38.7093 | 40.1138
7022 | 25279200 | 5.4083 | 38.7113 | 40.1157
7023 | 25282800 | 5.4083 | 38.7132 | 40.1177
7024 | 25286400 | 5.4084 | 38.7152 | 40.1196
7025 | 25290000 | 5.4084 | 38.7171 | 40.1216
7026 | 25293600 | 5.4085 | 38.7191 | 40.1236
7027 | 25297200 | 5.4086 | 38.721 | 40.1255
7028 | 25300800 | 5.4086 | 38.723 | 40.1275
7029 | 25304400 | 5.4087 | 38.7249 | 40.1294
7030 | 25308000 | 5.4087 | 38.7269 | 40.1314
7031 | 25311600 | 5.4088 | 38.7288 | 40.1333
7032 | 25315200 | 5.4089 | 38.7308 | 40.1353
7033 | 25318800 | 5.4089 | 38.7327 | 40.1372
7034 | 25322400 | 5.409 | 38.7347 | 40.1392
7035 | 25326000 | 5.409 | 38.7366 | 40.1411
7036 | 25329600 | 5.4091 | 38.7386 | 40.1431
7037 | 25333200 | 5.4092 | 38.7405 | 40.1451
7038 | 25336800 | 5.4092 | 38.7425 | 40.147
7039 | 25340400 | 5.4093 | 38.7444 | 40.149
7040 | 25344000 | 5.4093 | 38.7463 | 40.1509
7041 | 25347600 | 5.4094 | 38.7483 | 40.1529
7042 | 25351200 | 5.4095 | 38.7502 | 40.1548
7043 | 25354800 | 5.4095 | 38.7522 | 40.1568
7044 | 25358400 | 5.4096 | 38.7541 | 40.1587
7045 | 25362000 | 5.4096 | 38.7561 | 40.1607
7046 | 25365600 | 5.4097 | 38.758 | 40.1626
7047 | 25369200 | 5.4098 | 38.76 | 40.1646
7048 | 25372800 | 5.4098 | 38.7619 | 40.1665
7049 | 25376400 | 5.4099 | 38.7639 | 40.1685
7050 | 25380000 | 5.4099 | 38.7658 | 40.1704
7051 | 25383600 | 5.41 | 38.7678 | 40.1724
7052 | 25387200 | 5.4101 | 38.7697 | 40.1743
7053 | 25390800 | 5.4101 | 38.7717 | 40.1763
7054 | 25394400 | 5.4102 | 38.7736 | 40.1782
7055 | 25398000 | 5.4102 | 38.7755 | 40.1802
7056 | 25401600 | 5.4103 | 38.7775 | 40.1821
7057 | 25405200 | 5.4104 | 38.7794 | 40.1841
7058 | 25408800 | 5.4104 | 38.7814 | 40.186
7059 | 25412400 | 5.4105 | 38.7833 | 40.188
7060 | 25416000 | 5.4105 | 38.7853 | 40.1899
7061 | 25419600 | 5.4106 | 38.7872 | 40.1919
7062 | 25423200 | 5.4107 | 38.7892 | 40.1938
7063 | 25426800 | 5.4107 | 38.7911 | 40.1958
7064 | 25430400 | 5.4108 | 38.7931 | 40.1977
7065 | 25434000 | 5.4108 | 38.795 | 40.1997
7066 | 25437600 | 5.4109 | 38.7969 | 40.2016
7067 | 25441200 | 5.411 | 38.7989 | 40.2036
7068 | 25444800 | 5.411 | 38.8008 | 40.2055
7069 | 25448400 | 5.4111 | 38.8028 | 40.2075
7070 | 25452000 | 5.4111 | 38.8047 | 40.2094
7071 | 25455600 | 5.4112 | 38.8067 | 40.2114
7072 | 25459200 | 5.4112 | 38.8086 | 40.2133
7073 | 25462800 | 5.4113 | 38.8106 | 40.2153
7074 | 25466400 | 5.4114 | 38.8125 | 40.2172
7075 | 25470000 | 5.4114 | 38.8144 | 40.2192
7076 | 25473600 | 5.4115 | 38.8164 | 40.2211
7077 | 25477200 | 5.4115 | 38.8183 | 40.2231
7078 | 25480800 | 5.4116 | 38.8203 | 40.225
7079 | 25484400 | 5.4117 | 38.8222 | 40.227
7080 | 25488000 | 5.4117 | 38.8242 | 40.2289
7081 | 25491600 | 5.4118 | 38.8261 | 40.2309
7082 | 25495200 | 5.4118 | 38.828 | 40.2328
7083 | 25498800 | 5.4119 | 38.83 | 40.2348
7084 | 25502400 | 5.412 | 38.8319 | 40.2367
7085 | 25506000 | 5.412 | 38.8339 | 40.2387
7086 | 25509600 | 5.4121 | 38.8358 | 40.2406
7087 | 25513200 | 5.4121 | 38.8378 | 40.2426
7088 | 25516800 | 5.4122 | 38.8397 | 40.2445
7089 | 25520400 | 5.4123 | 38.8416 | 40.2464
7090 | 25524000 | 5.4123 | 38.8436 | 40.2484
7091 | 25527600 | 5.4124 | 38.8455 | 40.2503
7092 | 25531200 | 5.4124 | 38.8475 | 40.2523
7093 | 25534800 | 5.4125 | 38.8494 | 40.2542
7094 | 25538400 | 5.4126 | 38.8513 | 40.2562
7095 | 25542000 | 5.4126 | 38.8533 | 40.2581
7096 | 25545600 | 5.4127 | 38.8552 | 40.2601
7097 | 25549200 | 5.4127 | 38.8572 | 40.262
7098 | 25552800 | 5.4128 | 38.8591 | 40.264
7099 | 25556400 | 5.4129 | 38.861 | 40.2659
7100 | 25560000 | 5.4129 | 38.863 | 40.2678
7101 | 25563600 | 5.413 | 38.8649 | 40.2698
7102 | 25567200 | 5.413 | 38.8669 | 40.2717
7103 | 25570800 | 5.4131 | 38.8688 | 40.2737
7104 | 25574400 | 5.4131 | 38.8707 | 40.2756
7105 | 25578000 | 5.4132 | 38.8727 | 40.2776
7106 | 25581600 | 5.4133 | 38.8746 | 40.2795
7107 | 25585200 | 5.4133 | 38.8766 | 40.2815
7108 | 25588800 | 5.4134 | 38.8785 | 40.2834
7109 | 25592400 | 5.4134 | 38.8804 | 40.2854
7110 | 25596000 | 5.4135 | 38.8824 | 40.2873
7111 | 25599600 | 5.4136 | 38.8843 | 40.2892
7112 | 25603200 | 5.4136 | 38.8863 | 40.2912
7113 | 25606800 | 5.4137 | 38.8882 | 40.2931
7114 | 25610400 | 5.4137 | 38.8901 | 40.2951
7115 | 25614000 | 5.4138 | 38.8921 | 40.297
7116 | 25617600 | 5.4139 | 38.894 | 40.299
7117 | 25621200 | 5.4139 | 38.8959 | 40.3009
7118 | 25624800 | 5.414 | 38.8979 | 40.3028
7119 | 25628400 | 5.414 | 38.8998 | 40.3048
7120 | 25632000 | 5.4141 | 38.9018 | 40.3067
7121 | 25635600 | 5.4141 | 38.9037 | 40.3087
7122 | 25639200 | 5.4142 | 38.9056 | 40.3106
7123 | 25642800 | 5.4143 | 38.9076 | 40.3126
7124 | 25646400 | 5.4143 | 38.9095 | 40.3145
7125 | 25650000 | 5.4144 | 38.9114 | 40.3164
7126 | 25653600 | 5.4144 | 38.9134 | 40.3184
7127 | 25657200 | 5.4145 | 38.9153 | 40.3203
7128 | 25660800 | 5.4146 | 38.9173 | 40.3223
7129 | 25664400 | 5.4146 | 38.9192 | 40.3242
7130 | 25668000 | 5.4147 | 38.9211 | 40.3261
7131 | 25671600 | 5.4147 | 38.9231 | 40.3281
7132 | 25675200 | 5.4148 | 38.925 | 40.33
7133 | 25678800 | 5.4149 | 38.9269 | 40.332
7134 | 25682400 | 5.4149 | 38.9289 | 40.3339
7135 | 25686000 | 5.415 | 38.9308 | 40.3358
7136 | 25689600 | 5.415 | 38.9327 | 40.3378
7137 | 25693200 | 5.4151 | 38.9347 | 40.3397
7138 | 25696800 | 5.4151 | 38.9366 | 40.3417
7139 | 25700400 | 5.4152 | 38.9385 | 40.3436
7140 | 25704000 | 5.4153 | 38.9405 | 40.3455
7141 | 25707600 | 5.4153 | 38.9424 | 40.3475
7142 | 25711200 | 5.4154 | 38.9444 | 40.3494
7143 | 25714800 | 5.4154 | 38.9463 | 40.3514
7144 | 25718400 | 5.4155 | 38.9482 | 40.3533
7145 | 25722000 | 5.4156 | 38.9502 | 40.3552
7146 | 25725600 | 5.4156 | 38.9521 | 40.3572
7147 | 25729200 | 5.4157 | 38.954 | 40.3591
7148 | 25732800 | 5.4157 | 38.956 | 40.3611
7149 | 25736400 | 5.4158 | 38.9579 | 40.363
7150 | 25740000 | 5.4158 | 38.9598 | 40.3649
7151 | 25743600 | 5.4159 | 38.9618 | 40.3669
7152 | 25747200 | 5.416 | 38.9637 | 40.3688
7153 | 25750800 | 5.416 | 38.9656 | 40.3708
7154 | 25754400 | 5.4161 | 38.9676 | 40.3727
7155 | 25758000 | 5.4161 | 38.9695 | 40.3746
7156 | 25761600 | 5.4162 | 38.9714 | 40.3766
7157 | 25765200 | 5.4163 | 38.9734 | 40.3785
7158 | 25768800 | 5.4163 | 38.9753 | 40.3804
7159 | 25772400 | 5.4164 | 38.9772 | 40.3824
7160 | 25776000 | 5.4164 | 38.9792 | 40.3843
7161 | 25779600 | 5.4165 | 38.9811 | 40.3863
7162 | 25783200 | 5.4166 | 38.983 | 40.3882
7163 | 25786800 | 5.4166 | 38.985 | 40.3901
7164 | 25790400 | 5.4167 | 38.9869 | 40.3921
7165 | 25794000 | 5.4167 | 38.9888 | 40.394
7166 | 25797600 | 5.4168 | 38.9907 | 40.3959
7167 | 25801200 | 5.4168 | 38.9927 | 40.3979
7168 | 25804800 | 5.4169 | 38.9946 | 40.3998
7169 | 25808400 | 5.417 | 38.9965 | 40.4018
7170 | 25812000 | 5.417 | 38.9985 | 40.4037
7171 | 25815600 | 5.4171 | 39.0004 | 40.4056
7172 | 25819200 | 5.4171 | 39.0023 | 40.4076
7173 | 25822800 | 5.4172 | 39.0043 | 40.4095
7174 | 25826400 | 5.4173 | 39.0062 | 40.4114
7175 | 25830000 | 5.4173 | 39.0081 | 40.4134
7176 | 25833600 | 5.4174 | 39.0101 | 40.4153
7177 | 25837200 | 5.4174 | 39.012 | 40.4172
7178 | 25840800 | 5.4175 | 39.0139 | 40.4192
7179 | 25844400 | 5.4175 | 39.0158 | 40.4211
7180 | 25848000 | 5.4176 | 39.0178 | 40.423
7181 | 25851600 | 5.4177 | 39.0197 | 40.425
7182 | 25855200 | 5.4177 | 39.0216 | 40.4269
7183 | 25858800 | 5.4178 | 39.0236 | 40.4288
7184 | 25862400 | 5.4178 | 39.0255 | 40.4308
7185 | 25866000 | 5.4179 | 39.0274 | 40.4327
7186 | 25869600 | 5.4179 | 39.0294 | 40.4346
7187 | 25873200 | 5.418 | 39.0313 | 40.4366
7188 | 25876800 | 5.4181 | 39.0332 | 40.4385
7189 | 25880400 | 5.4181 | 39.0351 | 40.4404
7190 | 25884000 | 5.4182 | 39.0371 | 40.4424
7191 | 25887600 | 5.4182 | 39.039 | 40.4443
7192 | 25891200 | 5.4183 | 39.0409 | 40.4462
7193 | 25894800 | 5.4184 | 39.0429 | 40.4482
7194 | 25898400 | 5.4184 | 39.0448 | 40.4501
7195 | 25902000 | 5.4185 | 39.0467 | 40.452
7196 | 25905600 | 5.4185 | 39.0486 | 40.454
7197 | 25909200 | 5.4186 | 39.0506 | 40.4559
7198 | 25912800 | 5.4186 | 39.0525 | 40.4578
7199 | 25916400 | 5.4187 | 39.0544 | 40.4598
7200 | 25920000 | 5.4188 | 39.0563 | 40.4617
7201 | 25923600 | 5.4188 | 39.0583 | 40.4636
7202 | 25927200 | 5.4189 | 39.0602 | 40.4656
7203 | 25930800 | 5.4189 | 39.0621 | 40.4675
7204 | 25934400 | 5.419 | 39.0641 | 40.4694
7205 | 25938000 | 5.419 | 39.066 | 40.4714
7206 | 25941600 | 5.4191 | 39.0679 | 40.4733
7207 | 25945200 | 5.4192 | 39.0698 | 40.4752
7208 | 25948800 | 5.4192 | 39.0718 | 40.4772
7209 | 25952400 | 5.4193 | 39.0737 | 40.4791
7210 | 25956000 | 5.4193 | 39.0756 | 40.481
7211 | 25959600 | 5.4194 | 39.0775 | 40.483
7212 | 25963200 | 5.4195 | 39.0795 | 40.4849
7213 | 25966800 | 5.4195 | 39.0814 | 40.4868
7214 | 25970400 | 5.4196 | 39.0833 | 40.4887
7215 | 25974000 | 5.4196 | 39.0852 | 40.4907
7216 | 25977600 | 5.4197 | 39.0872 | 40.4926
7217 | 25981200 | 5.4197 | 39.0891 | 40.4945
7218 | 25984800 | 5.4198 | 39.091 | 40.4965
7219 | 25988400 | 5.4199 | 39.0929 | 40.4984
7220 | 25992000 | 5.4199 | 39.0949 | 40.5003
7221 | 25995600 | 5.42 | 39.0968 | 40.5023
7222 | 25999200 | 5.42 | 39.0987 | 40.5042
7223 | 26002800 | 5.4201 | 39.1006 | 40.5061
7224 | 26006400 | 5.4201 | 39.1026 | 40.508
7225 | 26010000 | 5.4202 | 39.1045 | 40.51
7226 | 26013600 | 5.4203 | 39.1064 | 40.5119
7227 | 26017200 | 5.4203 | 39.1083 | 40.5138
7228 | 26020800 | 5.4204 | 39.1103 | 40.5158
7229 | 26024400 | 5.4204 | 39.1122 | 40.5177
7230 | 26028000 | 5.4205 | 39.1141 | 40.5196
7231 | 26031600 | 5.4205 | 39.116 | 40.5215
7232 | 26035200 | 5.4206 | 39.118 | 40.5235
7233 | 26038800 | 5.4207 | 39.1199 | 40.5254
7234 | 26042400 | 5.4207 | 39.1218 | 40.5273
7235 | 26046000 | 5.4208 | 39.1237 | 40.5293
7236 | 26049600 | 5.4208 | 39.1256 | 40.5312
7237 | 26053200 | 5.4209 | 39.1276 | 40.5331
7238 | 26056800 | 5.421 | 39.1295 | 40.535
7239 | 26060400 | 5.421 | 39.1314 | 40.537
7240 | 26064000 | 5.4211 | 39.1333 | 40.5389
7241 | 26067600 | 5.4211 | 39.1353 | 40.5408
7242 | 26071200 | 5.4212 | 39.1372 | 40.5427
7243 | 26074800 | 5.4212 | 39.1391 | 40.5447
7244 | 26078400 | 5.4213 | 39.141 | 40.5466
7245 | 26082000 | 5.4214 | 39.1429 | 40.5485
7246 | 26085600 | 5.4214 | 39.1449 | 40.5505
7247 | 26089200 | 5.4215 | 39.1468 | 40.5524
7248 | 26092800 | 5.4215 | 39.1487 | 40.5543
7249 | 26096400 | 5.4216 | 39.1506 | 40.5562
7250 | 26100000 | 5.4216 | 39.1526 | 40.5582
7251 | 26103600 | 5.4217 | 39.1545 | 40.5601
7252 | 26107200 | 5.4218 | 39.1564 | 40.562
7253 | 26110800 | 5.4218 | 39.1583 | 40.5639
7254 | 26114400 | 5.4219 | 39.1602 | 40.5659
7255 | 26118000 | 5.4219 | 39.1622 | 40.5678
7256 | 26121600 | 5.422 | 39.1641 | 40.5697
7257 | 26125200 | 5.422 | 39.166 | 40.5716
7258 | 26128800 | 5.4221 | 39.1679 | 40.5736
7259 | 26132400 | 5.4222 | 39.1698 | 40.5755
7260 | 26136000 | 5.4222 | 39.1718 | 40.5774
7261 | 26139600 | 5.4223 | 39.1737 | 40.5793
7262 | 26143200 | 5.4223 | 39.1756 | 40.5813
7263 | 26146800 | 5.4224 | 39.1775 | 40.5832
7264 | 26150400 | 5.4224 | 39.1794 | 40.5851
7265 | 26154000 | 5.4225 | 39.1814 | 40.587
7266 | 26157600 | 5.4226 | 39.1833 | 40.589
7267 | 26161200 | 5.4226 | 39.1852 | 40.5909
7268 | 26164800 | 5.4227 | 39.1871 | 40.5928
7269 | 26168400 | 5.4227 | 39.189 | 40.5947
7270 | 26172000 | 5.4228 | 39.191 | 40.5967
7271 | 26175600 | 5.4228 | 39.1929 | 40.5986
7272 | 26179200 | 5.4229 | 39.1948 | 40.6005
7273 | 26182800 | 5.423 | 39.1967 | 40.6024
7274 | 26186400 | 5.423 | 39.1986 | 40.6043
7275 | 26190000 | 5.4231 | 39.2005 | 40.6063
7276 | 26193600 | 5.4231 | 39.2025 | 40.6082
7277 | 26197200 | 5.4232 | 39.2044 | 40.6101
7278 | 26200800 | 5.4232 | 39.2063 | 40.612
7279 | 26204400 | 5.4233 | 39.2082 | 40.614
7280 | 26208000 | 5.4234 | 39.2101 | 40.6159
7281 | 26211600 | 5.4234 | 39.212 | 40.6178
7282 | 26215200 | 5.4235 | 39.214 | 40.6197
7283 | 26218800 | 5.4235 | 39.2159 | 40.6216
7284 | 26222400 | 5.4236 | 39.2178 | 40.6236
7285 | 26226000 | 5.4236 | 39.2197 | 40.6255
7286 | 26229600 | 5.4237 | 39.2216 | 40.6274
7287 | 26233200 | 5.4238 | 39.2235 | 40.6293
7288 | 26236800 | 5.4238 | 39.2255 | 40.6313
7289 | 26240400 | 5.4239 | 39.2274 | 40.6332
7290 | 26244000 | 5.4239 | 39.2293 | 40.6351
7291 | 26247600 | 5.424 | 39.2312 | 40.637
7292 | 26251200 | 5.424 | 39.2331 | 40.6389
7293 | 26254800 | 5.4241 | 39.235 | 40.6409
7294 | 26258400 | 5.4242 | 39.237 | 40.6428
7295 | 26262000 | 5.4242 | 39.2389 | 40.6447
7296 | 26265600 | 5.4243 | 39.2408 | 40.6466
7297 | 26269200 | 5.4243 | 39.2427 | 40.6485
7298 | 26272800 | 5.4244 | 39.2446 | 40.6505
7299 | 26276400 | 5.4244 | 39.2465 | 40.6524
7300 | 26280000 | 5.4245 | 39.2484 | 40.6543
7301 | 26283600 | 5.4246 | 39.2504 | 40.6562
7302 | 26287200 | 5.4246 | 39.2523 | 40.6581
7303 | 26290800 | 5.4247 | 39.2542 | 40.6601
7304 | 26294400 | 5.4247 | 39.2561 | 40.662
7305 | 26298000 | 5.4248 | 39.258 | 40.6639
7306 | 26301600 | 5.4248 | 39.2599 | 40.6658
7307 | 26305200 | 5.4249 | 39.2618 | 40.6677
7308 | 26308800 | 5.4249 | 39.2638 | 40.6696
7309 | 26312400 | 5.425 | 39.2657 | 40.6716
7310 | 26316000 | 5.4251 | 39.2676 | 40.6735
7311 | 26319600 | 5.4251 | 39.2695 | 40.6754
7312 | 26323200 | 5.4252 | 39.2714 | 40.6773
7313 | 26326800 | 5.4252 | 39.2733 | 40.6792
7314 | 26330400 | 5.4253 | 39.2752 | 40.6812
7315 | 26334000 | 5.4253 | 39.2772 | 40.6831
7316 | 26337600 | 5.4254 | 39.2791 | 40.685
7317 | 26341200 | 5.4255 | 39.281 | 40.6869
7318 | 26344800 | 5.4255 | 39.2829 | 40.6888
7319 | 26348400 | 5.4256 | 39.2848 | 40.6907
7320 | 26352000 | 5.4256 | 39.2867 | 40.6927
7321 | 26355600 | 5.4257 | 39.2886 | 40.6946
7322 | 26359200 | 5.4257 | 39.2905 | 40.6965
7323 | 26362800 | 5.4258 | 39.2925 | 40.6984
7324 | 26366400 | 5.4259 | 39.2944 | 40.7003
7325 | 26370000 | 5.4259 | 39.2963 | 40.7022
7326 | 26373600 | 5.426 | 39.2982 | 40.7042
7327 | 26377200 | 5.426 | 39.3001 | 40.7061
7328 | 26380800 | 5.4261 | 39.302 | 40.708
7329 | 26384400 | 5.4261 | 39.3039 | 40.7099
7330 | 26388000 | 5.4262 | 39.3058 | 40.7118
7331 | 26391600 | 5.4262 | 39.3077 | 40.7137
7332 | 26395200 | 5.4263 | 39.3097 | 40.7157
7333 | 26398800 | 5.4264 | 39.3116 | 40.7176
7334 | 26402400 | 5.4264 | 39.3135 | 40.7195
7335 | 26406000 | 5.4265 | 39.3154 | 40.7214
7336 | 26409600 | 5.4265 | 39.3173 | 40.7233
7337 | 26413200 | 5.4266 | 39.3192 | 40.7252
7338 | 26416800 | 5.4266 | 39.3211 | 40.7271
7339 | 26420400 | 5.4267 | 39.323 | 40.7291
7340 | 26424000 | 5.4268 | 39.3249 | 40.731
7341 | 26427600 | 5.4268 | 39.3269 | 40.7329
7342 | 26431200 | 5.4269 | 39.3288 | 40.7348
7343 | 26434800 | 5.4269 | 39.3307 | 40.7367
7344 | 26438400 | 5.427 | 39.3326 | 40.7386
7345 | 26442000 | 5.427 | 39.3345 | 40.7405
7346 | 26445600 | 5.4271 | 39.3364 | 40.7425
7347 | 26449200 | 5.4271 | 39.3383 | 40.7444
7348 | 26452800 | 5.4272 | 39.3402 | 40.7463
7349 | 26456400 | 5.4273 | 39.3421 | 40.7482
7350 | 26460000 | 5.4273 | 39.344 | 40.7501
7351 | 26463600 | 5.4274 | 39.3459 | 40.752
7352 | 26467200 | 5.4274 | 39.3479 | 40.7539
7353 | 26470800 | 5.4275 | 39.3498 | 40.7559
7354 | 26474400 | 5.4275 | 39.3517 | 40.7578
7355 | 26478000 | 5.4276 | 39.3536 | 40.7597
7356 | 26481600 | 5.4277 | 39.3555 | 40.7616
7357 | 26485200 | 5.4277 | 39.3574 | 40.7635
7358 | 26488800 | 5.4278 | 39.3593 | 40.7654
7359 | 26492400 | 5.4278 | 39.3612 | 40.7673
7360 | 26496000 | 5.4279 | 39.3631 | 40.7692
7361 | 26499600 | 5.4279 | 39.365 | 40.7712
7362 | 26503200 | 5.428 | 39.3669 | 40.7731
7363 | 26506800 | 5.428 | 39.3688 | 40.775
7364 | 26510400 | 5.4281 | 39.3707 | 40.7769
7365 | 26514000 | 5.4282 | 39.3726 | 40.7788
7366 | 26517600 | 5.4282 | 39.3746 | 40.7807
7367 | 26521200 | 5.4283 | 39.3765 | 40.7826
7368 | 26524800 | 5.4283 | 39.3784 | 40.7845
7369 | 26528400 | 5.4284 | 39.3803 | 40.7864
7370 | 26532000 | 5.4284 | 39.3822 | 40.7884
7371 | 26535600 | 5.4285 | 39.3841 | 40.7903
7372 | 26539200 | 5.4286 | 39.386 | 40.7922
7373 | 26542800 | 5.4286 | 39.3879 | 40.7941
7374 | 26546400 | 5.4287 | 39.3898 | 40.796
7375 | 26550000 | 5.4287 | 39.3917 | 40.7979
7376 | 26553600 | 5.4288 | 39.3936 | 40.7998
7377 | 26557200 | 5.4288 | 39.3955 | 40.8017
7378 | 26560800 | 5.4289 | 39.3974 | 40.8036
7379 | 26564400 | 5.4289 | 39.3993 | 40.8056
7380 | 26568000 | 5.429 | 39.4012 | 40.8075
7381 | 26571600 | 5.4291 | 39.4031 | 40.8094
7382 | 26575200 | 5.4291 | 39.405 | 40.8113
7383 | 26578800 | 5.4292 | 39.4069 | 40.8132
7384 | 26582400 | 5.4292 | 39.4089 | 40.8151
7385 | 26586000 | 5.4293 | 39.4108 | 40.817
7386 | 26589600 | 5.4293 | 39.4127 | 40.8189
7387 | 26593200 | 5.4294 | 39.4146 | 40.8208
7388 | 26596800 | 5.4294 | 39.4165 | 40.8227
7389 | 26600400 | 5.4295 | 39.4184 | 40.8246
7390 | 26604000 | 5.4296 | 39.4203 | 40.8266
7391 | 26607600 | 5.4296 | 39.4222 | 40.8285
7392 | 26611200 | 5.4297 | 39.4241 | 40.8304
7393 | 26614800 | 5.4297 | 39.426 | 40.8323
7394 | 26618400 | 5.4298 | 39.4279 | 40.8342
7395 | 26622000 | 5.4298 | 39.4298 | 40.8361
7396 | 26625600 | 5.4299 | 39.4317 | 40.838
7397 | 26629200 | 5.4299 | 39.4336 | 40.8399
7398 | 26632800 | 5.43 | 39.4355 | 40.8418
7399 | 26636400 | 5.4301 | 39.4374 | 40.8437
7400 | 26640000 | 5.4301 | 39.4393 | 40.8456
7401 | 26643600 | 5.4302 | 39.4412 | 40.8475
7402 | 26647200 | 5.4302 | 39.4431 | 40.8494
7403 | 26650800 | 5.4303 | 39.445 | 40.8514
7404 | 26654400 | 5.4303 | 39.4469 | 40.8533
7405 | 26658000 | 5.4304 | 39.4488 | 40.8552
7406 | 26661600 | 5.4304 | 39.4507 | 40.8571
7407 | 26665200 | 5.4305 | 39.4526 | 40.859
7408 | 26668800 | 5.4306 | 39.4545 | 40.8609
7409 | 26672400 | 5.4306 | 39.4564 | 40.8628
7410 | 26676000 | 5.4307 | 39.4583 | 40.8647
7411 | 26679600 | 5.4307 | 39.4602 | 40.8666
7412 | 26683200 | 5.4308 | 39.4621 | 40.8685
7413 | 26686800 | 5.4308 | 39.464 | 40.8704
7414 | 26690400 | 5.4309 | 39.4659 | 40.8723
7415 | 26694000 | 5.4309 | 39.4678 | 40.8742
7416 | 26697600 | 5.431 | 39.4697 | 40.8761
7417 | 26701200 | 5.4311 | 39.4716 | 40.878
7418 | 26704800 | 5.4311 | 39.4735 | 40.8799
7419 | 26708400 | 5.4312 | 39.4754 | 40.8818
7420 | 26712000 | 5.4312 | 39.4773 | 40.8837
7421 | 26715600 | 5.4313 | 39.4792 | 40.8857
7422 | 26719200 | 5.4313 | 39.4811 | 40.8876
7423 | 26722800 | 5.4314 | 39.483 | 40.8895
7424 | 26726400 | 5.4314 | 39.4849 | 40.8914
7425 | 26730000 | 5.4315 | 39.4868 | 40.8933
7426 | 26733600 | 5.4316 | 39.4887 | 40.8952
7427 | 26737200 | 5.4316 | 39.4906 | 40.8971
7428 | 26740800 | 5.4317 | 39.4925 | 40.899
7429 | 26744400 | 5.4317 | 39.4944 | 40.9009
7430 | 26748000 | 5.4318 | 39.4963 | 40.9028
7431 | 26751600 | 5.4318 | 39.4982 | 40.9047
7432 | 26755200 | 5.4319 | 39.5001 | 40.9066
7433 | 26758800 | 5.4319 | 39.502 | 40.9085
7434 | 26762400 | 5.432 | 39.5039 | 40.9104
7435 | 26766000 | 5.4321 | 39.5058 | 40.9123
7436 | 26769600 | 5.4321 | 39.5077 | 40.9142
7437 | 26773200 | 5.4322 | 39.5096 | 40.9161
7438 | 26776800 | 5.4322 | 39.5115 | 40.918
7439 | 26780400 | 5.4323 | 39.5134 | 40.9199
7440 | 26784000 | 5.4323 | 39.5153 | 40.9218
7441 | 26787600 | 5.4324 | 39.5172 | 40.9237
7442 | 26791200 | 5.4324 | 39.5191 | 40.9256
7443 | 26794800 | 5.4325 | 39.521 | 40.9275
7444 | 26798400 | 5.4326 | 39.5229 | 40.9294
7445 | 26802000 | 5.4326 | 39.5248 | 40.9313
7446 | 26805600 | 5.4327 | 39.5267 | 40.9332
7447 | 26809200 | 5.4327 | 39.5286 | 40.9351
7448 | 26812800 | 5.4328 | 39.5305 | 40.937
7449 | 26816400 | 5.4328 | 39.5324 | 40.9389
7450 | 26820000 | 5.4329 | 39.5343 | 40.9408
7451 | 26823600 | 5.4329 | 39.5362 | 40.9427
7452 | 26827200 | 5.433 | 39.5381 | 40.9446
7453 | 26830800 | 5.4331 | 39.54 | 40.9465
7454 | 26834400 | 5.4331 | 39.5419 | 40.9484
7455 | 26838000 | 5.4332 | 39.5438 | 40.9503
7456 | 26841600 | 5.4332 | 39.5457 | 40.9522
7457 | 26845200 | 5.4333 | 39.5476 | 40.9541
7458 | 26848800 | 5.4333 | 39.5494 | 40.956
7459 | 26852400 | 5.4334 | 39.5513 | 40.9579
7460 | 26856000 | 5.4334 | 39.5532 | 40.9598
7461 | 26859600 | 5.4335 | 39.5551 | 40.9617
7462 | 26863200 | 5.4335 | 39.557 | 40.9636
7463 | 26866800 | 5.4336 | 39.5589 | 40.9655
7464 | 26870400 | 5.4337 | 39.5608 | 40.9674
7465 | 26874000 | 5.4337 | 39.5627 | 40.9693
7466 | 26877600 | 5.4338 | 39.5646 | 40.9712
7467 | 26881200 | 5.4338 | 39.5665 | 40.9731
7468 | 26884800 | 5.4339 | 39.5684 | 40.975
7469 | 26888400 | 5.4339 | 39.5703 | 40.9769
7470 | 26892000 | 5.434 | 39.5722 | 40.9788
7471 | 26895600 | 5.434 | 39.5741 | 40.9807
7472 | 26899200 | 5.4341 | 39.576 | 40.9826
7473 | 26902800 | 5.4341 | 39.5779 | 40.9845
7474 | 26906400 | 5.4342 | 39.5798 | 40.9864
7475 | 26910000 | 5.4343 | 39.5817 | 40.9883
7476 | 26913600 | 5.4343 | 39.5835 | 40.9902
7477 | 26917200 | 5.4344 | 39.5854 | 40.9921
7478 | 26920800 | 5.4344 | 39.5873 | 40.994
7479 | 26924400 | 5.4345 | 39.5892 | 40.9959
7480 | 26928000 | 5.4345 | 39.5911 | 40.9978
7481 | 26931600 | 5.4346 | 39.593 | 40.9997
7482 | 26935200 | 5.4346 | 39.5949 | 41.0016
7483 | 26938800 | 5.4347 | 39.5968 | 41.0035
7484 | 26942400 | 5.4348 | 39.5987 | 41.0054
7485 | 26946000 | 5.4348 | 39.6006 | 41.0073
7486 | 26949600 | 5.4349 | 39.6025 | 41.0092
7487 | 26953200 | 5.4349 | 39.6044 | 41.0111
7488 | 26956800 | 5.435 | 39.6063 | 41.013
7489 | 26960400 | 5.435 | 39.6082 | 41.0149
7490 | 26964000 | 5.4351 | 39.61 | 41.0168
7491 | 26967600 | 5.4351 | 39.6119 | 41.0187
7492 | 26971200 | 5.4352 | 39.6138 | 41.0206
7493 | 26974800 | 5.4352 | 39.6157 | 41.0225
7494 | 26978400 | 5.4353 | 39.6176 | 41.0244
7495 | 26982000 | 5.4354 | 39.6195 | 41.0263
7496 | 26985600 | 5.4354 | 39.6214 | 41.0282
7497 | 26989200 | 5.4355 | 39.6233 | 41.0301
7498 | 26992800 | 5.4355 | 39.6252 | 41.0319
7499 | 26996400 | 5.4356 | 39.6271 | 41.0338
7500 | 27000000 | 5.4356 | 39.629 | 41.0357
7501 | 27003600 | 5.4357 | 39.6308 | 41.0376
7502 | 27007200 | 5.4357 | 39.6327 | 41.0395
7503 | 27010800 | 5.4358 | 39.6346 | 41.0414
7504 | 27014400 | 5.4358 | 39.6365 | 41.0433
7505 | 27018000 | 5.4359 | 39.6384 | 41.0452
7506 | 27021600 | 5.436 | 39.6403 | 41.0471
7507 | 27025200 | 5.436 | 39.6422 | 41.049
7508 | 27028800 | 5.4361 | 39.6441 | 41.0509
7509 | 27032400 | 5.4361 | 39.646 | 41.0528
7510 | 27036000 | 5.4362 | 39.6479 | 41.0547
7511 | 27039600 | 5.4362 | 39.6497 | 41.0566
7512 | 27043200 | 5.4363 | 39.6516 | 41.0585
7513 | 27046800 | 5.4363 | 39.6535 | 41.0604
7514 | 27050400 | 5.4364 | 39.6554 | 41.0623
7515 | 27054000 | 5.4364 | 39.6573 | 41.0642
7516 | 27057600 | 5.4365 | 39.6592 | 41.066
7517 | 27061200 | 5.4366 | 39.6611 | 41.0679
7518 | 27064800 | 5.4366 | 39.663 | 41.0698
7519 | 27068400 | 5.4367 | 39.6648 | 41.0717
7520 | 27072000 | 5.4367 | 39.6667 | 41.0736
7521 | 27075600 | 5.4368 | 39.6686 | 41.0755
7522 | 27079200 | 5.4368 | 39.6705 | 41.0774
7523 | 27082800 | 5.4369 | 39.6724 | 41.0793
7524 | 27086400 | 5.4369 | 39.6743 | 41.0812
7525 | 27090000 | 5.437 | 39.6762 | 41.0831
7526 | 27093600 | 5.437 | 39.6781 | 41.085
7527 | 27097200 | 5.4371 | 39.68 | 41.0869
7528 | 27100800 | 5.4372 | 39.6818 | 41.0888
7529 | 27104400 | 5.4372 | 39.6837 | 41.0906
7530 | 27108000 | 5.4373 | 39.6856 | 41.0925
7531 | 27111600 | 5.4373 | 39.6875 | 41.0944
7532 | 27115200 | 5.4374 | 39.6894 | 41.0963
7533 | 27118800 | 5.4374 | 39.6913 | 41.0982
7534 | 27122400 | 5.4375 | 39.6932 | 41.1001
7535 | 27126000 | 5.4375 | 39.695 | 41.102
7536 | 27129600 | 5.4376 | 39.6969 | 41.1039
7537 | 27133200 | 5.4376 | 39.6988 | 41.1058
7538 | 27136800 | 5.4377 | 39.7007 | 41.1077
7539 | 27140400 | 5.4377 | 39.7026 | 41.1096
7540 | 27144000 | 5.4378 | 39.7045 | 41.1114
7541 | 27147600 | 5.4379 | 39.7064 | 41.1133
7542 | 27151200 | 5.4379 | 39.7082 | 41.1152
7543 | 27154800 | 5.438 | 39.7101 | 41.1171
7544 | 27158400 | 5.438 | 39.712 | 41.119
7545 | 27162000 | 5.4381 | 39.7139 | 41.1209
7546 | 27165600 | 5.4381 | 39.7158 | 41.1228
7547 | 27169200 | 5.4382 | 39.7177 | 41.1247
7548 | 27172800 | 5.4382 | 39.7196 | 41.1266
7549 | 27176400 | 5.4383 | 39.7214 | 41.1285
7550 | 27180000 | 5.4383 | 39.7233 | 41.1303
7551 | 27183600 | 5.4384 | 39.7252 | 41.1322
7552 | 27187200 | 5.4385 | 39.7271 | 41.1341
7553 | 27190800 | 5.4385 | 39.729 | 41.136
7554 | 27194400 | 5.4386 | 39.7309 | 41.1379
7555 | 27198000 | 5.4386 | 39.7327 | 41.1398
7556 | 27201600 | 5.4387 | 39.7346 | 41.1417
7557 | 27205200 | 5.4387 | 39.7365 | 41.1436
7558 | 27208800 | 5.4388 | 39.7384 | 41.1454
7559 | 27212400 | 5.4388 | 39.7403 | 41.1473
7560 | 27216000 | 5.4389 | 39.7422 | 41.1492
7561 | 27219600 | 5.4389 | 39.744 | 41.1511
7562 | 27223200 | 5.439 | 39.7459 | 41.153
7563 | 27226800 | 5.439 | 39.7478 | 41.1549
7564 | 27230400 | 5.4391 | 39.7497 | 41.1568
7565 | 27234000 | 5.4392 | 39.7516 | 41.1587
7566 | 27237600 | 5.4392 | 39.7535 | 41.1605
7567 | 27241200 | 5.4393 | 39.7553 | 41.1624
7568 | 27244800 | 5.4393 | 39.7572 | 41.1643
7569 | 27248400 | 5.4394 | 39.7591 | 41.1662
7570 | 27252000 | 5.4394 | 39.761 | 41.1681
7571 | 27255600 | 5.4395 | 39.7629 | 41.17
7572 | 27259200 | 5.4395 | 39.7648 | 41.1719
7573 | 27262800 | 5.4396 | 39.7666 | 41.1738
7574 | 27266400 | 5.4396 | 39.7685 | 41.1756
7575 | 27270000 | 5.4397 | 39.7704 | 41.1775
7576 | 27273600 | 5.4397 | 39.7723 | 41.1794
7577 | 27277200 | 5.4398 | 39.7742 | 41.1813
7578 | 27280800 | 5.4399 | 39.776 | 41.1832
7579 | 27284400 | 5.4399 | 39.7779 | 41.1851
7580 | 27288000 | 5.44 | 39.7798 | 41.187
7581 | 27291600 | 5.44 | 39.7817 | 41.1888
7582 | 27295200 | 5.4401 | 39.7836 | 41.1907
7583 | 27298800 | 5.4401 | 39.7854 | 41.1926
7584 | 27302400 | 5.4402 | 39.7873 | 41.1945
7585 | 27306000 | 5.4402 | 39.7892 | 41.1964
7586 | 27309600 | 5.4403 | 39.7911 | 41.1983
7587 | 27313200 | 5.4403 | 39.793 | 41.2002
7588 | 27316800 | 5.4404 | 39.7949 | 41.202
7589 | 27320400 | 5.4404 | 39.7967 | 41.2039
7590 | 27324000 | 5.4405 | 39.7986 | 41.2058
7591 | 27327600 | 5.4406 | 39.8005 | 41.2077
7592 | 27331200 | 5.4406 | 39.8024 | 41.2096
7593 | 27334800 | 5.4407 | 39.8042 | 41.2115
7594 | 27338400 | 5.4407 | 39.8061 | 41.2133
7595 | 27342000 | 5.4408 | 39.808 | 41.2152
7596 | 27345600 | 5.4408 | 39.8099 | 41.2171
7597 | 27349200 | 5.4409 | 39.8118 | 41.219
7598 | 27352800 | 5.4409 | 39.8136 | 41.2209
7599 | 27356400 | 5.441 | 39.8155 | 41.2228
7600 | 27360000 | 5.441 | 39.8174 | 41.2246
7601 | 27363600 | 5.4411 | 39.8193 | 41.2265
7602 | 27367200 | 5.4411 | 39.8212 | 41.2284
7603 | 27370800 | 5.4412 | 39.823 | 41.2303
7604 | 27374400 | 5.4412 | 39.8249 | 41.2322
7605 | 27378000 | 5.4413 | 39.8268 | 41.2341
7606 | 27381600 | 5.4414 | 39.8287 | 41.2359
7607 | 27385200 | 5.4414 | 39.8305 | 41.2378
7608 | 27388800 | 5.4415 | 39.8324 | 41.2397
7609 | 27392400 | 5.4415 | 39.8343 | 41.2416
7610 | 27396000 | 5.4416 | 39.8362 | 41.2435
7611 | 27399600 | 5.4416 | 39.8381 | 41.2454
7612 | 27403200 | 5.4417 | 39.8399 | 41.2472
7613 | 27406800 | 5.4417 | 39.8418 | 41.2491
7614 | 27410400 | 5.4418 | 39.8437 | 41.251
7615 | 27414000 | 5.4418 | 39.8456 | 41.2529
7616 | 27417600 | 5.4419 | 39.8474 | 41.2548
7617 | 27421200 | 5.4419 | 39.8493 | 41.2566
7618 | 27424800 | 5.442 | 39.8512 | 41.2585
7619 | 27428400 | 5.4421 | 39.8531 | 41.2604
7620 | 27432000 | 5.4421 | 39.855 | 41.2623
7621 | 27435600 | 5.4422 | 39.8568 | 41.2642
7622 | 27439200 | 5.4422 | 39.8587 | 41.266
7623 | 27442800 | 5.4423 | 39.8606 | 41.2679
7624 | 27446400 | 5.4423 | 39.8625 | 41.2698
7625 | 27450000 | 5.4424 | 39.8643 | 41.2717
7626 | 27453600 | 5.4424 | 39.8662 | 41.2736
7627 | 27457200 | 5.4425 | 39.8681 | 41.2754
7628 | 27460800 | 5.4425 | 39.87 | 41.2773
7629 | 27464400 | 5.4426 | 39.8718 | 41.2792
7630 | 27468000 | 5.4426 | 39.8737 | 41.2811
7631 | 27471600 | 5.4427 | 39.8756 | 41.283
7632 | 27475200 | 5.4427 | 39.8775 | 41.2848
7633 | 27478800 | 5.4428 | 39.8793 | 41.2867
7634 | 27482400 | 5.4428 | 39.8812 | 41.2886
7635 | 27486000 | 5.4429 | 39.8831 | 41.2905
7636 | 27489600 | 5.443 | 39.885 | 41.2924
7637 | 27493200 | 5.443 | 39.8868 | 41.2942
7638 | 27496800 | 5.4431 | 39.8887 | 41.2961
7639 | 27500400 | 5.4431 | 39.8906 | 41.298
7640 | 27504000 | 5.4432 | 39.8925 | 41.2999
7641 | 27507600 | 5.4432 | 39.8943 | 41.3018
7642 | 27511200 | 5.4433 | 39.8962 | 41.3036
7643 | 27514800 | 5.4433 | 39.8981 | 41.3055
7644 | 27518400 | 5.4434 | 39.8999 | 41.3074
7645 | 27522000 | 5.4434 | 39.9018 | 41.3093
7646 | 27525600 | 5.4435 | 39.9037 | 41.3111
7647 | 27529200 | 5.4435 | 39.9056 | 41.313
7648 | 27532800 | 5.4436 | 39.9074 | 41.3149
7649 | 27536400 | 5.4436 | 39.9093 | 41.3168
7650 | 27540000 | 5.4437 | 39.9112 | 41.3187
7651 | 27543600 | 5.4438 | 39.9131 | 41.3205
7652 | 27547200 | 5.4438 | 39.9149 | 41.3224
7653 | 27550800 | 5.4439 | 39.9168 | 41.3243
7654 | 27554400 | 5.4439 | 39.9187 | 41.3262
7655 | 27558000 | 5.444 | 39.9205 | 41.328
7656 | 27561600 | 5.444 | 39.9224 | 41.3299
7657 | 27565200 | 5.4441 | 39.9243 | 41.3318
7658 | 27568800 | 5.4441 | 39.9262 | 41.3337
7659 | 27572400 | 5.4442 | 39.928 | 41.3355
7660 | 27576000 | 5.4442 | 39.9299 | 41.3374
7661 | 27579600 | 5.4443 | 39.9318 | 41.3393
7662 | 27583200 | 5.4443 | 39.9337 | 41.3412
7663 | 27586800 | 5.4444 | 39.9355 | 41.343
7664 | 27590400 | 5.4444 | 39.9374 | 41.3449
7665 | 27594000 | 5.4445 | 39.9393 | 41.3468
7666 | 27597600 | 5.4445 | 39.9411 | 41.3487
7667 | 27601200 | 5.4446 | 39.943 | 41.3505
7668 | 27604800 | 5.4447 | 39.9449 | 41.3524
7669 | 27608400 | 5.4447 | 39.9467 | 41.3543
7670 | 27612000 | 5.4448 | 39.9486 | 41.3562
7671 | 27615600 | 5.4448 | 39.9505 | 41.358
7672 | 27619200 | 5.4449 | 39.9524 | 41.3599
7673 | 27622800 | 5.4449 | 39.9542 | 41.3618
7674 | 27626400 | 5.445 | 39.9561 | 41.3637
7675 | 27630000 | 5.445 | 39.958 | 41.3655
7676 | 27633600 | 5.4451 | 39.9598 | 41.3674
7677 | 27637200 | 5.4451 | 39.9617 | 41.3693
7678 | 27640800 | 5.4452 | 39.9636 | 41.3712
7679 | 27644400 | 5.4452 | 39.9654 | 41.373
7680 | 27648000 | 5.4453 | 39.9673 | 41.3749
7681 | 27651600 | 5.4453 | 39.9692 | 41.3768
7682 | 27655200 | 5.4454 | 39.9711 | 41.3787
7683 | 27658800 | 5.4454 | 39.9729 | 41.3805
7684 | 27662400 | 5.4455 | 39.9748 | 41.3824
7685 | 27666000 | 5.4456 | 39.9767 | 41.3843
7686 | 27669600 | 5.4456 | 39.9785 | 41.3862
7687 | 27673200 | 5.4457 | 39.9804 | 41.388
7688 | 27676800 | 5.4457 | 39.9823 | 41.3899
7689 | 27680400 | 5.4458 | 39.9841 | 41.3918
7690 | 27684000 | 5.4458 | 39.986 | 41.3936
7691 | 27687600 | 5.4459 | 39.9879 | 41.3955
7692 | 27691200 | 5.4459 | 39.9897 | 41.3974
7693 | 27694800 | 5.446 | 39.9916 | 41.3993
7694 | 27698400 | 5.446 | 39.9935 | 41.4011
7695 | 27702000 | 5.4461 | 39.9953 | 41.403
7696 | 27705600 | 5.4461 | 39.9972 | 41.4049
7697 | 27709200 | 5.4462 | 39.9991 | 41.4068
7698 | 27712800 | 5.4462 | 40.0009 | 41.4086
7699 | 27716400 | 5.4463 | 40.0028 | 41.4105
7700 | 27720000 | 5.4463 | 40.0047 | 41.4124
7701 | 27723600 | 5.4464 | 40.0065 | 41.4142
7702 | 27727200 | 5.4464 | 40.0084 | 41.4161
7703 | 27730800 | 5.4465 | 40.0103 | 41.418
7704 | 27734400 | 5.4465 | 40.0121 | 41.4199
7705 | 27738000 | 5.4466 | 40.014 | 41.4217
7706 | 27741600 | 5.4467 | 40.0159 | 41.4236
7707 | 27745200 | 5.4467 | 40.0177 | 41.4255
7708 | 27748800 | 5.4468 | 40.0196 | 41.4273
7709 | 27752400 | 5.4468 | 40.0215 | 41.4292
7710 | 27756000 | 5.4469 | 40.0233 | 41.4311
7711 | 27759600 | 5.4469 | 40.0252 | 41.4329
7712 | 27763200 | 5.447 | 40.0271 | 41.4348
7713 | 27766800 | 5.447 | 40.0289 | 41.4367
7714 | 27770400 | 5.4471 | 40.0308 | 41.4386
7715 | 27774000 | 5.4471 | 40.0327 | 41.4404
7716 | 27777600 | 5.4472 | 40.0345 | 41.4423
7717 | 27781200 | 5.4472 | 40.0364 | 41.4442
7718 | 27784800 | 5.4473 | 40.0383 | 41.446
7719 | 27788400 | 5.4473 | 40.0401 | 41.4479
7720 | 27792000 | 5.4474 | 40.042 | 41.4498
7721 | 27795600 | 5.4474 | 40.0439 | 41.4516
7722 | 27799200 | 5.4475 | 40.0457 | 41.4535
7723 | 27802800 | 5.4475 | 40.0476 | 41.4554
7724 | 27806400 | 5.4476 | 40.0495 | 41.4573
7725 | 27810000 | 5.4477 | 40.0513 | 41.4591
7726 | 27813600 | 5.4477 | 40.0532 | 41.461
7727 | 27817200 | 5.4478 | 40.055 | 41.4629
7728 | 27820800 | 5.4478 | 40.0569 | 41.4647
7729 | 27824400 | 5.4479 | 40.0588 | 41.4666
7730 | 27828000 | 5.4479 | 40.0606 | 41.4685
7731 | 27831600 | 5.448 | 40.0625 | 41.4703
7732 | 27835200 | 5.448 | 40.0644 | 41.4722
7733 | 27838800 | 5.4481 | 40.0662 | 41.4741
7734 | 27842400 | 5.4481 | 40.0681 | 41.4759
7735 | 27846000 | 5.4482 | 40.07 | 41.4778
7736 | 27849600 | 5.4482 | 40.0718 | 41.4797
7737 | 27853200 | 5.4483 | 40.0737 | 41.4815
7738 | 27856800 | 5.4483 | 40.0755 | 41.4834
7739 | 27860400 | 5.4484 | 40.0774 | 41.4853
7740 | 27864000 | 5.4484 | 40.0793 | 41.4871
7741 | 27867600 | 5.4485 | 40.0811 | 41.489
7742 | 27871200 | 5.4485 | 40.083 | 41.4909
7743 | 27874800 | 5.4486 | 40.0849 | 41.4927
7744 | 27878400 | 5.4486 | 40.0867 | 41.4946
7745 | 27882000 | 5.4487 | 40.0886 | 41.4965
7746 | 27885600 | 5.4487 | 40.0904 | 41.4983
7747 | 27889200 | 5.4488 | 40.0923 | 41.5002
7748 | 27892800 | 5.4489 | 40.0942 | 41.5021
7749 | 27896400 | 5.4489 | 40.096 | 41.5039
7750 | 27900000 | 5.449 | 40.0979 | 41.5058
7751 | 27903600 | 5.449 | 40.0997 | 41.5077
7752 | 27907200 | 5.4491 | 40.1016 | 41.5095
7753 | 27910800 | 5.4491 | 40.1035 | 41.5114
7754 | 27914400 | 5.4492 | 40.1053 | 41.5133
7755 | 27918000 | 5.4492 | 40.1072 | 41.5151
7756 | 27921600 | 5.4493 | 40.1091 | 41.517
7757 | 27925200 | 5.4493 | 40.1109 | 41.5189
7758 | 27928800 | 5.4494 | 40.1128 | 41.5207
7759 | 27932400 | 5.4494 | 40.1146 | 41.5226
7760 | 27936000 | 5.4495 | 40.1165 | 41.5244
7761 | 27939600 | 5.4495 | 40.1184 | 41.5263
7762 | 27943200 | 5.4496 | 40.1202 | 41.5282
7763 | 27946800 | 5.4496 | 40.1221 | 41.53
7764 | 27950400 | 5.4497 | 40.1239 | 41.5319
7765 | 27954000 | 5.4497 | 40.1258 | 41.5338
7766 | 27957600 | 5.4498 | 40.1277 | 41.5356
7767 | 27961200 | 5.4498 | 40.1295 | 41.5375
7768 | 27964800 | 5.4499 | 40.1314 | 41.5394
7769 | 27968400 | 5.4499 | 40.1332 | 41.5412
7770 | 27972000 | 5.45 | 40.1351 | 41.5431
7771 | 27975600 | 5.45 | 40.1369 | 41.545
7772 | 27979200 | 5.4501 | 40.1388 | 41.5468
7773 | 27982800 | 5.4501 | 40.1407 | 41.5487
7774 | 27986400 | 5.4502 | 40.1425 | 41.5505
7775 | 27990000 | 5.4503 | 40.1444 | 41.5524
7776 | 27993600 | 5.4503 | 40.1462 | 41.5543
7777 | 27997200 | 5.4504 | 40.1481 | 41.5561
7778 | 28000800 | 5.4504 | 40.15 | 41.558
7779 | 28004400 | 5.4505 | 40.1518 | 41.5599
7780 | 28008000 | 5.4505 | 40.1537 | 41.5617
7781 | 28011600 | 5.4506 | 40.1555 | 41.5636
7782 | 28015200 | 5.4506 | 40.1574 | 41.5654
7783 | 28018800 | 5.4507 | 40.1592 | 41.5673
7784 | 28022400 | 5.4507 | 40.1611 | 41.5692
7785 | 28026000 | 5.4508 | 40.163 | 41.571
7786 | 28029600 | 5.4508 | 40.1648 | 41.5729
7787 | 28033200 | 5.4509 | 40.1667 | 41.5747
7788 | 28036800 | 5.4509 | 40.1685 | 41.5766
7789 | 28040400 | 5.451 | 40.1704 | 41.5785
7790 | 28044000 | 5.451 | 40.1722 | 41.5803
7791 | 28047600 | 5.4511 | 40.1741 | 41.5822
7792 | 28051200 | 5.4511 | 40.176 | 41.5841
7793 | 28054800 | 5.4512 | 40.1778 | 41.5859
7794 | 28058400 | 5.4512 | 40.1797 | 41.5878
7795 | 28062000 | 5.4513 | 40.1815 | 41.5896
7796 | 28065600 | 5.4513 | 40.1834 | 41.5915
7797 | 28069200 | 5.4514 | 40.1852 | 41.5934
7798 | 28072800 | 5.4514 | 40.1871 | 41.5952
7799 | 28076400 | 5.4515 | 40.189 | 41.5971
7800 | 28080000 | 5.4515 | 40.1908 | 41.5989
7801 | 28083600 | 5.4516 | 40.1927 | 41.6008
7802 | 28087200 | 5.4516 | 40.1945 | 41.6027
7803 | 28090800 | 5.4517 | 40.1964 | 41.6045
7804 | 28094400 | 5.4518 | 40.1982 | 41.6064
7805 | 28098000 | 5.4518 | 40.2001 | 41.6082
7806 | 28101600 | 5.4519 | 40.2019 | 41.6101
7807 | 28105200 | 5.4519 | 40.2038 | 41.612
7808 | 28108800 | 5.452 | 40.2056 | 41.6138
7809 | 28112400 | 5.452 | 40.2075 | 41.6157
7810 | 28116000 | 5.4521 | 40.2094 | 41.6175
7811 | 28119600 | 5.4521 | 40.2112 | 41.6194
7812 | 28123200 | 5.4522 | 40.2131 | 41.6212
7813 | 28126800 | 5.4522 | 40.2149 | 41.6231
7814 | 28130400 | 5.4523 | 40.2168 | 41.625
7815 | 28134000 | 5.4523 | 40.2186 | 41.6268
7816 | 28137600 | 5.4524 | 40.2205 | 41.6287
7817 | 28141200 | 5.4524 | 40.2223 | 41.6305
7818 | 28144800 | 5.4525 | 40.2242 | 41.6324
7819 | 28148400 | 5.4525 | 40.226 | 41.6343
7820 | 28152000 | 5.4526 | 40.2279 | 41.6361
7821 | 28155600 | 5.4526 | 40.2297 | 41.638
7822 | 28159200 | 5.4527 | 40.2316 | 41.6398
7823 | 28162800 | 5.4527 | 40.2335 | 41.6417
7824 | 28166400 | 5.4528 | 40.2353 | 41.6435
7825 | 28170000 | 5.4528 | 40.2372 | 41.6454
7826 | 28173600 | 5.4529 | 40.239 | 41.6473
7827 | 28177200 | 5.4529 | 40.2409 | 41.6491
7828 | 28180800 | 5.453 | 40.2427 | 41.651
7829 | 28184400 | 5.453 | 40.2446 | 41.6528
7830 | 28188000 | 5.4531 | 40.2464 | 41.6547
7831 | 28191600 | 5.4531 | 40.2483 | 41.6565
7832 | 28195200 | 5.4532 | 40.2501 | 41.6584
7833 | 28198800 | 5.4532 | 40.252 | 41.6603
7834 | 28202400 | 5.4533 | 40.2538 | 41.6621
7835 | 28206000 | 5.4533 | 40.2557 | 41.664
7836 | 28209600 | 5.4534 | 40.2575 | 41.6658
7837 | 28213200 | 5.4534 | 40.2594 | 41.6677
7838 | 28216800 | 5.4535 | 40.2612 | 41.6695
7839 | 28220400 | 5.4535 | 40.2631 | 41.6714
7840 | 28224000 | 5.4536 | 40.2649 | 41.6732
7841 | 28227600 | 5.4537 | 40.2668 | 41.6751
7842 | 28231200 | 5.4537 | 40.2686 | 41.677
7843 | 28234800 | 5.4538 | 40.2705 | 41.6788
7844 | 28238400 | 5.4538 | 40.2723 | 41.6807
7845 | 28242000 | 5.4539 | 40.2742 | 41.6825
7846 | 28245600 | 5.4539 | 40.276 | 41.6844
7847 | 28249200 | 5.454 | 40.2779 | 41.6862
7848 | 28252800 | 5.454 | 40.2797 | 41.6881
7849 | 28256400 | 5.4541 | 40.2816 | 41.6899
7850 | 28260000 | 5.4541 | 40.2834 | 41.6918
7851 | 28263600 | 5.4542 | 40.2853 | 41.6936
7852 | 28267200 | 5.4542 | 40.2871 | 41.6955
7853 | 28270800 | 5.4543 | 40.289 | 41.6974
7854 | 28274400 | 5.4543 | 40.2908 | 41.6992
7855 | 28278000 | 5.4544 | 40.2927 | 41.7011
7856 | 28281600 | 5.4544 | 40.2945 | 41.7029
7857 | 28285200 | 5.4545 | 40.2964 | 41.7048
7858 | 28288800 | 5.4545 | 40.2982 | 41.7066
7859 | 28292400 | 5.4546 | 40.3001 | 41.7085
7860 | 28296000 | 5.4546 | 40.3019 | 41.7103
7861 | 28299600 | 5.4547 | 40.3038 | 41.7122
7862 | 28303200 | 5.4547 | 40.3056 | 41.714
7863 | 28306800 | 5.4548 | 40.3075 | 41.7159
7864 | 28310400 | 5.4548 | 40.3093 | 41.7177
7865 | 28314000 | 5.4549 | 40.3112 | 41.7196
7866 | 28317600 | 5.4549 | 40.313 | 41.7214
7867 | 28321200 | 5.455 | 40.3149 | 41.7233
7868 | 28324800 | 5.455 | 40.3167 | 41.7252
7869 | 28328400 | 5.4551 | 40.3186 | 41.727
7870 | 28332000 | 5.4551 | 40.3204 | 41.7289
7871 | 28335600 | 5.4552 | 40.3223 | 41.7307
7872 | 28339200 | 5.4552 | 40.3241 | 41.7326
7873 | 28342800 | 5.4553 | 40.326 | 41.7344
7874 | 28346400 | 5.4553 | 40.3278 | 41.7363
7875 | 28350000 | 5.4554 | 40.3297 | 41.7381
7876 | 28353600 | 5.4554 | 40.3315 | 41.74
7877 | 28357200 | 5.4555 | 40.3334 | 41.7418
7878 | 28360800 | 5.4555 | 40.3352 | 41.7437
7879 | 28364400 | 5.4556 | 40.337 | 41.7455
7880 | 28368000 | 5.4556 | 40.3389 | 41.7474
7881 | 28371600 | 5.4557 | 40.3407 | 41.7492
7882 | 28375200 | 5.4557 | 40.3426 | 41.7511
7883 | 28378800 | 5.4558 | 40.3444 | 41.7529
7884 | 28382400 | 5.4558 | 40.3463 | 41.7548
7885 | 28386000 | 5.4559 | 40.3481 | 41.7566
7886 | 28389600 | 5.4559 | 40.35 | 41.7585
7887 | 28393200 | 5.456 | 40.3518 | 41.7603
7888 | 28396800 | 5.456 | 40.3537 | 41.7622
7889 | 28400400 | 5.4561 | 40.3555 | 41.764
7890 | 28404000 | 5.4561 | 40.3574 | 41.7659
7891 | 28407600 | 5.4562 | 40.3592 | 41.7677
7892 | 28411200 | 5.4563 | 40.361 | 41.7696
7893 | 28414800 | 5.4563 | 40.3629 | 41.7714
7894 | 28418400 | 5.4564 | 40.3647 | 41.7733
7895 | 28422000 | 5.4564 | 40.3666 | 41.7751
7896 | 28425600 | 5.4565 | 40.3684 | 41.777
7897 | 28429200 | 5.4565 | 40.3703 | 41.7788
7898 | 28432800 | 5.4566 | 40.3721 | 41.7807
7899 | 28436400 | 5.4566 | 40.374 | 41.7825
7900 | 28440000 | 5.4567 | 40.3758 | 41.7844
7901 | 28443600 | 5.4567 | 40.3776 | 41.7862
7902 | 28447200 | 5.4568 | 40.3795 | 41.7881
7903 | 28450800 | 5.4568 | 40.3813 | 41.7899
7904 | 28454400 | 5.4569 | 40.3832 | 41.7918
7905 | 28458000 | 5.4569 | 40.385 | 41.7936
7906 | 28461600 | 5.457 | 40.3869 | 41.7955
7907 | 28465200 | 5.457 | 40.3887 | 41.7973
7908 | 28468800 | 5.4571 | 40.3906 | 41.7992
7909 | 28472400 | 5.4571 | 40.3924 | 41.801
7910 | 28476000 | 5.4572 | 40.3942 | 41.8028
7911 | 28479600 | 5.4572 | 40.3961 | 41.8047
7912 | 28483200 | 5.4573 | 40.3979 | 41.8065
7913 | 28486800 | 5.4573 | 40.3998 | 41.8084
7914 | 28490400 | 5.4574 | 40.4016 | 41.8102
7915 | 28494000 | 5.4574 | 40.4035 | 41.8121
7916 | 28497600 | 5.4575 | 40.4053 | 41.8139
7917 | 28501200 | 5.4575 | 40.4071 | 41.8158
7918 | 28504800 | 5.4576 | 40.409 | 41.8176
7919 | 28508400 | 5.4576 | 40.4108 | 41.8195
7920 | 28512000 | 5.4577 | 40.4127 | 41.8213
7921 | 28515600 | 5.4577 | 40.4145 | 41.8232
7922 | 28519200 | 5.4578 | 40.4164 | 41.825
7923 | 28522800 | 5.4578 | 40.4182 | 41.8269
7924 | 28526400 | 5.4579 | 40.42 | 41.8287
7925 | 28530000 | 5.4579 | 40.4219 | 41.8305
7926 | 28533600 | 5.458 | 40.4237 | 41.8324
7927 | 28537200 | 5.458 | 40.4256 | 41.8342
7928 | 28540800 | 5.4581 | 40.4274 | 41.8361
7929 | 28544400 | 5.4581 | 40.4292 | 41.8379
7930 | 28548000 | 5.4582 | 40.4311 | 41.8398
7931 | 28551600 | 5.4582 | 40.4329 | 41.8416
7932 | 28555200 | 5.4583 | 40.4348 | 41.8435
7933 | 28558800 | 5.4583 | 40.4366 | 41.8453
7934 | 28562400 | 5.4584 | 40.4385 | 41.8472
7935 | 28566000 | 5.4584 | 40.4403 | 41.849
7936 | 28569600 | 5.4585 | 40.4421 | 41.8508
7937 | 28573200 | 5.4585 | 40.444 | 41.8527
7938 | 28576800 | 5.4586 | 40.4458 | 41.8545
7939 | 28580400 | 5.4586 | 40.4477 | 41.8564
7940 | 28584000 | 5.4587 | 40.4495 | 41.8582
7941 | 28587600 | 5.4587 | 40.4513 | 41.8601
7942 | 28591200 | 5.4588 | 40.4532 | 41.8619
7943 | 28594800 | 5.4588 | 40.455 | 41.8638
7944 | 28598400 | 5.4589 | 40.4569 | 41.8656
7945 | 28602000 | 5.4589 | 40.4587 | 41.8674
7946 | 28605600 | 5.459 | 40.4605 | 41.8693
7947 | 28609200 | 5.459 | 40.4624 | 41.8711
7948 | 28612800 | 5.4591 | 40.4642 | 41.873
7949 | 28616400 | 5.4591 | 40.466 | 41.8748
7950 | 28620000 | 5.4592 | 40.4679 | 41.8767
7951 | 28623600 | 5.4592 | 40.4697 | 41.8785
7952 | 28627200 | 5.4593 | 40.4716 | 41.8803
7953 | 28630800 | 5.4593 | 40.4734 | 41.8822
7954 | 28634400 | 5.4594 | 40.4752 | 41.884
7955 | 28638000 | 5.4594 | 40.4771 | 41.8859
7956 | 28641600 | 5.4595 | 40.4789 | 41.8877
7957 | 28645200 | 5.4595 | 40.4808 | 41.8896
7958 | 28648800 | 5.4596 | 40.4826 | 41.8914
7959 | 28652400 | 5.4596 | 40.4844 | 41.8932
7960 | 28656000 | 5.4597 | 40.4863 | 41.8951
7961 | 28659600 | 5.4597 | 40.4881 | 41.8969
7962 | 28663200 | 5.4598 | 40.4899 | 41.8988
7963 | 28666800 | 5.4598 | 40.4918 | 41.9006
7964 | 28670400 | 5.4599 | 40.4936 | 41.9025
7965 | 28674000 | 5.4599 | 40.4955 | 41.9043
7966 | 28677600 | 5.46 | 40.4973 | 41.9061
7967 | 28681200 | 5.46 | 40.4991 | 41.908
7968 | 28684800 | 5.4601 | 40.501 | 41.9098
7969 | 28688400 | 5.4601 | 40.5028 | 41.9117
7970 | 28692000 | 5.4602 | 40.5046 | 41.9135
7971 | 28695600 | 5.4602 | 40.5065 | 41.9153
7972 | 28699200 | 5.4603 | 40.5083 | 41.9172
7973 | 28702800 | 5.4603 | 40.5102 | 41.919
7974 | 28706400 | 5.4604 | 40.512 | 41.9209
7975 | 28710000 | 5.4604 | 40.5138 | 41.9227
7976 | 28713600 | 5.4605 | 40.5157 | 41.9245
7977 | 28717200 | 5.4605 | 40.5175 | 41.9264
7978 | 28720800 | 5.4606 | 40.5193 | 41.9282
7979 | 28724400 | 5.4606 | 40.5212 | 41.9301
7980 | 28728000 | 5.4607 | 40.523 | 41.9319
7981 | 28731600 | 5.4607 | 40.5248 | 41.9337
7982 | 28735200 | 5.4608 | 40.5267 | 41.9356
7983 | 28738800 | 5.4608 | 40.5285 | 41.9374
7984 | 28742400 | 5.4609 | 40.5303 | 41.9393
7985 | 28746000 | 5.4609 | 40.5322 | 41.9411
7986 | 28749600 | 5.461 | 40.534 | 41.9429
7987 | 28753200 | 5.461 | 40.5359 | 41.9448
7988 | 28756800 | 5.4611 | 40.5377 | 41.9466
7989 | 28760400 | 5.4611 | 40.5395 | 41.9485
7990 | 28764000 | 5.4612 | 40.5414 | 41.9503
7991 | 28767600 | 5.4612 | 40.5432 | 41.9521
7992 | 28771200 | 5.4613 | 40.545 | 41.954
7993 | 28774800 | 5.4613 | 40.5469 | 41.9558
7994 | 28778400 | 5.4614 | 40.5487 | 41.9577
7995 | 28782000 | 5.4614 | 40.5505 | 41.9595
7996 | 28785600 | 5.4615 | 40.5524 | 41.9613
7997 | 28789200 | 5.4615 | 40.5542 | 41.9632
7998 | 28792800 | 5.4616 | 40.556 | 41.965
7999 | 28796400 | 5.4616 | 40.5579 | 41.9668
8000 | 28800000 | 5.4617 | 40.5597 | 41.9687
8001 | 28803600 | 5.4617 | 40.5615 | 41.9705
8002 | 28807200 | 5.4618 | 40.5634 | 41.9724
8003 | 28810800 | 5.4618 | 40.5652 | 41.9742
8004 | 28814400 | 5.4619 | 40.567 | 41.976
8005 | 28818000 | 5.4619 | 40.5689 | 41.9779
8006 | 28821600 | 5.462 | 40.5707 | 41.9797
8007 | 28825200 | 5.462 | 40.5725 | 41.9815
8008 | 28828800 | 5.4621 | 40.5744 | 41.9834
8009 | 28832400 | 5.4621 | 40.5762 | 41.9852
8010 | 28836000 | 5.4622 | 40.578 | 41.9871
8011 | 28839600 | 5.4622 | 40.5799 | 41.9889
8012 | 28843200 | 5.4623 | 40.5817 | 41.9907
8013 | 28846800 | 5.4623 | 40.5835 | 41.9926
8014 | 28850400 | 5.4624 | 40.5854 | 41.9944
8015 | 28854000 | 5.4624 | 40.5872 | 41.9962
8016 | 28857600 | 5.4625 | 40.589 | 41.9981
8017 | 28861200 | 5.4625 | 40.5908 | 41.9999
8018 | 28864800 | 5.4626 | 40.5927 | 42.0017
8019 | 28868400 | 5.4626 | 40.5945 | 42.0036
8020 | 28872000 | 5.4627 | 40.5963 | 42.0054
8021 | 28875600 | 5.4627 | 40.5982 | 42.0072
8022 | 28879200 | 5.4628 | 40.6 | 42.0091
8023 | 28882800 | 5.4628 | 40.6018 | 42.0109
8024 | 28886400 | 5.4629 | 40.6037 | 42.0128
8025 | 28890000 | 5.4629 | 40.6055 | 42.0146
8026 | 28893600 | 5.463 | 40.6073 | 42.0164
8027 | 28897200 | 5.463 | 40.6092 | 42.0183
8028 | 28900800 | 5.4631 | 40.611 | 42.0201
8029 | 28904400 | 5.4631 | 40.6128 | 42.0219
8030 | 28908000 | 5.4632 | 40.6146 | 42.0238
8031 | 28911600 | 5.4632 | 40.6165 | 42.0256
8032 | 28915200 | 5.4633 | 40.6183 | 42.0274
8033 | 28918800 | 5.4633 | 40.6201 | 42.0293
8034 | 28922400 | 5.4634 | 40.622 | 42.0311
8035 | 28926000 | 5.4634 | 40.6238 | 42.0329
8036 | 28929600 | 5.4635 | 40.6256 | 42.0348
8037 | 28933200 | 5.4635 | 40.6275 | 42.0366
8038 | 28936800 | 5.4636 | 40.6293 | 42.0384
8039 | 28940400 | 5.4636 | 40.6311 | 42.0403
8040 | 28944000 | 5.4637 | 40.6329 | 42.0421
8041 | 28947600 | 5.4637 | 40.6348 | 42.0439
8042 | 28951200 | 5.4638 | 40.6366 | 42.0458
8043 | 28954800 | 5.4638 | 40.6384 | 42.0476
8044 | 28958400 | 5.4639 | 40.6403 | 42.0494
8045 | 28962000 | 5.4639 | 40.6421 | 42.0513
8046 | 28965600 | 5.464 | 40.6439 | 42.0531
8047 | 28969200 | 5.464 | 40.6457 | 42.0549
8048 | 28972800 | 5.464 | 40.6476 | 42.0568
8049 | 28976400 | 5.4641 | 40.6494 | 42.0586
8050 | 28980000 | 5.4641 | 40.6512 | 42.0604
8051 | 28983600 | 5.4642 | 40.6531 | 42.0623
8052 | 28987200 | 5.4642 | 40.6549 | 42.0641
8053 | 28990800 | 5.4643 | 40.6567 | 42.0659
8054 | 28994400 | 5.4643 | 40.6585 | 42.0678
8055 | 28998000 | 5.4644 | 40.6604 | 42.0696
8056 | 29001600 | 5.4644 | 40.6622 | 42.0714
8057 | 29005200 | 5.4645 | 40.664 | 42.0732
8058 | 29008800 | 5.4645 | 40.6659 | 42.0751
8059 | 29012400 | 5.4646 | 40.6677 | 42.0769
8060 | 29016000 | 5.4646 | 40.6695 | 42.0787
8061 | 29019600 | 5.4647 | 40.6713 | 42.0806
8062 | 29023200 | 5.4647 | 40.6732 | 42.0824
8063 | 29026800 | 5.4648 | 40.675 | 42.0842
8064 | 29030400 | 5.4648 | 40.6768 | 42.0861
8065 | 29034000 | 5.4649 | 40.6786 | 42.0879
8066 | 29037600 | 5.4649 | 40.6805 | 42.0897
8067 | 29041200 | 5.465 | 40.6823 | 42.0916
8068 | 29044800 | 5.465 | 40.6841 | 42.0934
8069 | 29048400 | 5.4651 | 40.6859 | 42.0952
8070 | 29052000 | 5.4651 | 40.6878 | 42.097
8071 | 29055600 | 5.4652 | 40.6896 | 42.0989
8072 | 29059200 | 5.4652 | 40.6914 | 42.1007
8073 | 29062800 | 5.4653 | 40.6932 | 42.1025
8074 | 29066400 | 5.4653 | 40.6951 | 42.1044
8075 | 29070000 | 5.4654 | 40.6969 | 42.1062
8076 | 29073600 | 5.4654 | 40.6987 | 42.108
8077 | 29077200 | 5.4655 | 40.7005 | 42.1099
8078 | 29080800 | 5.4655 | 40.7024 | 42.1117
8079 | 29084400 | 5.4656 | 40.7042 | 42.1135
8080 | 29088000 | 5.4656 | 40.706 | 42.1153
8081 | 29091600 | 5.4657 | 40.7078 | 42.1172
8082 | 29095200 | 5.4657 | 40.7097 | 42.119
8083 | 29098800 | 5.4658 | 40.7115 | 42.1208
8084 | 29102400 | 5.4658 | 40.7133 | 42.1227
8085 | 29106000 | 5.4659 | 40.7151 | 42.1245
8086 | 29109600 | 5.4659 | 40.717 | 42.1263
8087 | 29113200 | 5.466 | 40.7188 | 42.1281
8088 | 29116800 | 5.466 | 40.7206 | 42.13
8089 | 29120400 | 5.4661 | 40.7224 | 42.1318
8090 | 29124000 | 5.4661 | 40.7243 | 42.1336
8091 | 29127600 | 5.4662 | 40.7261 | 42.1355
8092 | 29131200 | 5.4662 | 40.7279 | 42.1373
8093 | 29134800 | 5.4663 | 40.7297 | 42.1391
8094 | 29138400 | 5.4663 | 40.7316 | 42.1409
8095 | 29142000 | 5.4664 | 40.7334 | 42.1428
8096 | 29145600 | 5.4664 | 40.7352 | 42.1446
8097 | 29149200 | 5.4665 | 40.737 | 42.1464
8098 | 29152800 | 5.4665 | 40.7388 | 42.1482
8099 | 29156400 | 5.4666 | 40.7407 | 42.1501
8100 | 29160000 | 5.4666 | 40.7425 | 42.1519
8101 | 29163600 | 5.4666 | 40.7443 | 42.1537
8102 | 29167200 | 5.4667 | 40.7461 | 42.1556
8103 | 29170800 | 5.4667 | 40.748 | 42.1574
8104 | 29174400 | 5.4668 | 40.7498 | 42.1592
8105 | 29178000 | 5.4668 | 40.7516 | 42.161
8106 | 29181600 | 5.4669 | 40.7534 | 42.1629
8107 | 29185200 | 5.4669 | 40.7553 | 42.1647
8108 | 29188800 | 5.467 | 40.7571 | 42.1665
8109 | 29192400 | 5.467 | 40.7589 | 42.1683
8110 | 29196000 | 5.4671 | 40.7607 | 42.1702
8111 | 29199600 | 5.4671 | 40.7625 | 42.172
8112 | 29203200 | 5.4672 | 40.7644 | 42.1738
8113 | 29206800 | 5.4672 | 40.7662 | 42.1756
8114 | 29210400 | 5.4673 | 40.768 | 42.1775
8115 | 29214000 | 5.4673 | 40.7698 | 42.1793
8116 | 29217600 | 5.4674 | 40.7716 | 42.1811
8117 | 29221200 | 5.4674 | 40.7735 | 42.1829
8118 | 29224800 | 5.4675 | 40.7753 | 42.1848
8119 | 29228400 | 5.4675 | 40.7771 | 42.1866
8120 | 29232000 | 5.4676 | 40.7789 | 42.1884
8121 | 29235600 | 5.4676 | 40.7807 | 42.1902
8122 | 29239200 | 5.4677 | 40.7826 | 42.1921
8123 | 29242800 | 5.4677 | 40.7844 | 42.1939
8124 | 29246400 | 5.4678 | 40.7862 | 42.1957
8125 | 29250000 | 5.4678 | 40.788 | 42.1975
8126 | 29253600 | 5.4679 | 40.7898 | 42.1994
8127 | 29257200 | 5.4679 | 40.7917 | 42.2012
8128 | 29260800 | 5.468 | 40.7935 | 42.203
8129 | 29264400 | 5.468 | 40.7953 | 42.2048
8130 | 29268000 | 5.4681 | 40.7971 | 42.2067
8131 | 29271600 | 5.4681 | 40.7989 | 42.2085
8132 | 29275200 | 5.4682 | 40.8008 | 42.2103
8133 | 29278800 | 5.4682 | 40.8026 | 42.2121
8134 | 29282400 | 5.4683 | 40.8044 | 42.2139
8135 | 29286000 | 5.4683 | 40.8062 | 42.2158
8136 | 29289600 | 5.4684 | 40.808 | 42.2176
8137 | 29293200 | 5.4684 | 40.8099 | 42.2194
8138 | 29296800 | 5.4684 | 40.8117 | 42.2212
8139 | 29300400 | 5.4685 | 40.8135 | 42.2231
8140 | 29304000 | 5.4685 | 40.8153 | 42.2249
8141 | 29307600 | 5.4686 | 40.8171 | 42.2267
8142 | 29311200 | 5.4686 | 40.819 | 42.2285
8143 | 29314800 | 5.4687 | 40.8208 | 42.2303
8144 | 29318400 | 5.4687 | 40.8226 | 42.2322
8145 | 29322000 | 5.4688 | 40.8244 | 42.234
8146 | 29325600 | 5.4688 | 40.8262 | 42.2358
8147 | 29329200 | 5.4689 | 40.828 | 42.2376
8148 | 29332800 | 5.4689 | 40.8299 | 42.2395
8149 | 29336400 | 5.469 | 40.8317 | 42.2413
8150 | 29340000 | 5.469 | 40.8335 | 42.2431
8151 | 29343600 | 5.4691 | 40.8353 | 42.2449
8152 | 29347200 | 5.4691 | 40.8371 | 42.2467
8153 | 29350800 | 5.4692 | 40.8389 | 42.2486
8154 | 29354400 | 5.4692 | 40.8408 | 42.2504
8155 | 29358000 | 5.4693 | 40.8426 | 42.2522
8156 | 29361600 | 5.4693 | 40.8444 | 42.254
8157 | 29365200 | 5.4694 | 40.8462 | 42.2558
8158 | 29368800 | 5.4694 | 40.848 | 42.2577
8159 | 29372400 | 5.4695 | 40.8498 | 42.2595
8160 | 29376000 | 5.4695 | 40.8517 | 42.2613
8161 | 29379600 | 5.4696 | 40.8535 | 42.2631
8162 | 29383200 | 5.4696 | 40.8553 | 42.2649
8163 | 29386800 | 5.4697 | 40.8571 | 42.2668
8164 | 29390400 | 5.4697 | 40.8589 | 42.2686
8165 | 29394000 | 5.4698 | 40.8607 | 42.2704
8166 | 29397600 | 5.4698 | 40.8626 | 42.2722
8167 | 29401200 | 5.4699 | 40.8644 | 42.274
8168 | 29404800 | 5.4699 | 40.8662 | 42.2759
8169 | 29408400 | 5.4699 | 40.868 | 42.2777
8170 | 29412000 | 5.47 | 40.8698 | 42.2795
8171 | 29415600 | 5.47 | 40.8716 | 42.2813
8172 | 29419200 | 5.4701 | 40.8734 | 42.2831
8173 | 29422800 | 5.4701 | 40.8753 | 42.285
8174 | 29426400 | 5.4702 | 40.8771 | 42.2868
8175 | 29430000 | 5.4702 | 40.8789 | 42.2886
8176 | 29433600 | 5.4703 | 40.8807 | 42.2904
8177 | 29437200 | 5.4703 | 40.8825 | 42.2922
8178 | 29440800 | 5.4704 | 40.8843 | 42.2941
8179 | 29444400 | 5.4704 | 40.8861 | 42.2959
8180 | 29448000 | 5.4705 | 40.888 | 42.2977
8181 | 29451600 | 5.4705 | 40.8898 | 42.2995
8182 | 29455200 | 5.4706 | 40.8916 | 42.3013
8183 | 29458800 | 5.4706 | 40.8934 | 42.3031
8184 | 29462400 | 5.4707 | 40.8952 | 42.305
8185 | 29466000 | 5.4707 | 40.897 | 42.3068
8186 | 29469600 | 5.4708 | 40.8988 | 42.3086
8187 | 29473200 | 5.4708 | 40.9007 | 42.3104
8188 | 29476800 | 5.4709 | 40.9025 | 42.3122
8189 | 29480400 | 5.4709 | 40.9043 | 42.3141
8190 | 29484000 | 5.471 | 40.9061 | 42.3159
8191 | 29487600 | 5.471 | 40.9079 | 42.3177
8192 | 29491200 | 5.4711 | 40.9097 | 42.3195
8193 | 29494800 | 5.4711 | 40.9115 | 42.3213
8194 | 29498400 | 5.4712 | 40.9134 | 42.3231
8195 | 29502000 | 5.4712 | 40.9152 | 42.325
8196 | 29505600 | 5.4712 | 40.917 | 42.3268
8197 | 29509200 | 5.4713 | 40.9188 | 42.3286
8198 | 29512800 | 5.4713 | 40.9206 | 42.3304
8199 | 29516400 | 5.4714 | 40.9224 | 42.3322
8200 | 29520000 | 5.4714 | 40.9242 | 42.334
8201 | 29523600 | 5.4715 | 40.926 | 42.3359
8202 | 29527200 | 5.4715 | 40.9278 | 42.3377
8203 | 29530800 | 5.4716 | 40.9297 | 42.3395
8204 | 29534400 | 5.4716 | 40.9315 | 42.3413
8205 | 29538000 | 5.4717 | 40.9333 | 42.3431
8206 | 29541600 | 5.4717 | 40.9351 | 42.3449
8207 | 29545200 | 5.4718 | 40.9369 | 42.3467
8208 | 29548800 | 5.4718 | 40.9387 | 42.3486
8209 | 29552400 | 5.4719 | 40.9405 | 42.3504
8210 | 29556000 | 5.4719 | 40.9423 | 42.3522
8211 | 29559600 | 5.472 | 40.9442 | 42.354
8212 | 29563200 | 5.472 | 40.946 | 42.3558
8213 | 29566800 | 5.4721 | 40.9478 | 42.3576
8214 | 29570400 | 5.4721 | 40.9496 | 42.3595
8215 | 29574000 | 5.4722 | 40.9514 | 42.3613
8216 | 29577600 | 5.4722 | 40.9532 | 42.3631
8217 | 29581200 | 5.4723 | 40.955 | 42.3649
8218 | 29584800 | 5.4723 | 40.9568 | 42.3667
8219 | 29588400 | 5.4723 | 40.9586 | 42.3685
8220 | 29592000 | 5.4724 | 40.9604 | 42.3703
8221 | 29595600 | 5.4724 | 40.9623 | 42.3722
8222 | 29599200 | 5.4725 | 40.9641 | 42.374
8223 | 29602800 | 5.4725 | 40.9659 | 42.3758
8224 | 29606400 | 5.4726 | 40.9677 | 42.3776
8225 | 29610000 | 5.4726 | 40.9695 | 42.3794
8226 | 29613600 | 5.4727 | 40.9713 | 42.3812
8227 | 29617200 | 5.4727 | 40.9731 | 42.383
8228 | 29620800 | 5.4728 | 40.9749 | 42.3848
8229 | 29624400 | 5.4728 | 40.9767 | 42.3867
8230 | 29628000 | 5.4729 | 40.9785 | 42.3885
8231 | 29631600 | 5.4729 | 40.9803 | 42.3903
8232 | 29635200 | 5.473 | 40.9822 | 42.3921
8233 | 29638800 | 5.473 | 40.984 | 42.3939
8234 | 29642400 | 5.4731 | 40.9858 | 42.3957
8235 | 29646000 | 5.4731 | 40.9876 | 42.3975
8236 | 29649600 | 5.4732 | 40.9894 | 42.3993
8237 | 29653200 | 5.4732 | 40.9912 | 42.4012
8238 | 29656800 | 5.4733 | 40.993 | 42.403
8239 | 29660400 | 5.4733 | 40.9948 | 42.4048
8240 | 29664000 | 5.4734 | 40.9966 | 42.4066
8241 | 29667600 | 5.4734 | 40.9984 | 42.4084
8242 | 29671200 | 5.4734 | 41.0002 | 42.4102
8243 | 29674800 | 5.4735 | 41.002 | 42.412
8244 | 29678400 | 5.4735 | 41.0039 | 42.4138
8245 | 29682000 | 5.4736 | 41.0057 | 42.4157
8246 | 29685600 | 5.4736 | 41.0075 | 42.4175
8247 | 29689200 | 5.4737 | 41.0093 | 42.4193
8248 | 29692800 | 5.4737 | 41.0111 | 42.4211
8249 | 29696400 | 5.4738 | 41.0129 | 42.4229
8250 | 29700000 | 5.4738 | 41.0147 | 42.4247
8251 | 29703600 | 5.4739 | 41.0165 | 42.4265
8252 | 29707200 | 5.4739 | 41.0183 | 42.4283
8253 | 29710800 | 5.474 | 41.0201 | 42.4301
8254 | 29714400 | 5.474 | 41.0219 | 42.4319
8255 | 29718000 | 5.4741 | 41.0237 | 42.4338
8256 | 29721600 | 5.4741 | 41.0255 | 42.4356
8257 | 29725200 | 5.4742 | 41.0273 | 42.4374
8258 | 29728800 | 5.4742 | 41.0291 | 42.4392
8259 | 29732400 | 5.4743 | 41.031 | 42.441
8260 | 29736000 | 5.4743 | 41.0328 | 42.4428
8261 | 29739600 | 5.4743 | 41.0346 | 42.4446
8262 | 29743200 | 5.4744 | 41.0364 | 42.4464
8263 | 29746800 | 5.4744 | 41.0382 | 42.4482
8264 | 29750400 | 5.4745 | 41.04 | 42.45
8265 | 29754000 | 5.4745 | 41.0418 | 42.4519
8266 | 29757600 | 5.4746 | 41.0436 | 42.4537
8267 | 29761200 | 5.4746 | 41.0454 | 42.4555
8268 | 29764800 | 5.4747 | 41.0472 | 42.4573
8269 | 29768400 | 5.4747 | 41.049 | 42.4591
8270 | 29772000 | 5.4748 | 41.0508 | 42.4609
8271 | 29775600 | 5.4748 | 41.0526 | 42.4627
8272 | 29779200 | 5.4749 | 41.0544 | 42.4645
8273 | 29782800 | 5.4749 | 41.0562 | 42.4663
8274 | 29786400 | 5.475 | 41.058 | 42.4681
8275 | 29790000 | 5.475 | 41.0598 | 42.4699
8276 | 29793600 | 5.4751 | 41.0616 | 42.4718
8277 | 29797200 | 5.4751 | 41.0634 | 42.4736
8278 | 29800800 | 5.4752 | 41.0652 | 42.4754
8279 | 29804400 | 5.4752 | 41.067 | 42.4772
8280 | 29808000 | 5.4752 | 41.0689 | 42.479
8281 | 29811600 | 5.4753 | 41.0707 | 42.4808
8282 | 29815200 | 5.4753 | 41.0725 | 42.4826
8283 | 29818800 | 5.4754 | 41.0743 | 42.4844
8284 | 29822400 | 5.4754 | 41.0761 | 42.4862
8285 | 29826000 | 5.4755 | 41.0779 | 42.488
8286 | 29829600 | 5.4755 | 41.0797 | 42.4898
8287 | 29833200 | 5.4756 | 41.0815 | 42.4916
8288 | 29836800 | 5.4756 | 41.0833 | 42.4934
8289 | 29840400 | 5.4757 | 41.0851 | 42.4952
8290 | 29844000 | 5.4757 | 41.0869 | 42.4971
8291 | 29847600 | 5.4758 | 41.0887 | 42.4989
8292 | 29851200 | 5.4758 | 41.0905 | 42.5007
8293 | 29854800 | 5.4759 | 41.0923 | 42.5025
8294 | 29858400 | 5.4759 | 41.0941 | 42.5043
8295 | 29862000 | 5.476 | 41.0959 | 42.5061
8296 | 29865600 | 5.476 | 41.0977 | 42.5079
8297 | 29869200 | 5.4761 | 41.0995 | 42.5097
8298 | 29872800 | 5.4761 | 41.1013 | 42.5115
8299 | 29876400 | 5.4761 | 41.1031 | 42.5133
8300 | 29880000 | 5.4762 | 41.1049 | 42.5151
8301 | 29883600 | 5.4762 | 41.1067 | 42.5169
8302 | 29887200 | 5.4763 | 41.1085 | 42.5187
8303 | 29890800 | 5.4763 | 41.1103 | 42.5205
8304 | 29894400 | 5.4764 | 41.1121 | 42.5223
8305 | 29898000 | 5.4764 | 41.1139 | 42.5241
8306 | 29901600 | 5.4765 | 41.1157 | 42.5259
8307 | 29905200 | 5.4765 | 41.1175 | 42.5278
8308 | 29908800 | 5.4766 | 41.1193 | 42.5296
8309 | 29912400 | 5.4766 | 41.1211 | 42.5314
8310 | 29916000 | 5.4767 | 41.1229 | 42.5332
8311 | 29919600 | 5.4767 | 41.1247 | 42.535
8312 | 29923200 | 5.4768 | 41.1265 | 42.5368
8313 | 29926800 | 5.4768 | 41.1283 | 42.5386
8314 | 29930400 | 5.4769 | 41.1301 | 42.5404
8315 | 29934000 | 5.4769 | 41.1319 | 42.5422
8316 | 29937600 | 5.4769 | 41.1337 | 42.544
8317 | 29941200 | 5.477 | 41.1355 | 42.5458
8318 | 29944800 | 5.477 | 41.1373 | 42.5476
8319 | 29948400 | 5.4771 | 41.1391 | 42.5494
8320 | 29952000 | 5.4771 | 41.1409 | 42.5512
8321 | 29955600 | 5.4772 | 41.1427 | 42.553
8322 | 29959200 | 5.4772 | 41.1445 | 42.5548
8323 | 29962800 | 5.4773 | 41.1463 | 42.5566
8324 | 29966400 | 5.4773 | 41.1481 | 42.5584
8325 | 29970000 | 5.4774 | 41.1499 | 42.5602
8326 | 29973600 | 5.4774 | 41.1517 | 42.562
8327 | 29977200 | 5.4775 | 41.1535 | 42.5638
8328 | 29980800 | 5.4775 | 41.1553 | 42.5656
8329 | 29984400 | 5.4776 | 41.1571 | 42.5674
8330 | 29988000 | 5.4776 | 41.1589 | 42.5692
8331 | 29991600 | 5.4777 | 41.1607 | 42.571
8332 | 29995200 | 5.4777 | 41.1625 | 42.5728
8333 | 29998800 | 5.4777 | 41.1643 | 42.5746
8334 | 30002400 | 5.4778 | 41.1661 | 42.5764
8335 | 30006000 | 5.4778 | 41.1679 | 42.5782
8336 | 30009600 | 5.4779 | 41.1697 | 42.58
8337 | 30013200 | 5.4779 | 41.1715 | 42.5819
8338 | 30016800 | 5.478 | 41.1733 | 42.5837
8339 | 30020400 | 5.478 | 41.1751 | 42.5855
8340 | 30024000 | 5.4781 | 41.1769 | 42.5873
8341 | 30027600 | 5.4781 | 41.1787 | 42.5891
8342 | 30031200 | 5.4782 | 41.1805 | 42.5909
8343 | 30034800 | 5.4782 | 41.1823 | 42.5927
8344 | 30038400 | 5.4783 | 41.1841 | 42.5945
8345 | 30042000 | 5.4783 | 41.1859 | 42.5963
8346 | 30045600 | 5.4784 | 41.1877 | 42.5981
8347 | 30049200 | 5.4784 | 41.1895 | 42.5999
8348 | 30052800 | 5.4784 | 41.1913 | 42.6017
8349 | 30056400 | 5.4785 | 41.1931 | 42.6035
8350 | 30060000 | 5.4785 | 41.1949 | 42.6053
8351 | 30063600 | 5.4786 | 41.1967 | 42.6071
8352 | 30067200 | 5.4786 | 41.1984 | 42.6089
8353 | 30070800 | 5.4787 | 41.2002 | 42.6107
8354 | 30074400 | 5.4787 | 41.202 | 42.6125
8355 | 30078000 | 5.4788 | 41.2038 | 42.6143
8356 | 30081600 | 5.4788 | 41.2056 | 42.6161
8357 | 30085200 | 5.4789 | 41.2074 | 42.6179
8358 | 30088800 | 5.4789 | 41.2092 | 42.6197
8359 | 30092400 | 5.479 | 41.211 | 42.6215
8360 | 30096000 | 5.479 | 41.2128 | 42.6233
8361 | 30099600 | 5.4791 | 41.2146 | 42.6251
8362 | 30103200 | 5.4791 | 41.2164 | 42.6269
8363 | 30106800 | 5.4791 | 41.2182 | 42.6287
8364 | 30110400 | 5.4792 | 41.22 | 42.6305
8365 | 30114000 | 5.4792 | 41.2218 | 42.6323
8366 | 30117600 | 5.4793 | 41.2236 | 42.6341
8367 | 30121200 | 5.4793 | 41.2254 | 42.6359
8368 | 30124800 | 5.4794 | 41.2272 | 42.6377
8369 | 30128400 | 5.4794 | 41.229 | 42.6395
8370 | 30132000 | 5.4795 | 41.2308 | 42.6413
8371 | 30135600 | 5.4795 | 41.2326 | 42.6431
8372 | 30139200 | 5.4796 | 41.2344 | 42.6448
8373 | 30142800 | 5.4796 | 41.2361 | 42.6466
8374 | 30146400 | 5.4797 | 41.2379 | 42.6484
8375 | 30150000 | 5.4797 | 41.2397 | 42.6502
8376 | 30153600 | 5.4798 | 41.2415 | 42.652
8377 | 30157200 | 5.4798 | 41.2433 | 42.6538
8378 | 30160800 | 5.4798 | 41.2451 | 42.6556
8379 | 30164400 | 5.4799 | 41.2469 | 42.6574
8380 | 30168000 | 5.4799 | 41.2487 | 42.6592
8381 | 30171600 | 5.48 | 41.2505 | 42.661
8382 | 30175200 | 5.48 | 41.2523 | 42.6628
8383 | 30178800 | 5.4801 | 41.2541 | 42.6646
8384 | 30182400 | 5.4801 | 41.2559 | 42.6664
8385 | 30186000 | 5.4802 | 41.2577 | 42.6682
8386 | 30189600 | 5.4802 | 41.2595 | 42.67
8387 | 30193200 | 5.4803 | 41.2613 | 42.6718
8388 | 30196800 | 5.4803 | 41.263 | 42.6736
8389 | 30200400 | 5.4804 | 41.2648 | 42.6754
8390 | 30204000 | 5.4804 | 41.2666 | 42.6772
8391 | 30207600 | 5.4804 | 41.2684 | 42.679
8392 | 30211200 | 5.4805 | 41.2702 | 42.6808
8393 | 30214800 | 5.4805 | 41.272 | 42.6826
8394 | 30218400 | 5.4806 | 41.2738 | 42.6844
8395 | 30222000 | 5.4806 | 41.2756 | 42.6862
8396 | 30225600 | 5.4807 | 41.2774 | 42.688
8397 | 30229200 | 5.4807 | 41.2792 | 42.6898
8398 | 30232800 | 5.4808 | 41.281 | 42.6916
8399 | 30236400 | 5.4808 | 41.2828 | 42.6934
8400 | 30240000 | 5.4809 | 41.2845 | 42.6952
8401 | 30243600 | 5.4809 | 41.2863 | 42.697
8402 | 30247200 | 5.481 | 41.2881 | 42.6987
8403 | 30250800 | 5.481 | 41.2899 | 42.7005
8404 | 30254400 | 5.481 | 41.2917 | 42.7023
8405 | 30258000 | 5.4811 | 41.2935 | 42.7041
8406 | 30261600 | 5.4811 | 41.2953 | 42.7059
8407 | 30265200 | 5.4812 | 41.2971 | 42.7077
8408 | 30268800 | 5.4812 | 41.2989 | 42.7095
8409 | 30272400 | 5.4813 | 41.3007 | 42.7113
8410 | 30276000 | 5.4813 | 41.3025 | 42.7131
8411 | 30279600 | 5.4814 | 41.3042 | 42.7149
8412 | 30283200 | 5.4814 | 41.306 | 42.7167
8413 | 30286800 | 5.4815 | 41.3078 | 42.7185
8414 | 30290400 | 5.4815 | 41.3096 | 42.7203
8415 | 30294000 | 5.4816 | 41.3114 | 42.7221
8416 | 30297600 | 5.4816 | 41.3132 | 42.7239
8417 | 30301200 | 5.4817 | 41.315 | 42.7257
8418 | 30304800 | 5.4817 | 41.3168 | 42.7275
8419 | 30308400 | 5.4817 | 41.3186 | 42.7292
8420 | 30312000 | 5.4818 | 41.3204 | 42.731
8421 | 30315600 | 5.4818 | 41.3221 | 42.7328
8422 | 30319200 | 5.4819 | 41.3239 | 42.7346
8423 | 30322800 | 5.4819 | 41.3257 | 42.7364
8424 | 30326400 | 5.482 | 41.3275 | 42.7382
8425 | 30330000 | 5.482 | 41.3293 | 42.74
8426 | 30333600 | 5.4821 | 41.3311 | 42.7418
8427 | 30337200 | 5.4821 | 41.3329 | 42.7436
8428 | 30340800 | 5.4822 | 41.3347 | 42.7454
8429 | 30344400 | 5.4822 | 41.3365 | 42.7472
8430 | 30348000 | 5.4823 | 41.3382 | 42.749
8431 | 30351600 | 5.4823 | 41.34 | 42.7508
8432 | 30355200 | 5.4823 | 41.3418 | 42.7526
8433 | 30358800 | 5.4824 | 41.3436 | 42.7543
8434 | 30362400 | 5.4824 | 41.3454 | 42.7561
8435 | 30366000 | 5.4825 | 41.3472 | 42.7579
8436 | 30369600 | 5.4825 | 41.349 | 42.7597
8437 | 30373200 | 5.4826 | 41.3508 | 42.7615
8438 | 30376800 | 5.4826 | 41.3525 | 42.7633
8439 | 30380400 | 5.4827 | 41.3543 | 42.7651
8440 | 30384000 | 5.4827 | 41.3561 | 42.7669
8441 | 30387600 | 5.4828 | 41.3579 | 42.7687
8442 | 30391200 | 5.4828 | 41.3597 | 42.7705
8443 | 30394800 | 5.4828 | 41.3615 | 42.7723
8444 | 30398400 | 5.4829 | 41.3633 | 42.774
8445 | 30402000 | 5.4829 | 41.3651 | 42.7758
8446 | 30405600 | 5.483 | 41.3668 | 42.7776
8447 | 30409200 | 5.483 | 41.3686 | 42.7794
8448 | 30412800 | 5.4831 | 41.3704 | 42.7812
8449 | 30416400 | 5.4831 | 41.3722 | 42.783
8450 | 30420000 | 5.4832 | 41.374 | 42.7848
8451 | 30423600 | 5.4832 | 41.3758 | 42.7866
8452 | 30427200 | 5.4833 | 41.3776 | 42.7884
8453 | 30430800 | 5.4833 | 41.3793 | 42.7902
8454 | 30434400 | 5.4834 | 41.3811 | 42.792
8455 | 30438000 | 5.4834 | 41.3829 | 42.7937
8456 | 30441600 | 5.4834 | 41.3847 | 42.7955
8457 | 30445200 | 5.4835 | 41.3865 | 42.7973
8458 | 30448800 | 5.4835 | 41.3883 | 42.7991
8459 | 30452400 | 5.4836 | 41.3901 | 42.8009
8460 | 30456000 | 5.4836 | 41.3918 | 42.8027
8461 | 30459600 | 5.4837 | 41.3936 | 42.8045
8462 | 30463200 | 5.4837 | 41.3954 | 42.8063
8463 | 30466800 | 5.4838 | 41.3972 | 42.8081
8464 | 30470400 | 5.4838 | 41.399 | 42.8098
8465 | 30474000 | 5.4839 | 41.4008 | 42.8116
8466 | 30477600 | 5.4839 | 41.4026 | 42.8134
8467 | 30481200 | 5.4839 | 41.4043 | 42.8152
8468 | 30484800 | 5.484 | 41.4061 | 42.817
8469 | 30488400 | 5.484 | 41.4079 | 42.8188
8470 | 30492000 | 5.4841 | 41.4097 | 42.8206
8471 | 30495600 | 5.4841 | 41.4115 | 42.8224
8472 | 30499200 | 5.4842 | 41.4133 | 42.8242
8473 | 30502800 | 5.4842 | 41.415 | 42.8259
8474 | 30506400 | 5.4843 | 41.4168 | 42.8277
8475 | 30510000 | 5.4843 | 41.4186 | 42.8295
8476 | 30513600 | 5.4844 | 41.4204 | 42.8313
8477 | 30517200 | 5.4844 | 41.4222 | 42.8331
8478 | 30520800 | 5.4845 | 41.424 | 42.8349
8479 | 30524400 | 5.4845 | 41.4257 | 42.8367
8480 | 30528000 | 5.4845 | 41.4275 | 42.8385
8481 | 30531600 | 5.4846 | 41.4293 | 42.8402
8482 | 30535200 | 5.4846 | 41.4311 | 42.842
8483 | 30538800 | 5.4847 | 41.4329 | 42.8438
8484 | 30542400 | 5.4847 | 41.4347 | 42.8456
8485 | 30546000 | 5.4848 | 41.4364 | 42.8474
8486 | 30549600 | 5.4848 | 41.4382 | 42.8492
8487 | 30553200 | 5.4849 | 41.44 | 42.851
8488 | 30556800 | 5.4849 | 41.4418 | 42.8527
8489 | 30560400 | 5.485 | 41.4436 | 42.8545
8490 | 30564000 | 5.485 | 41.4454 | 42.8563
8491 | 30567600 | 5.485 | 41.4471 | 42.8581
8492 | 30571200 | 5.4851 | 41.4489 | 42.8599
8493 | 30574800 | 5.4851 | 41.4507 | 42.8617
8494 | 30578400 | 5.4852 | 41.4525 | 42.8635
8495 | 30582000 | 5.4852 | 41.4543 | 42.8652
8496 | 30585600 | 5.4853 | 41.4561 | 42.867
8497 | 30589200 | 5.4853 | 41.4578 | 42.8688
8498 | 30592800 | 5.4854 | 41.4596 | 42.8706
8499 | 30596400 | 5.4854 | 41.4614 | 42.8724
8500 | 30600000 | 5.4855 | 41.4632 | 42.8742
8501 | 30603600 | 5.4855 | 41.465 | 42.876
8502 | 30607200 | 5.4855 | 41.4667 | 42.8777
8503 | 30610800 | 5.4856 | 41.4685 | 42.8795
8504 | 30614400 | 5.4856 | 41.4703 | 42.8813
8505 | 30618000 | 5.4857 | 41.4721 | 42.8831
8506 | 30621600 | 5.4857 | 41.4739 | 42.8849
8507 | 30625200 | 5.4858 | 41.4756 | 42.8867
8508 | 30628800 | 5.4858 | 41.4774 | 42.8885
8509 | 30632400 | 5.4859 | 41.4792 | 42.8902
8510 | 30636000 | 5.4859 | 41.481 | 42.892
8511 | 30639600 | 5.486 | 41.4828 | 42.8938
8512 | 30643200 | 5.486 | 41.4845 | 42.8956
8513 | 30646800 | 5.486 | 41.4863 | 42.8974
8514 | 30650400 | 5.4861 | 41.4881 | 42.8992
8515 | 30654000 | 5.4861 | 41.4899 | 42.9009
8516 | 30657600 | 5.4862 | 41.4917 | 42.9027
8517 | 30661200 | 5.4862 | 41.4934 | 42.9045
8518 | 30664800 | 5.4863 | 41.4952 | 42.9063
8519 | 30668400 | 5.4863 | 41.497 | 42.9081
8520 | 30672000 | 5.4864 | 41.4988 | 42.9099
8521 | 30675600 | 5.4864 | 41.5006 | 42.9116
8522 | 30679200 | 5.4865 | 41.5023 | 42.9134
8523 | 30682800 | 5.4865 | 41.5041 | 42.9152
8524 | 30686400 | 5.4865 | 41.5059 | 42.917
8525 | 30690000 | 5.4866 | 41.5077 | 42.9188
8526 | 30693600 | 5.4866 | 41.5095 | 42.9206
8527 | 30697200 | 5.4867 | 41.5112 | 42.9223
8528 | 30700800 | 5.4867 | 41.513 | 42.9241
8529 | 30704400 | 5.4868 | 41.5148 | 42.9259
8530 | 30708000 | 5.4868 | 41.5166 | 42.9277
8531 | 30711600 | 5.4869 | 41.5183 | 42.9295
8532 | 30715200 | 5.4869 | 41.5201 | 42.9312
8533 | 30718800 | 5.487 | 41.5219 | 42.933
8534 | 30722400 | 5.487 | 41.5237 | 42.9348
8535 | 30726000 | 5.487 | 41.5255 | 42.9366
8536 | 30729600 | 5.4871 | 41.5272 | 42.9384
8537 | 30733200 | 5.4871 | 41.529 | 42.9402
8538 | 30736800 | 5.4872 | 41.5308 | 42.9419
8539 | 30740400 | 5.4872 | 41.5326 | 42.9437
8540 | 30744000 | 5.4873 | 41.5343 | 42.9455
8541 | 30747600 | 5.4873 | 41.5361 | 42.9473
8542 | 30751200 | 5.4874 | 41.5379 | 42.9491
8543 | 30754800 | 5.4874 | 41.5397 | 42.9508
8544 | 30758400 | 5.4875 | 41.5415 | 42.9526
8545 | 30762000 | 5.4875 | 41.5432 | 42.9544
8546 | 30765600 | 5.4875 | 41.545 | 42.9562
8547 | 30769200 | 5.4876 | 41.5468 | 42.958
8548 | 30772800 | 5.4876 | 41.5486 | 42.9597
8549 | 30776400 | 5.4877 | 41.5503 | 42.9615
8550 | 30780000 | 5.4877 | 41.5521 | 42.9633
8551 | 30783600 | 5.4878 | 41.5539 | 42.9651
8552 | 30787200 | 5.4878 | 41.5557 | 42.9669
8553 | 30790800 | 5.4879 | 41.5574 | 42.9686
8554 | 30794400 | 5.4879 | 41.5592 | 42.9704
8555 | 30798000 | 5.4879 | 41.561 | 42.9722
8556 | 30801600 | 5.488 | 41.5628 | 42.974
8557 | 30805200 | 5.488 | 41.5645 | 42.9758
8558 | 30808800 | 5.4881 | 41.5663 | 42.9775
8559 | 30812400 | 5.4881 | 41.5681 | 42.9793
8560 | 30816000 | 5.4882 | 41.5699 | 42.9811
8561 | 30819600 | 5.4882 | 41.5717 | 42.9829
8562 | 30823200 | 5.4883 | 41.5734 | 42.9847
8563 | 30826800 | 5.4883 | 41.5752 | 42.9864
8564 | 30830400 | 5.4884 | 41.577 | 42.9882
8565 | 30834000 | 5.4884 | 41.5788 | 42.99
8566 | 30837600 | 5.4884 | 41.5805 | 42.9918
8567 | 30841200 | 5.4885 | 41.5823 | 42.9936
8568 | 30844800 | 5.4885 | 41.5841 | 42.9953
8569 | 30848400 | 5.4886 | 41.5858 | 42.9971
8570 | 30852000 | 5.4886 | 41.5876 | 42.9989
8571 | 30855600 | 5.4887 | 41.5894 | 43.0007
8572 | 30859200 | 5.4887 | 41.5912 | 43.0024
8573 | 30862800 | 5.4888 | 41.5929 | 43.0042
8574 | 30866400 | 5.4888 | 41.5947 | 43.006
8575 | 30870000 | 5.4888 | 41.5965 | 43.0078
8576 | 30873600 | 5.4889 | 41.5983 | 43.0096
8577 | 30877200 | 5.4889 | 41.6 | 43.0113
8578 | 30880800 | 5.489 | 41.6018 | 43.0131
8579 | 30884400 | 5.489 | 41.6036 | 43.0149
8580 | 30888000 | 5.4891 | 41.6054 | 43.0167
8581 | 30891600 | 5.4891 | 41.6071 | 43.0184
8582 | 30895200 | 5.4892 | 41.6089 | 43.0202
8583 | 30898800 | 5.4892 | 41.6107 | 43.022
8584 | 30902400 | 5.4893 | 41.6125 | 43.0238
8585 | 30906000 | 5.4893 | 41.6142 | 43.0255
8586 | 30909600 | 5.4893 | 41.616 | 43.0273
8587 | 30913200 | 5.4894 | 41.6178 | 43.0291
8588 | 30916800 | 5.4894 | 41.6195 | 43.0309
8589 | 30920400 | 5.4895 | 41.6213 | 43.0327
8590 | 30924000 | 5.4895 | 41.6231 | 43.0344
8591 | 30927600 | 5.4896 | 41.6249 | 43.0362
8592 | 30931200 | 5.4896 | 41.6266 | 43.038
8593 | 30934800 | 5.4897 | 41.6284 | 43.0398
8594 | 30938400 | 5.4897 | 41.6302 | 43.0415
8595 | 30942000 | 5.4897 | 41.632 | 43.0433
8596 | 30945600 | 5.4898 | 41.6337 | 43.0451
8597 | 30949200 | 5.4898 | 41.6355 | 43.0469
8598 | 30952800 | 5.4899 | 41.6373 | 43.0486
8599 | 30956400 | 5.4899 | 41.639 | 43.0504
8600 | 30960000 | 5.49 | 41.6408 | 43.0522
8601 | 30963600 | 5.49 | 41.6426 | 43.054
8602 | 30967200 | 5.4901 | 41.6444 | 43.0557
8603 | 30970800 | 5.4901 | 41.6461 | 43.0575
8604 | 30974400 | 5.4901 | 41.6479 | 43.0593
8605 | 30978000 | 5.4902 | 41.6497 | 43.0611
8606 | 30981600 | 5.4902 | 41.6514 | 43.0628
8607 | 30985200 | 5.4903 | 41.6532 | 43.0646
8608 | 30988800 | 5.4903 | 41.655 | 43.0664
8609 | 30992400 | 5.4904 | 41.6567 | 43.0682
8610 | 30996000 | 5.4904 | 41.6585 | 43.0699
8611 | 30999600 | 5.4905 | 41.6603 | 43.0717
8612 | 31003200 | 5.4905 | 41.6621 | 43.0735
8613 | 31006800 | 5.4906 | 41.6638 | 43.0753
8614 | 31010400 | 5.4906 | 41.6656 | 43.077
8615 | 31014000 | 5.4906 | 41.6674 | 43.0788
8616 | 31017600 | 5.4907 | 41.6691 | 43.0806
8617 | 31021200 | 5.4907 | 41.6709 | 43.0823
8618 | 31024800 | 5.4908 | 41.6727 | 43.0841
8619 | 31028400 | 5.4908 | 41.6744 | 43.0859
8620 | 31032000 | 5.4909 | 41.6762 | 43.0877
8621 | 31035600 | 5.4909 | 41.678 | 43.0894
8622 | 31039200 | 5.491 | 41.6798 | 43.0912
8623 | 31042800 | 5.491 | 41.6815 | 43.093
8624 | 31046400 | 5.491 | 41.6833 | 43.0948
8625 | 31050000 | 5.4911 | 41.6851 | 43.0965
8626 | 31053600 | 5.4911 | 41.6868 | 43.0983
8627 | 31057200 | 5.4912 | 41.6886 | 43.1001
8628 | 31060800 | 5.4912 | 41.6904 | 43.1019
8629 | 31064400 | 5.4913 | 41.6921 | 43.1036
8630 | 31068000 | 5.4913 | 41.6939 | 43.1054
8631 | 31071600 | 5.4914 | 41.6957 | 43.1072
8632 | 31075200 | 5.4914 | 41.6974 | 43.1089
8633 | 31078800 | 5.4914 | 41.6992 | 43.1107
8634 | 31082400 | 5.4915 | 41.701 | 43.1125
8635 | 31086000 | 5.4915 | 41.7027 | 43.1143
8636 | 31089600 | 5.4916 | 41.7045 | 43.116
8637 | 31093200 | 5.4916 | 41.7063 | 43.1178
8638 | 31096800 | 5.4917 | 41.708 | 43.1196
8639 | 31100400 | 5.4917 | 41.7098 | 43.1213
8640 | 31104000 | 5.4918 | 41.7116 | 43.1231
8641 | 31107600 | 5.4918 | 41.7134 | 43.1249
8642 | 31111200 | 5.4918 | 41.7151 | 43.1267
8643 | 31114800 | 5.4919 | 41.7169 | 43.1284
8644 | 31118400 | 5.4919 | 41.7187 | 43.1302
8645 | 31122000 | 5.492 | 41.7204 | 43.132
8646 | 31125600 | 5.492 | 41.7222 | 43.1337
8647 | 31129200 | 5.4921 | 41.724 | 43.1355
8648 | 31132800 | 5.4921 | 41.7257 | 43.1373
8649 | 31136400 | 5.4922 | 41.7275 | 43.139
8650 | 31140000 | 5.4922 | 41.7293 | 43.1408
8651 | 31143600 | 5.4922 | 41.731 | 43.1426
8652 | 31147200 | 5.4923 | 41.7328 | 43.1444
8653 | 31150800 | 5.4923 | 41.7346 | 43.1461
8654 | 31154400 | 5.4924 | 41.7363 | 43.1479
8655 | 31158000 | 5.4924 | 41.7381 | 43.1497
8656 | 31161600 | 5.4925 | 41.7399 | 43.1514
8657 | 31165200 | 5.4925 | 41.7416 | 43.1532
8658 | 31168800 | 5.4926 | 41.7434 | 43.155
8659 | 31172400 | 5.4926 | 41.7451 | 43.1567
8660 | 31176000 | 5.4926 | 41.7469 | 43.1585
8661 | 31179600 | 5.4927 | 41.7487 | 43.1603
8662 | 31183200 | 5.4927 | 41.7504 | 43.1621
8663 | 31186800 | 5.4928 | 41.7522 | 43.1638
8664 | 31190400 | 5.4928 | 41.754 | 43.1656
8665 | 31194000 | 5.4929 | 41.7557 | 43.1674
8666 | 31197600 | 5.4929 | 41.7575 | 43.1691
8667 | 31201200 | 5.493 | 41.7593 | 43.1709
8668 | 31204800 | 5.493 | 41.761 | 43.1727
8669 | 31208400 | 5.493 | 41.7628 | 43.1744
8670 | 31212000 | 5.4931 | 41.7646 | 43.1762
8671 | 31215600 | 5.4931 | 41.7663 | 43.178
8672 | 31219200 | 5.4932 | 41.7681 | 43.1797
8673 | 31222800 | 5.4932 | 41.7699 | 43.1815
8674 | 31226400 | 5.4933 | 41.7716 | 43.1833
8675 | 31230000 | 5.4933 | 41.7734 | 43.185
8676 | 31233600 | 5.4933 | 41.7751 | 43.1868
8677 | 31237200 | 5.4934 | 41.7769 | 43.1886
8678 | 31240800 | 5.4934 | 41.7787 | 43.1903
8679 | 31244400 | 5.4935 | 41.7804 | 43.1921
8680 | 31248000 | 5.4935 | 41.7822 | 43.1939
8681 | 31251600 | 5.4936 | 41.784 | 43.1956
8682 | 31255200 | 5.4936 | 41.7857 | 43.1974
8683 | 31258800 | 5.4937 | 41.7875 | 43.1992
8684 | 31262400 | 5.4937 | 41.7893 | 43.2009
8685 | 31266000 | 5.4937 | 41.791 | 43.2027
8686 | 31269600 | 5.4938 | 41.7928 | 43.2045
8687 | 31273200 | 5.4938 | 41.7945 | 43.2063
8688 | 31276800 | 5.4939 | 41.7963 | 43.208
8689 | 31280400 | 5.4939 | 41.7981 | 43.2098
8690 | 31284000 | 5.494 | 41.7998 | 43.2115
8691 | 31287600 | 5.494 | 41.8016 | 43.2133
8692 | 31291200 | 5.4941 | 41.8034 | 43.2151
8693 | 31294800 | 5.4941 | 41.8051 | 43.2168
8694 | 31298400 | 5.4941 | 41.8069 | 43.2186
8695 | 31302000 | 5.4942 | 41.8086 | 43.2204
8696 | 31305600 | 5.4942 | 41.8104 | 43.2221
8697 | 31309200 | 5.4943 | 41.8122 | 43.2239
8698 | 31312800 | 5.4943 | 41.8139 | 43.2257
8699 | 31316400 | 5.4944 | 41.8157 | 43.2274
8700 | 31320000 | 5.4944 | 41.8175 | 43.2292
8701 | 31323600 | 5.4945 | 41.8192 | 43.231
8702 | 31327200 | 5.4945 | 41.821 | 43.2327
8703 | 31330800 | 5.4945 | 41.8227 | 43.2345
8704 | 31334400 | 5.4946 | 41.8245 | 43.2363
8705 | 31338000 | 5.4946 | 41.8263 | 43.238
8706 | 31341600 | 5.4947 | 41.828 | 43.2398
8707 | 31345200 | 5.4947 | 41.8298 | 43.2416
8708 | 31348800 | 5.4948 | 41.8315 | 43.2433
8709 | 31352400 | 5.4948 | 41.8333 | 43.2451
8710 | 31356000 | 5.4948 | 41.8351 | 43.2469
8711 | 31359600 | 5.4949 | 41.8368 | 43.2486
8712 | 31363200 | 5.4949 | 41.8386 | 43.2504
8713 | 31366800 | 5.495 | 41.8403 | 43.2521
8714 | 31370400 | 5.495 | 41.8421 | 43.2539
8715 | 31374000 | 5.4951 | 41.8439 | 43.2557
8716 | 31377600 | 5.4951 | 41.8456 | 43.2574
8717 | 31381200 | 5.4952 | 41.8474 | 43.2592
8718 | 31384800 | 5.4952 | 41.8491 | 43.261
8719 | 31388400 | 5.4952 | 41.8509 | 43.2627
8720 | 31392000 | 5.4953 | 41.8527 | 43.2645
8721 | 31395600 | 5.4953 | 41.8544 | 43.2663
8722 | 31399200 | 5.4954 | 41.8562 | 43.268
8723 | 31402800 | 5.4954 | 41.8579 | 43.2698
8724 | 31406400 | 5.4955 | 41.8597 | 43.2715
8725 | 31410000 | 5.4955 | 41.8615 | 43.2733
8726 | 31413600 | 5.4955 | 41.8632 | 43.2751
8727 | 31417200 | 5.4956 | 41.865 | 43.2768
8728 | 31420800 | 5.4956 | 41.8667 | 43.2786
8729 | 31424400 | 5.4957 | 41.8685 | 43.2804
8730 | 31428000 | 5.4957 | 41.8703 | 43.2821
8731 | 31431600 | 5.4958 | 41.872 | 43.2839
8732 | 31435200 | 5.4958 | 41.8738 | 43.2856
8733 | 31438800 | 5.4959 | 41.8755 | 43.2874
8734 | 31442400 | 5.4959 | 41.8773 | 43.2892
8735 | 31446000 | 5.4959 | 41.8791 | 43.2909
8736 | 31449600 | 5.496 | 41.8808 | 43.2927
8737 | 31453200 | 5.496 | 41.8826 | 43.2945
8738 | 31456800 | 5.4961 | 41.8843 | 43.2962
8739 | 31460400 | 5.4961 | 41.8861 | 43.298
8740 | 31464000 | 5.4962 | 41.8878 | 43.2997
8741 | 31467600 | 5.4962 | 41.8896 | 43.3015
8742 | 31471200 | 5.4962 | 41.8914 | 43.3033
8743 | 31474800 | 5.4963 | 41.8931 | 43.305
8744 | 31478400 | 5.4963 | 41.8949 | 43.3068
8745 | 31482000 | 5.4964 | 41.8966 | 43.3085
8746 | 31485600 | 5.4964 | 41.8984 | 43.3103
8747 | 31489200 | 5.4965 | 41.9001 | 43.3121
8748 | 31492800 | 5.4965 | 41.9019 | 43.3138
8749 | 31496400 | 5.4966 | 41.9037 | 43.3156
8750 | 31500000 | 5.4966 | 41.9054 | 43.3174
8751 | 31503600 | 5.4966 | 41.9072 | 43.3191
8752 | 31507200 | 5.4967 | 41.9089 | 43.3209
8753 | 31510800 | 5.4967 | 41.9107 | 43.3226
8754 | 31514400 | 5.4968 | 41.9124 | 43.3244
8755 | 31518000 | 5.4968 | 41.9142 | 43.3262
8756 | 31521600 | 5.4969 | 41.916 | 43.3279
8757 | 31525200 | 5.4969 | 41.9177 | 43.3297
8758 | 31528800 | 5.4969 | 41.9195 | 43.3314
8759 | 31532400 | 5.497 | 41.9212 | 43.3332
8760 | 31536000 | 5.497 | 41.923 | 43.335
8761 | 31539600 | 5.4971 | 41.9247 | 43.3367
8762 | 31543200 | 5.4971 | 41.9265 | 43.3385
8763 | 31546800 | 5.4972 | 41.9282 | 43.3402
8764 | 31550400 | 5.4972 | 41.93 | 43.342
8765 | 31554000 | 5.4973 | 41.9318 | 43.3438
8766 | 31557600 | 5.4973 | 41.9335 | 43.3455
8767 | 31561200 | 5.4973 | 41.9353 | 43.3473
8768 | 31564800 | 5.4974 | 41.937 | 43.349
8769 | 31568400 | 5.4974 | 41.9388 | 43.3508
8770 | 31572000 | 5.4975 | 41.9405 | 43.3525
8771 | 31575600 | 5.4975 | 41.9423 | 43.3543
8772 | 31579200 | 5.4976 | 41.944 | 43.3561
8773 | 31582800 | 5.4976 | 41.9458 | 43.3578
8774 | 31586400 | 5.4976 | 41.9476 | 43.3596
8775 | 31590000 | 5.4977 | 41.9493 | 43.3613
8776 | 31593600 | 5.4977 | 41.9511 | 43.3631
8777 | 31597200 | 5.4978 | 41.9528 | 43.3649
8778 | 31600800 | 5.4978 | 41.9546 | 43.3666
8779 | 31604400 | 5.4979 | 41.9563 | 43.3684
8780 | 31608000 | 5.4979 | 41.9581 | 43.3701
8781 | 31611600 | 5.4979 | 41.9598 | 43.3719
8782 | 31615200 | 5.498 | 41.9616 | 43.3736
8783 | 31618800 | 5.498 | 41.9633 | 43.3754
8784 | 31622400 | 5.4981 | 41.9651 | 43.3772

## c=50mm
Temp (initial) |  | 16 | ℃ | Soil | Themal Conductivity (λ) | 1 | W/(m.k)
Diameter (D) |  | 0.025 | m |  | Density (ρ) | 2000 | kg/(m^3)
Clear Cover (c) |  | 0.05 | m |  | Heat Capacity/Specific Heat (Cp) | 800 | J/(kg.K)
Cover (r+cover) |  | 0.0625 | m |  | Themal Diffusivity (α) | 6.25e-07 | (m^2)/s
Wall Thickness |  | 0.8 | m | Concrete | Themal Conductivity (λ) | 1 | W/(m.k)
Pipe Spacing |  | 0.5 | m |  | Density (ρ) | 2000 | kg/(m^3)
Heat Flux (Qeq) Wall |  | 6.2832 | W/(m^2) |  | Heat Capacity/Specific Heat (Cp) | 800 | J/(kg.K) | O
Heat Flux (Q0) Pipe |  | 40 | W/(m^2) |  | Themal Diffusivity (α) | 6.25e-07 | (m^2)/s
Total Time (Tf) |  | 366 | D
| Sec | Hr
time-step | 3600 | 1
COMSOL
Insert Comsol Data
t(hr) | t(sec) | qw | Tw(C) | Tp(C)
0 | 0 | 0.00025349 | 16 | 16.2303
1 | 3600 | 0.91133 | 16.0432 | 16.8921
2 | 7200 | 1.4653 | 16.0909 | 17.0196
3 | 10800 | 1.8102 | 16.1361 | 17.132
4 | 14400 | 1.9916 | 16.1757 | 17.211
5 | 18000 | 2.1085 | 16.2116 | 17.2694
6 | 21600 | 2.1953 | 16.2447 | 17.3162
7 | 25200 | 2.2639 | 16.2755 | 17.3563
8 | 28800 | 2.3198 | 16.3045 | 17.3919
9 | 32400 | 2.3676 | 16.3322 | 17.4246
10 | 36000 | 2.4086 | 16.3586 | 17.4547
11 | 39600 | 2.4439 | 16.3839 | 17.4827
12 | 43200 | 2.4743 | 16.408 | 17.5088
13 | 46800 | 2.501 | 16.4312 | 17.5335
14 | 50400 | 2.5246 | 16.4535 | 17.557
15 | 54000 | 2.5457 | 16.4751 | 17.5795
16 | 57600 | 2.5648 | 16.496 | 17.6011
17 | 61200 | 2.5821 | 16.5162 | 17.622
18 | 64800 | 2.5979 | 16.5359 | 17.6422
19 | 68400 | 2.6124 | 16.5551 | 17.6619
20 | 72000 | 2.6259 | 16.5738 | 17.681
21 | 75600 | 2.6383 | 16.592 | 17.6996
22 | 79200 | 2.6498 | 16.6098 | 17.7178
23 | 82800 | 2.6606 | 16.6272 | 17.7355
24 | 86400 | 2.6708 | 16.6443 | 17.7529
25 | 90000 | 2.6803 | 16.661 | 17.7698
26 | 93600 | 2.6892 | 16.6774 | 17.7865
27 | 97200 | 2.6976 | 16.6935 | 17.8028
28 | 100800 | 2.7056 | 16.7093 | 17.8189
29 | 104400 | 2.7132 | 16.7248 | 17.8346
30 | 108000 | 2.7204 | 16.7401 | 17.8501
31 | 111600 | 2.7273 | 16.7551 | 17.8653
32 | 115200 | 2.7338 | 16.7699 | 17.8803
33 | 118800 | 2.7401 | 16.7845 | 17.895
34 | 122400 | 2.7461 | 16.7988 | 17.9096
35 | 126000 | 2.7518 | 16.813 | 17.9239
36 | 129600 | 2.7573 | 16.8269 | 17.938
37 | 133200 | 2.7627 | 16.8407 | 17.9519
38 | 136800 | 2.7678 | 16.8543 | 17.9657
39 | 140400 | 2.7727 | 16.8677 | 17.9792
40 | 144000 | 2.7775 | 16.881 | 17.9926
41 | 147600 | 2.7822 | 16.8941 | 18.0058
42 | 151200 | 2.7867 | 16.907 | 18.0189
43 | 154800 | 2.791 | 16.9198 | 18.0319
44 | 158400 | 2.7953 | 16.9324 | 18.0446
45 | 162000 | 2.7994 | 16.945 | 18.0573
46 | 165600 | 2.8035 | 16.9574 | 18.0698
47 | 169200 | 2.8074 | 16.9696 | 18.0822
48 | 172800 | 2.8113 | 16.9818 | 18.0945
49 | 176400 | 2.8151 | 16.9938 | 18.1066
50 | 180000 | 2.8188 | 17.0057 | 18.1186
51 | 183600 | 2.8224 | 17.0175 | 18.1306
52 | 187200 | 2.826 | 17.0292 | 18.1424
53 | 190800 | 2.8296 | 17.0408 | 18.1541
54 | 194400 | 2.833 | 17.0522 | 18.1657
55 | 198000 | 2.8365 | 17.0636 | 18.1772
56 | 201600 | 2.8399 | 17.0749 | 18.1886
57 | 205200 | 2.8432 | 17.0861 | 18.2
58 | 208800 | 2.8466 | 17.0973 | 18.2112
59 | 212400 | 2.8499 | 17.1083 | 18.2224
60 | 216000 | 2.8531 | 17.1192 | 18.2335
61 | 219600 | 2.8564 | 17.1301 | 18.2445
62 | 223200 | 2.8596 | 17.1409 | 18.2554
63 | 226800 | 2.8628 | 17.1516 | 18.2662
64 | 230400 | 2.866 | 17.1623 | 18.277
65 | 234000 | 2.8692 | 17.1729 | 18.2877
66 | 237600 | 2.8723 | 17.1834 | 18.2984
67 | 241200 | 2.8755 | 17.1938 | 18.309
68 | 244800 | 2.8786 | 17.2042 | 18.3195
69 | 248400 | 2.8817 | 17.2145 | 18.3299
70 | 252000 | 2.8849 | 17.2247 | 18.3403
71 | 255600 | 2.888 | 17.2349 | 18.3506
72 | 259200 | 2.8911 | 17.2451 | 18.3609
73 | 262800 | 2.8942 | 17.2552 | 18.3711
74 | 266400 | 2.8973 | 17.2652 | 18.3813
75 | 270000 | 2.9004 | 17.2751 | 18.3914
76 | 273600 | 2.9035 | 17.2851 | 18.4015
77 | 277200 | 2.9066 | 17.2949 | 18.4115
78 | 280800 | 2.9097 | 17.3048 | 18.4215
79 | 284400 | 2.9129 | 17.3145 | 18.4314
80 | 288000 | 2.916 | 17.3242 | 18.4413
81 | 291600 | 2.9191 | 17.3339 | 18.4511
82 | 295200 | 2.9222 | 17.3436 | 18.4609
83 | 298800 | 2.9253 | 17.3532 | 18.4707
84 | 302400 | 2.9285 | 17.3627 | 18.4804
85 | 306000 | 2.9316 | 17.3722 | 18.49
86 | 309600 | 2.9348 | 17.3817 | 18.4997
87 | 313200 | 2.9379 | 17.3911 | 18.5092
88 | 316800 | 2.9411 | 17.4005 | 18.5188
89 | 320400 | 2.9442 | 17.4098 | 18.5283
90 | 324000 | 2.9474 | 17.4192 | 18.5378
91 | 327600 | 2.9505 | 17.4284 | 18.5472
92 | 331200 | 2.9537 | 17.4377 | 18.5567
93 | 334800 | 2.9569 | 17.4469 | 18.566
94 | 338400 | 2.9601 | 17.4561 | 18.5754
95 | 342000 | 2.9633 | 17.4652 | 18.5847
96 | 345600 | 2.9665 | 17.4743 | 18.594
97 | 349200 | 2.9697 | 17.4834 | 18.6032
98 | 352800 | 2.9729 | 17.4925 | 18.6125
99 | 356400 | 2.9761 | 17.5015 | 18.6217
100 | 360000 | 2.9794 | 17.5105 | 18.6308
101 | 363600 | 2.9826 | 17.5194 | 18.64
102 | 367200 | 2.9859 | 17.5284 | 18.6491
103 | 370800 | 2.9891 | 17.5373 | 18.6582
104 | 374400 | 2.9923 | 17.5462 | 18.6673
105 | 378000 | 2.9956 | 17.555 | 18.6763
106 | 381600 | 2.9989 | 17.5639 | 18.6853
107 | 385200 | 3.0021 | 17.5727 | 18.6943
108 | 388800 | 3.0054 | 17.5814 | 18.7033
109 | 392400 | 3.0087 | 17.5902 | 18.7122
110 | 396000 | 3.012 | 17.5989 | 18.7211
111 | 399600 | 3.0153 | 17.6076 | 18.73
112 | 403200 | 3.0186 | 17.6163 | 18.7389
113 | 406800 | 3.0219 | 17.625 | 18.7477
114 | 410400 | 3.0252 | 17.6336 | 18.7566
115 | 414000 | 3.0285 | 17.6423 | 18.7654
116 | 417600 | 3.0318 | 17.6509 | 18.7742
117 | 421200 | 3.0351 | 17.6594 | 18.7829
118 | 424800 | 3.0384 | 17.668 | 18.7917
119 | 428400 | 3.0417 | 17.6765 | 18.8004
120 | 432000 | 3.0451 | 17.685 | 18.8091
121 | 435600 | 3.0484 | 17.6935 | 18.8178
122 | 439200 | 3.0517 | 17.702 | 18.8265
123 | 442800 | 3.0551 | 17.7105 | 18.8351
124 | 446400 | 3.0584 | 17.7189 | 18.8438
125 | 450000 | 3.0617 | 17.7273 | 18.8524
126 | 453600 | 3.0651 | 17.7357 | 18.861
127 | 457200 | 3.0684 | 17.7441 | 18.8695
128 | 460800 | 3.0718 | 17.7525 | 18.8781
129 | 464400 | 3.0751 | 17.7608 | 18.8867
130 | 468000 | 3.0784 | 17.7692 | 18.8952
131 | 471600 | 3.0818 | 17.7775 | 18.9037
132 | 475200 | 3.0851 | 17.7858 | 18.9122
133 | 478800 | 3.0885 | 17.7941 | 18.9207
134 | 482400 | 3.0919 | 17.8024 | 18.9292
135 | 486000 | 3.0952 | 17.8106 | 18.9376
136 | 489600 | 3.0986 | 17.8188 | 18.946
137 | 493200 | 3.1019 | 17.8271 | 18.9545
138 | 496800 | 3.1053 | 17.8353 | 18.9629
139 | 500400 | 3.1086 | 17.8435 | 18.9713
140 | 504000 | 3.112 | 17.8516 | 18.9796
141 | 507600 | 3.1153 | 17.8598 | 18.988
142 | 511200 | 3.1187 | 17.868 | 18.9964
143 | 514800 | 3.122 | 17.8761 | 19.0047
144 | 518400 | 3.1254 | 17.8842 | 19.013
145 | 522000 | 3.1287 | 17.8923 | 19.0213
146 | 525600 | 3.1321 | 17.9004 | 19.0296
147 | 529200 | 3.1354 | 17.9085 | 19.0379
148 | 532800 | 3.1388 | 17.9166 | 19.0462
149 | 536400 | 3.1421 | 17.9246 | 19.0544
150 | 540000 | 3.1455 | 17.9327 | 19.0627
151 | 543600 | 3.1488 | 17.9407 | 19.0709
152 | 547200 | 3.1521 | 17.9487 | 19.0791
153 | 550800 | 3.1555 | 17.9567 | 19.0873
154 | 554400 | 3.1588 | 17.9647 | 19.0955
155 | 558000 | 3.1622 | 17.9727 | 19.1037
156 | 561600 | 3.1655 | 17.9807 | 19.1118
157 | 565200 | 3.1688 | 17.9886 | 19.12
158 | 568800 | 3.1721 | 17.9966 | 19.1281
159 | 572400 | 3.1755 | 18.0045 | 19.1363
160 | 576000 | 3.1788 | 18.0124 | 19.1444
161 | 579600 | 3.1821 | 18.0203 | 19.1525
162 | 583200 | 3.1854 | 18.0282 | 19.1606
163 | 586800 | 3.1887 | 18.0361 | 19.1687
164 | 590400 | 3.192 | 18.044 | 19.1768
165 | 594000 | 3.1953 | 18.0519 | 19.1848
166 | 597600 | 3.1986 | 18.0597 | 19.1929
167 | 601200 | 3.2019 | 18.0676 | 19.2009
168 | 604800 | 3.2052 | 18.0754 | 19.209
169 | 608400 | 3.2085 | 18.0832 | 19.217
170 | 612000 | 3.2118 | 18.091 | 19.225
171 | 615600 | 3.2151 | 18.0988 | 19.233
172 | 619200 | 3.2184 | 18.1066 | 19.241
173 | 622800 | 3.2217 | 18.1144 | 19.249
174 | 626400 | 3.2249 | 18.1222 | 19.2569
175 | 630000 | 3.2282 | 18.1299 | 19.2649
176 | 633600 | 3.2315 | 18.1377 | 19.2728
177 | 637200 | 3.2347 | 18.1454 | 19.2808
178 | 640800 | 3.238 | 18.1532 | 19.2887
179 | 644400 | 3.2412 | 18.1609 | 19.2966
180 | 648000 | 3.2445 | 18.1686 | 19.3045
181 | 651600 | 3.2477 | 18.1763 | 19.3124
182 | 655200 | 3.2509 | 18.184 | 19.3203
183 | 658800 | 3.2542 | 18.1917 | 19.3282
184 | 662400 | 3.2574 | 18.1993 | 19.3361
185 | 666000 | 3.2606 | 18.207 | 19.3439
186 | 669600 | 3.2638 | 18.2147 | 19.3518
187 | 673200 | 3.2671 | 18.2223 | 19.3596
188 | 676800 | 3.2703 | 18.2299 | 19.3675
189 | 680400 | 3.2735 | 18.2376 | 19.3753
190 | 684000 | 3.2767 | 18.2452 | 19.3831
191 | 687600 | 3.2798 | 18.2528 | 19.3909
192 | 691200 | 3.283 | 18.2604 | 19.3987
193 | 694800 | 3.2862 | 18.268 | 19.4065
194 | 698400 | 3.2894 | 18.2756 | 19.4143
195 | 702000 | 3.2926 | 18.2832 | 19.422
196 | 705600 | 3.2957 | 18.2907 | 19.4298
197 | 709200 | 3.2989 | 18.2983 | 19.4375
198 | 712800 | 3.302 | 18.3058 | 19.4453
199 | 716400 | 3.3052 | 18.3134 | 19.453
200 | 720000 | 3.3083 | 18.3209 | 19.4608
201 | 723600 | 3.3115 | 18.3285 | 19.4685
202 | 727200 | 3.3146 | 18.336 | 19.4762
203 | 730800 | 3.3177 | 18.3435 | 19.4839
204 | 734400 | 3.3208 | 18.351 | 19.4916
205 | 738000 | 3.324 | 18.3585 | 19.4993
206 | 741600 | 3.3271 | 18.366 | 19.5069
207 | 745200 | 3.3302 | 18.3734 | 19.5146
208 | 748800 | 3.3333 | 18.3809 | 19.5223
209 | 752400 | 3.3364 | 18.3884 | 19.5299
210 | 756000 | 3.3394 | 18.3958 | 19.5376
211 | 759600 | 3.3425 | 18.4033 | 19.5452
212 | 763200 | 3.3456 | 18.4107 | 19.5528
213 | 766800 | 3.3487 | 18.4181 | 19.5604
214 | 770400 | 3.3517 | 18.4256 | 19.568
215 | 774000 | 3.3548 | 18.433 | 19.5756
216 | 777600 | 3.3578 | 18.4404 | 19.5832
217 | 781200 | 3.3609 | 18.4478 | 19.5908
218 | 784800 | 3.3639 | 18.4552 | 19.5984
219 | 788400 | 3.3669 | 18.4626 | 19.606
220 | 792000 | 3.37 | 18.4699 | 19.6135
221 | 795600 | 3.373 | 18.4773 | 19.6211
222 | 799200 | 3.376 | 18.4847 | 19.6286
223 | 802800 | 3.379 | 18.492 | 19.6362
224 | 806400 | 3.382 | 18.4994 | 19.6437
225 | 810000 | 3.385 | 18.5067 | 19.6512
226 | 813600 | 3.388 | 18.5141 | 19.6588
227 | 817200 | 3.391 | 18.5214 | 19.6663
228 | 820800 | 3.3939 | 18.5287 | 19.6738
229 | 824400 | 3.3969 | 18.536 | 19.6813
230 | 828000 | 3.3999 | 18.5433 | 19.6887
231 | 831600 | 3.4028 | 18.5506 | 19.6962
232 | 835200 | 3.4058 | 18.5579 | 19.7037
233 | 838800 | 3.4087 | 18.5652 | 19.7112
234 | 842400 | 3.4117 | 18.5725 | 19.7186
235 | 846000 | 3.4146 | 18.5798 | 19.7261
236 | 849600 | 3.4175 | 18.587 | 19.7335
237 | 853200 | 3.4204 | 18.5943 | 19.741
238 | 856800 | 3.4234 | 18.6015 | 19.7484
239 | 860400 | 3.4263 | 18.6088 | 19.7558
240 | 864000 | 3.4292 | 18.616 | 19.7632
241 | 867600 | 3.4321 | 18.6232 | 19.7706
242 | 871200 | 3.4349 | 18.6305 | 19.778
243 | 874800 | 3.4378 | 18.6377 | 19.7854
244 | 878400 | 3.4407 | 18.6449 | 19.7928
245 | 882000 | 3.4436 | 18.6521 | 19.8002
246 | 885600 | 3.4464 | 18.6593 | 19.8076
247 | 889200 | 3.4493 | 18.6665 | 19.8149
248 | 892800 | 3.4521 | 18.6737 | 19.8223
249 | 896400 | 3.455 | 18.6808 | 19.8296
250 | 900000 | 3.4578 | 18.688 | 19.837
251 | 903600 | 3.4607 | 18.6952 | 19.8443
252 | 907200 | 3.4635 | 18.7023 | 19.8516
253 | 910800 | 3.4663 | 18.7095 | 19.859
254 | 914400 | 3.4691 | 18.7166 | 19.8663
255 | 918000 | 3.4719 | 18.7238 | 19.8736
256 | 921600 | 3.4747 | 18.7309 | 19.8809
257 | 925200 | 3.4775 | 18.738 | 19.8882
258 | 928800 | 3.4803 | 18.7452 | 19.8955
259 | 932400 | 3.4831 | 18.7523 | 19.9028
260 | 936000 | 3.4859 | 18.7594 | 19.91
261 | 939600 | 3.4886 | 18.7665 | 19.9173
262 | 943200 | 3.4914 | 18.7736 | 19.9246
263 | 946800 | 3.4941 | 18.7807 | 19.9318
264 | 950400 | 3.4969 | 18.7877 | 19.9391
265 | 954000 | 3.4996 | 18.7948 | 19.9463
266 | 957600 | 3.5024 | 18.8019 | 19.9536
267 | 961200 | 3.5051 | 18.8089 | 19.9608
268 | 964800 | 3.5078 | 18.816 | 19.968
269 | 968400 | 3.5105 | 18.8231 | 19.9752
270 | 972000 | 3.5133 | 18.8301 | 19.9825
271 | 975600 | 3.516 | 18.8371 | 19.9897
272 | 979200 | 3.5187 | 18.8442 | 19.9969
273 | 982800 | 3.5214 | 18.8512 | 20.0041
274 | 986400 | 3.524 | 18.8582 | 20.0112
275 | 990000 | 3.5267 | 18.8652 | 20.0184
276 | 993600 | 3.5294 | 18.8723 | 20.0256
277 | 997200 | 3.5321 | 18.8793 | 20.0328
278 | 1000800 | 3.5347 | 18.8863 | 20.0399
279 | 1004400 | 3.5374 | 18.8932 | 20.0471
280 | 1008000 | 3.54 | 18.9002 | 20.0542
281 | 1011600 | 3.5427 | 18.9072 | 20.0614
282 | 1015200 | 3.5453 | 18.9142 | 20.0685
283 | 1018800 | 3.5479 | 18.9212 | 20.0756
284 | 1022400 | 3.5506 | 18.9281 | 20.0828
285 | 1026000 | 3.5532 | 18.9351 | 20.0899
286 | 1029600 | 3.5558 | 18.942 | 20.097
287 | 1033200 | 3.5584 | 18.949 | 20.1041
288 | 1036800 | 3.561 | 18.9559 | 20.1112
289 | 1040400 | 3.5636 | 18.9628 | 20.1183
290 | 1044000 | 3.5662 | 18.9698 | 20.1254
291 | 1047600 | 3.5688 | 18.9767 | 20.1324
292 | 1051200 | 3.5714 | 18.9836 | 20.1395
293 | 1054800 | 3.5739 | 18.9905 | 20.1466
294 | 1058400 | 3.5765 | 18.9974 | 20.1537
295 | 1062000 | 3.579 | 19.0043 | 20.1607
296 | 1065600 | 3.5816 | 19.0112 | 20.1678
297 | 1069200 | 3.5841 | 19.0181 | 20.1748
298 | 1072800 | 3.5867 | 19.025 | 20.1818
299 | 1076400 | 3.5892 | 19.0319 | 20.1889
300 | 1080000 | 3.5918 | 19.0387 | 20.1959
301 | 1083600 | 3.5943 | 19.0456 | 20.2029
302 | 1087200 | 3.5968 | 19.0525 | 20.2099
303 | 1090800 | 3.5993 | 19.0593 | 20.217
304 | 1094400 | 3.6018 | 19.0662 | 20.224
305 | 1098000 | 3.6043 | 19.073 | 20.231
306 | 1101600 | 3.6068 | 19.0799 | 20.238
307 | 1105200 | 3.6093 | 19.0867 | 20.2449
308 | 1108800 | 3.6118 | 19.0935 | 20.2519
309 | 1112400 | 3.6143 | 19.1004 | 20.2589
310 | 1116000 | 3.6167 | 19.1072 | 20.2659
311 | 1119600 | 3.6192 | 19.114 | 20.2728
312 | 1123200 | 3.6217 | 19.1208 | 20.2798
313 | 1126800 | 3.6241 | 19.1276 | 20.2867
314 | 1130400 | 3.6266 | 19.1344 | 20.2937
315 | 1134000 | 3.629 | 19.1412 | 20.3006
316 | 1137600 | 3.6314 | 19.148 | 20.3076
317 | 1141200 | 3.6339 | 19.1547 | 20.3145
318 | 1144800 | 3.6363 | 19.1615 | 20.3214
319 | 1148400 | 3.6387 | 19.1683 | 20.3283
320 | 1152000 | 3.6411 | 19.1751 | 20.3352
321 | 1155600 | 3.6435 | 19.1818 | 20.3422
322 | 1159200 | 3.6459 | 19.1886 | 20.3491
323 | 1162800 | 3.6483 | 19.1953 | 20.3559
324 | 1166400 | 3.6507 | 19.2021 | 20.3628
325 | 1170000 | 3.6531 | 19.2088 | 20.3697
326 | 1173600 | 3.6555 | 19.2155 | 20.3766
327 | 1177200 | 3.6579 | 19.2223 | 20.3835
328 | 1180800 | 3.6602 | 19.229 | 20.3903
329 | 1184400 | 3.6626 | 19.2357 | 20.3972
330 | 1188000 | 3.665 | 19.2424 | 20.4041
331 | 1191600 | 3.6673 | 19.2491 | 20.4109
332 | 1195200 | 3.6697 | 19.2558 | 20.4178
333 | 1198800 | 3.672 | 19.2625 | 20.4246
334 | 1202400 | 3.6743 | 19.2692 | 20.4314
335 | 1206000 | 3.6767 | 19.2759 | 20.4383
336 | 1209600 | 3.679 | 19.2826 | 20.4451
337 | 1213200 | 3.6813 | 19.2893 | 20.4519
338 | 1216800 | 3.6836 | 19.2959 | 20.4587
339 | 1220400 | 3.6859 | 19.3026 | 20.4655
340 | 1224000 | 3.6882 | 19.3093 | 20.4723
341 | 1227600 | 3.6905 | 19.3159 | 20.4791
342 | 1231200 | 3.6928 | 19.3226 | 20.4859
343 | 1234800 | 3.6951 | 19.3292 | 20.4927
344 | 1238400 | 3.6974 | 19.3359 | 20.4995
345 | 1242000 | 3.6997 | 19.3425 | 20.5063
346 | 1245600 | 3.7019 | 19.3491 | 20.5131
347 | 1249200 | 3.7042 | 19.3558 | 20.5198
348 | 1252800 | 3.7065 | 19.3624 | 20.5266
349 | 1256400 | 3.7087 | 19.369 | 20.5333
350 | 1260000 | 3.711 | 19.3756 | 20.5401
351 | 1263600 | 3.7132 | 19.3822 | 20.5468
352 | 1267200 | 3.7155 | 19.3888 | 20.5536
353 | 1270800 | 3.7177 | 19.3954 | 20.5603
354 | 1274400 | 3.7199 | 19.402 | 20.567
355 | 1278000 | 3.7222 | 19.4086 | 20.5738
356 | 1281600 | 3.7244 | 19.4152 | 20.5805
357 | 1285200 | 3.7266 | 19.4218 | 20.5872
358 | 1288800 | 3.7288 | 19.4283 | 20.5939
359 | 1292400 | 3.731 | 19.4349 | 20.6006
360 | 1296000 | 3.7332 | 19.4415 | 20.6073
361 | 1299600 | 3.7354 | 19.448 | 20.614
362 | 1303200 | 3.7376 | 19.4546 | 20.6207
363 | 1306800 | 3.7398 | 19.4611 | 20.6274
364 | 1310400 | 3.742 | 19.4677 | 20.6341
365 | 1314000 | 3.7441 | 19.4742 | 20.6407
366 | 1317600 | 3.7463 | 19.4808 | 20.6474
367 | 1321200 | 3.7485 | 19.4873 | 20.6541
368 | 1324800 | 3.7506 | 19.4938 | 20.6607
369 | 1328400 | 3.7528 | 19.5004 | 20.6674
370 | 1332000 | 3.7549 | 19.5069 | 20.674
371 | 1335600 | 3.7571 | 19.5134 | 20.6807
372 | 1339200 | 3.7592 | 19.5199 | 20.6873
373 | 1342800 | 3.7614 | 19.5264 | 20.694
374 | 1346400 | 3.7635 | 19.5329 | 20.7006
375 | 1350000 | 3.7656 | 19.5394 | 20.7072
376 | 1353600 | 3.7677 | 19.5459 | 20.7138
377 | 1357200 | 3.7699 | 19.5524 | 20.7204
378 | 1360800 | 3.772 | 19.5588 | 20.7271
379 | 1364400 | 3.7741 | 19.5653 | 20.7337
380 | 1368000 | 3.7762 | 19.5718 | 20.7403
381 | 1371600 | 3.7783 | 19.5783 | 20.7469
382 | 1375200 | 3.7804 | 19.5847 | 20.7534
383 | 1378800 | 3.7825 | 19.5912 | 20.76
384 | 1382400 | 3.7845 | 19.5976 | 20.7666
385 | 1386000 | 3.7866 | 19.6041 | 20.7732
386 | 1389600 | 3.7887 | 19.6105 | 20.7798
387 | 1393200 | 3.7908 | 19.617 | 20.7863
388 | 1396800 | 3.7928 | 19.6234 | 20.7929
389 | 1400400 | 3.7949 | 19.6298 | 20.7994
390 | 1404000 | 3.7969 | 19.6363 | 20.806
391 | 1407600 | 3.799 | 19.6427 | 20.8125
392 | 1411200 | 3.801 | 19.6491 | 20.8191
393 | 1414800 | 3.8031 | 19.6555 | 20.8256
394 | 1418400 | 3.8051 | 19.6619 | 20.8322
395 | 1422000 | 3.8071 | 19.6683 | 20.8387
396 | 1425600 | 3.8092 | 19.6747 | 20.8452
397 | 1429200 | 3.8112 | 19.6811 | 20.8517
398 | 1432800 | 3.8132 | 19.6875 | 20.8582
399 | 1436400 | 3.8152 | 19.6939 | 20.8648
400 | 1440000 | 3.8172 | 19.7003 | 20.8713
401 | 1443600 | 3.8192 | 19.7067 | 20.8778
402 | 1447200 | 3.8212 | 19.713 | 20.8843
403 | 1450800 | 3.8232 | 19.7194 | 20.8907
404 | 1454400 | 3.8252 | 19.7258 | 20.8972
405 | 1458000 | 3.8272 | 19.7321 | 20.9037
406 | 1461600 | 3.8292 | 19.7385 | 20.9102
407 | 1465200 | 3.8312 | 19.7448 | 20.9167
408 | 1468800 | 3.8332 | 19.7512 | 20.9231
409 | 1472400 | 3.8351 | 19.7575 | 20.9296
410 | 1476000 | 3.8371 | 19.7639 | 20.9361
411 | 1479600 | 3.8391 | 19.7702 | 20.9425
412 | 1483200 | 3.841 | 19.7765 | 20.949
413 | 1486800 | 3.843 | 19.7828 | 20.9554
414 | 1490400 | 3.8449 | 19.7892 | 20.9618
415 | 1494000 | 3.8469 | 19.7955 | 20.9683
416 | 1497600 | 3.8488 | 19.8018 | 20.9747
417 | 1501200 | 3.8507 | 19.8081 | 20.9811
418 | 1504800 | 3.8527 | 19.8144 | 20.9876
419 | 1508400 | 3.8546 | 19.8207 | 20.994
420 | 1512000 | 3.8565 | 19.827 | 21.0004
421 | 1515600 | 3.8584 | 19.8333 | 21.0068
422 | 1519200 | 3.8603 | 19.8396 | 21.0132
423 | 1522800 | 3.8623 | 19.8459 | 21.0196
424 | 1526400 | 3.8642 | 19.8521 | 21.026
425 | 1530000 | 3.8661 | 19.8584 | 21.0324
426 | 1533600 | 3.868 | 19.8647 | 21.0388
427 | 1537200 | 3.8699 | 19.871 | 21.0452
428 | 1540800 | 3.8717 | 19.8772 | 21.0515
429 | 1544400 | 3.8736 | 19.8835 | 21.0579
430 | 1548000 | 3.8755 | 19.8897 | 21.0643
431 | 1551600 | 3.8774 | 19.896 | 21.0707
432 | 1555200 | 3.8793 | 19.9022 | 21.077
433 | 1558800 | 3.8811 | 19.9085 | 21.0834
434 | 1562400 | 3.883 | 19.9147 | 21.0897
435 | 1566000 | 3.8849 | 19.9209 | 21.0961
436 | 1569600 | 3.8867 | 19.9272 | 21.1024
437 | 1573200 | 3.8886 | 19.9334 | 21.1088
438 | 1576800 | 3.8904 | 19.9396 | 21.1151
439 | 1580400 | 3.8923 | 19.9458 | 21.1214
440 | 1584000 | 3.8941 | 19.952 | 21.1277
441 | 1587600 | 3.8959 | 19.9583 | 21.1341
442 | 1591200 | 3.8978 | 19.9645 | 21.1404
443 | 1594800 | 3.8996 | 19.9707 | 21.1467
444 | 1598400 | 3.9014 | 19.9769 | 21.153
445 | 1602000 | 3.9033 | 19.9831 | 21.1593
446 | 1605600 | 3.9051 | 19.9892 | 21.1656
447 | 1609200 | 3.9069 | 19.9954 | 21.1719
448 | 1612800 | 3.9087 | 20.0016 | 21.1782
449 | 1616400 | 3.9105 | 20.0078 | 21.1845
450 | 1620000 | 3.9123 | 20.014 | 21.1908
451 | 1623600 | 3.9141 | 20.0201 | 21.197
452 | 1627200 | 3.9159 | 20.0263 | 21.2033
453 | 1630800 | 3.9177 | 20.0325 | 21.2096
454 | 1634400 | 3.9195 | 20.0386 | 21.2159
455 | 1638000 | 3.9213 | 20.0448 | 21.2221
456 | 1641600 | 3.923 | 20.0509 | 21.2284
457 | 1645200 | 3.9248 | 20.0571 | 21.2346
458 | 1648800 | 3.9266 | 20.0632 | 21.2409
459 | 1652400 | 3.9284 | 20.0693 | 21.2471
460 | 1656000 | 3.9301 | 20.0755 | 21.2534
461 | 1659600 | 3.9319 | 20.0816 | 21.2596
462 | 1663200 | 3.9336 | 20.0877 | 21.2658
463 | 1666800 | 3.9354 | 20.0938 | 21.2721
464 | 1670400 | 3.9371 | 20.1 | 21.2783
465 | 1674000 | 3.9389 | 20.1061 | 21.2845
466 | 1677600 | 3.9406 | 20.1122 | 21.2907
467 | 1681200 | 3.9424 | 20.1183 | 21.2969
468 | 1684800 | 3.9441 | 20.1244 | 21.3032
469 | 1688400 | 3.9458 | 20.1305 | 21.3094
470 | 1692000 | 3.9476 | 20.1366 | 21.3156
471 | 1695600 | 3.9493 | 20.1427 | 21.3218
472 | 1699200 | 3.951 | 20.1488 | 21.328
473 | 1702800 | 3.9527 | 20.1549 | 21.3341
474 | 1706400 | 3.9544 | 20.1609 | 21.3403
475 | 1710000 | 3.9562 | 20.167 | 21.3465
476 | 1713600 | 3.9579 | 20.1731 | 21.3527
477 | 1717200 | 3.9596 | 20.1791 | 21.3589
478 | 1720800 | 3.9613 | 20.1852 | 21.365
479 | 1724400 | 3.963 | 20.1913 | 21.3712
480 | 1728000 | 3.9647 | 20.1973 | 21.3773
481 | 1731600 | 3.9663 | 20.2034 | 21.3835
482 | 1735200 | 3.968 | 20.2094 | 21.3897
483 | 1738800 | 3.9697 | 20.2155 | 21.3958
484 | 1742400 | 3.9714 | 20.2215 | 21.4019
485 | 1746000 | 3.9731 | 20.2276 | 21.4081
486 | 1749600 | 3.9747 | 20.2336 | 21.4142
487 | 1753200 | 3.9764 | 20.2396 | 21.4204
488 | 1756800 | 3.9781 | 20.2456 | 21.4265
489 | 1760400 | 3.9797 | 20.2517 | 21.4326
490 | 1764000 | 3.9814 | 20.2577 | 21.4387
491 | 1767600 | 3.9831 | 20.2637 | 21.4449
492 | 1771200 | 3.9847 | 20.2697 | 21.451
493 | 1774800 | 3.9864 | 20.2757 | 21.4571
494 | 1778400 | 3.988 | 20.2817 | 21.4632
495 | 1782000 | 3.9896 | 20.2877 | 21.4693
496 | 1785600 | 3.9913 | 20.2937 | 21.4754
497 | 1789200 | 3.9929 | 20.2997 | 21.4815
498 | 1792800 | 3.9945 | 20.3057 | 21.4876
499 | 1796400 | 3.9962 | 20.3117 | 21.4936
500 | 1800000 | 3.9978 | 20.3177 | 21.4997
501 | 1803600 | 3.9994 | 20.3237 | 21.5058
502 | 1807200 | 4.001 | 20.3296 | 21.5119
503 | 1810800 | 4.0027 | 20.3356 | 21.518
504 | 1814400 | 4.0043 | 20.3416 | 21.524
505 | 1818000 | 4.0059 | 20.3475 | 21.5301
506 | 1821600 | 4.0075 | 20.3535 | 21.5361
507 | 1825200 | 4.0091 | 20.3595 | 21.5422
508 | 1828800 | 4.0107 | 20.3654 | 21.5483
509 | 1832400 | 4.0123 | 20.3714 | 21.5543
510 | 1836000 | 4.0139 | 20.3773 | 21.5603
511 | 1839600 | 4.0155 | 20.3833 | 21.5664
512 | 1843200 | 4.017 | 20.3892 | 21.5724
513 | 1846800 | 4.0186 | 20.3951 | 21.5785
514 | 1850400 | 4.0202 | 20.4011 | 21.5845
515 | 1854000 | 4.0218 | 20.407 | 21.5905
516 | 1857600 | 4.0234 | 20.4129 | 21.5965
517 | 1861200 | 4.0249 | 20.4188 | 21.6025
518 | 1864800 | 4.0265 | 20.4248 | 21.6086
519 | 1868400 | 4.0281 | 20.4307 | 21.6146
520 | 1872000 | 4.0296 | 20.4366 | 21.6206
521 | 1875600 | 4.0312 | 20.4425 | 21.6266
522 | 1879200 | 4.0327 | 20.4484 | 21.6326
523 | 1882800 | 4.0343 | 20.4543 | 21.6386
524 | 1886400 | 4.0358 | 20.4602 | 21.6446
525 | 1890000 | 4.0374 | 20.4661 | 21.6506
526 | 1893600 | 4.0389 | 20.472 | 21.6565
527 | 1897200 | 4.0405 | 20.4779 | 21.6625
528 | 1900800 | 4.042 | 20.4837 | 21.6685
529 | 1904400 | 4.0435 | 20.4896 | 21.6745
530 | 1908000 | 4.0451 | 20.4955 | 21.6804
531 | 1911600 | 4.0466 | 20.5014 | 21.6864
532 | 1915200 | 4.0481 | 20.5072 | 21.6924
533 | 1918800 | 4.0497 | 20.5131 | 21.6983
534 | 1922400 | 4.0512 | 20.519 | 21.7043
535 | 1926000 | 4.0527 | 20.5248 | 21.7102
536 | 1929600 | 4.0542 | 20.5307 | 21.7162
537 | 1933200 | 4.0557 | 20.5365 | 21.7221
538 | 1936800 | 4.0572 | 20.5424 | 21.7281
539 | 1940400 | 4.0587 | 20.5482 | 21.734
540 | 1944000 | 4.0602 | 20.5541 | 21.7399
541 | 1947600 | 4.0617 | 20.5599 | 21.7459
542 | 1951200 | 4.0632 | 20.5657 | 21.7518
543 | 1954800 | 4.0647 | 20.5716 | 21.7577
544 | 1958400 | 4.0662 | 20.5774 | 21.7636
545 | 1962000 | 4.0677 | 20.5832 | 21.7696
546 | 1965600 | 4.0692 | 20.5891 | 21.7755
547 | 1969200 | 4.0707 | 20.5949 | 21.7814
548 | 1972800 | 4.0721 | 20.6007 | 21.7873
549 | 1976400 | 4.0736 | 20.6065 | 21.7932
550 | 1980000 | 4.0751 | 20.6123 | 21.7991
551 | 1983600 | 4.0766 | 20.6181 | 21.805
552 | 1987200 | 4.078 | 20.6239 | 21.8109
553 | 1990800 | 4.0795 | 20.6297 | 21.8168
554 | 1994400 | 4.081 | 20.6355 | 21.8226
555 | 1998000 | 4.0824 | 20.6413 | 21.8285
556 | 2001600 | 4.0839 | 20.6471 | 21.8344
557 | 2005200 | 4.0853 | 20.6529 | 21.8403
558 | 2008800 | 4.0868 | 20.6587 | 21.8462
559 | 2012400 | 4.0882 | 20.6644 | 21.852
560 | 2016000 | 4.0897 | 20.6702 | 21.8579
561 | 2019600 | 4.0911 | 20.676 | 21.8637
562 | 2023200 | 4.0925 | 20.6817 | 21.8696
563 | 2026800 | 4.094 | 20.6875 | 21.8755
564 | 2030400 | 4.0954 | 20.6933 | 21.8813
565 | 2034000 | 4.0969 | 20.699 | 21.8871
566 | 2037600 | 4.0983 | 20.7048 | 21.893
567 | 2041200 | 4.0997 | 20.7105 | 21.8988
568 | 2044800 | 4.1011 | 20.7163 | 21.9047
569 | 2048400 | 4.1026 | 20.722 | 21.9105
570 | 2052000 | 4.104 | 20.7278 | 21.9163
571 | 2055600 | 4.1054 | 20.7335 | 21.9222
572 | 2059200 | 4.1068 | 20.7393 | 21.928
573 | 2062800 | 4.1082 | 20.745 | 21.9338
574 | 2066400 | 4.1096 | 20.7507 | 21.9396
575 | 2070000 | 4.111 | 20.7564 | 21.9454
576 | 2073600 | 4.1124 | 20.7622 | 21.9512
577 | 2077200 | 4.1138 | 20.7679 | 21.957
578 | 2080800 | 4.1152 | 20.7736 | 21.9628
579 | 2084400 | 4.1166 | 20.7793 | 21.9686
580 | 2088000 | 4.118 | 20.785 | 21.9744
581 | 2091600 | 4.1194 | 20.7907 | 21.9802
582 | 2095200 | 4.1208 | 20.7964 | 21.986
583 | 2098800 | 4.1222 | 20.8021 | 21.9918
584 | 2102400 | 4.1236 | 20.8078 | 21.9976
585 | 2106000 | 4.1249 | 20.8135 | 22.0034
586 | 2109600 | 4.1263 | 20.8192 | 22.0091
587 | 2113200 | 4.1277 | 20.8249 | 22.0149
588 | 2116800 | 4.1291 | 20.8306 | 22.0207
589 | 2120400 | 4.1304 | 20.8363 | 22.0264
590 | 2124000 | 4.1318 | 20.842 | 22.0322
591 | 2127600 | 4.1332 | 20.8476 | 22.038
592 | 2131200 | 4.1345 | 20.8533 | 22.0437
593 | 2134800 | 4.1359 | 20.859 | 22.0495
594 | 2138400 | 4.1372 | 20.8646 | 22.0552
595 | 2142000 | 4.1386 | 20.8703 | 22.061
596 | 2145600 | 4.1399 | 20.876 | 22.0667
597 | 2149200 | 4.1413 | 20.8816 | 22.0725
598 | 2152800 | 4.1426 | 20.8873 | 22.0782
599 | 2156400 | 4.144 | 20.8929 | 22.0839
600 | 2160000 | 4.1453 | 20.8986 | 22.0897
601 | 2163600 | 4.1467 | 20.9042 | 22.0954
602 | 2167200 | 4.148 | 20.9099 | 22.1011
603 | 2170800 | 4.1493 | 20.9155 | 22.1068
604 | 2174400 | 4.1507 | 20.9211 | 22.1125
605 | 2178000 | 4.152 | 20.9268 | 22.1183
606 | 2181600 | 4.1533 | 20.9324 | 22.124
607 | 2185200 | 4.1547 | 20.938 | 22.1297
608 | 2188800 | 4.156 | 20.9436 | 22.1354
609 | 2192400 | 4.1573 | 20.9493 | 22.1411
610 | 2196000 | 4.1586 | 20.9549 | 22.1468
611 | 2199600 | 4.1599 | 20.9605 | 22.1525
612 | 2203200 | 4.1612 | 20.9661 | 22.1582
613 | 2206800 | 4.1626 | 20.9717 | 22.1638
614 | 2210400 | 4.1639 | 20.9773 | 22.1695
615 | 2214000 | 4.1652 | 20.9829 | 22.1752
616 | 2217600 | 4.1665 | 20.9885 | 22.1809
617 | 2221200 | 4.1678 | 20.9941 | 22.1866
618 | 2224800 | 4.1691 | 20.9997 | 22.1922
619 | 2228400 | 4.1704 | 21.0053 | 22.1979
620 | 2232000 | 4.1717 | 21.0109 | 22.2036
621 | 2235600 | 4.173 | 21.0165 | 22.2092
622 | 2239200 | 4.1743 | 21.0221 | 22.2149
623 | 2242800 | 4.1755 | 21.0276 | 22.2206
624 | 2246400 | 4.1768 | 21.0332 | 22.2262
625 | 2250000 | 4.1781 | 21.0388 | 22.2319
626 | 2253600 | 4.1794 | 21.0443 | 22.2375
627 | 2257200 | 4.1807 | 21.0499 | 22.2432
628 | 2260800 | 4.1819 | 21.0555 | 22.2488
629 | 2264400 | 4.1832 | 21.061 | 22.2544
630 | 2268000 | 4.1845 | 21.0666 | 22.2601
631 | 2271600 | 4.1858 | 21.0721 | 22.2657
632 | 2275200 | 4.187 | 21.0777 | 22.2713
633 | 2278800 | 4.1883 | 21.0832 | 22.277
634 | 2282400 | 4.1896 | 21.0888 | 22.2826
635 | 2286000 | 4.1908 | 21.0943 | 22.2882
636 | 2289600 | 4.1921 | 21.0999 | 22.2938
637 | 2293200 | 4.1933 | 21.1054 | 22.2994
638 | 2296800 | 4.1946 | 21.1109 | 22.305
639 | 2300400 | 4.1958 | 21.1165 | 22.3106
640 | 2304000 | 4.1971 | 21.122 | 22.3163
641 | 2307600 | 4.1983 | 21.1275 | 22.3219
642 | 2311200 | 4.1996 | 21.1331 | 22.3275
643 | 2314800 | 4.2008 | 21.1386 | 22.333
644 | 2318400 | 4.2021 | 21.1441 | 22.3386
645 | 2322000 | 4.2033 | 21.1496 | 22.3442
646 | 2325600 | 4.2045 | 21.1551 | 22.3498
647 | 2329200 | 4.2058 | 21.1606 | 22.3554
648 | 2332800 | 4.207 | 21.1661 | 22.361
649 | 2336400 | 4.2082 | 21.1716 | 22.3666
650 | 2340000 | 4.2095 | 21.1771 | 22.3721
651 | 2343600 | 4.2107 | 21.1826 | 22.3777
652 | 2347200 | 4.2119 | 21.1881 | 22.3833
653 | 2350800 | 4.2131 | 21.1936 | 22.3888
654 | 2354400 | 4.2144 | 21.1991 | 22.3944
655 | 2358000 | 4.2156 | 21.2046 | 22.4
656 | 2361600 | 4.2168 | 21.2101 | 22.4055
657 | 2365200 | 4.218 | 21.2155 | 22.4111
658 | 2368800 | 4.2192 | 21.221 | 22.4166
659 | 2372400 | 4.2204 | 21.2265 | 22.4222
660 | 2376000 | 4.2216 | 21.232 | 22.4277
661 | 2379600 | 4.2229 | 21.2374 | 22.4333
662 | 2383200 | 4.2241 | 21.2429 | 22.4388
663 | 2386800 | 4.2253 | 21.2484 | 22.4443
664 | 2390400 | 4.2265 | 21.2538 | 22.4499
665 | 2394000 | 4.2277 | 21.2593 | 22.4554
666 | 2397600 | 4.2289 | 21.2647 | 22.4609
667 | 2401200 | 4.23 | 21.2702 | 22.4664
668 | 2404800 | 4.2312 | 21.2756 | 22.472
669 | 2408400 | 4.2324 | 21.2811 | 22.4775
670 | 2412000 | 4.2336 | 21.2865 | 22.483
671 | 2415600 | 4.2348 | 21.292 | 22.4885
672 | 2419200 | 4.236 | 21.2974 | 22.494
673 | 2422800 | 4.2372 | 21.3028 | 22.4995
674 | 2426400 | 4.2383 | 21.3083 | 22.505
675 | 2430000 | 4.2395 | 21.3137 | 22.5105
676 | 2433600 | 4.2407 | 21.3191 | 22.516
677 | 2437200 | 4.2419 | 21.3245 | 22.5215
678 | 2440800 | 4.243 | 21.33 | 22.527
679 | 2444400 | 4.2442 | 21.3354 | 22.5325
680 | 2448000 | 4.2454 | 21.3408 | 22.538
681 | 2451600 | 4.2465 | 21.3462 | 22.5435
682 | 2455200 | 4.2477 | 21.3516 | 22.549
683 | 2458800 | 4.2489 | 21.357 | 22.5544
684 | 2462400 | 4.25 | 21.3624 | 22.5599
685 | 2466000 | 4.2512 | 21.3678 | 22.5654
686 | 2469600 | 4.2523 | 21.3732 | 22.5709
687 | 2473200 | 4.2535 | 21.3786 | 22.5763
688 | 2476800 | 4.2547 | 21.384 | 22.5818
689 | 2480400 | 4.2558 | 21.3894 | 22.5872
690 | 2484000 | 4.2569 | 21.3948 | 22.5927
691 | 2487600 | 4.2581 | 21.4002 | 22.5982
692 | 2491200 | 4.2592 | 21.4056 | 22.6036
693 | 2494800 | 4.2604 | 21.4109 | 22.6091
694 | 2498400 | 4.2615 | 21.4163 | 22.6145
695 | 2502000 | 4.2627 | 21.4217 | 22.62
696 | 2505600 | 4.2638 | 21.4271 | 22.6254
697 | 2509200 | 4.2649 | 21.4324 | 22.6308
698 | 2512800 | 4.2661 | 21.4378 | 22.6363
699 | 2516400 | 4.2672 | 21.4432 | 22.6417
700 | 2520000 | 4.2683 | 21.4485 | 22.6471
701 | 2523600 | 4.2695 | 21.4539 | 22.6526
702 | 2527200 | 4.2706 | 21.4592 | 22.658
703 | 2530800 | 4.2717 | 21.4646 | 22.6634
704 | 2534400 | 4.2728 | 21.4699 | 22.6688
705 | 2538000 | 4.274 | 21.4753 | 22.6742
706 | 2541600 | 4.2751 | 21.4806 | 22.6797
707 | 2545200 | 4.2762 | 21.486 | 22.6851
708 | 2548800 | 4.2773 | 21.4913 | 22.6905
709 | 2552400 | 4.2784 | 21.4967 | 22.6959
710 | 2556000 | 4.2795 | 21.502 | 22.7013
711 | 2559600 | 4.2806 | 21.5073 | 22.7067
712 | 2563200 | 4.2817 | 21.5127 | 22.7121
713 | 2566800 | 4.2829 | 21.518 | 22.7175
714 | 2570400 | 4.284 | 21.5233 | 22.7229
715 | 2574000 | 4.2851 | 21.5286 | 22.7283
716 | 2577600 | 4.2862 | 21.534 | 22.7336
717 | 2581200 | 4.2873 | 21.5393 | 22.739
718 | 2584800 | 4.2884 | 21.5446 | 22.7444
719 | 2588400 | 4.2894 | 21.5499 | 22.7498
720 | 2592000 | 4.2905 | 21.5552 | 22.7552
721 | 2595600 | 4.2916 | 21.5605 | 22.7605
722 | 2599200 | 4.2927 | 21.5658 | 22.7659
723 | 2602800 | 4.2938 | 21.5711 | 22.7713
724 | 2606400 | 4.2949 | 21.5764 | 22.7766
725 | 2610000 | 4.296 | 21.5817 | 22.782
726 | 2613600 | 4.2971 | 21.587 | 22.7874
727 | 2617200 | 4.2981 | 21.5923 | 22.7927
728 | 2620800 | 4.2992 | 21.5976 | 22.7981
729 | 2624400 | 4.3003 | 21.6029 | 22.8034
730 | 2628000 | 4.3014 | 21.6082 | 22.8088
731 | 2631600 | 4.3025 | 21.6134 | 22.8141
732 | 2635200 | 4.3035 | 21.6187 | 22.8195
733 | 2638800 | 4.3046 | 21.624 | 22.8248
734 | 2642400 | 4.3057 | 21.6293 | 22.8302
735 | 2646000 | 4.3067 | 21.6345 | 22.8355
736 | 2649600 | 4.3078 | 21.6398 | 22.8408
737 | 2653200 | 4.3089 | 21.6451 | 22.8462
738 | 2656800 | 4.3099 | 21.6503 | 22.8515
739 | 2660400 | 4.311 | 21.6556 | 22.8568
740 | 2664000 | 4.3121 | 21.6609 | 22.8621
741 | 2667600 | 4.3131 | 21.6661 | 22.8674
742 | 2671200 | 4.3142 | 21.6714 | 22.8728
743 | 2674800 | 4.3152 | 21.6766 | 22.8781
744 | 2678400 | 4.3163 | 21.6819 | 22.8834
745 | 2682000 | 4.3173 | 21.6871 | 22.8887
746 | 2685600 | 4.3184 | 21.6923 | 22.894
747 | 2689200 | 4.3194 | 21.6976 | 22.8993
748 | 2692800 | 4.3205 | 21.7028 | 22.9046
749 | 2696400 | 4.3215 | 21.7081 | 22.9099
750 | 2700000 | 4.3226 | 21.7133 | 22.9152
751 | 2703600 | 4.3236 | 21.7185 | 22.9205
752 | 2707200 | 4.3246 | 21.7238 | 22.9258
753 | 2710800 | 4.3257 | 21.729 | 22.9311
754 | 2714400 | 4.3267 | 21.7342 | 22.9364
755 | 2718000 | 4.3277 | 21.7394 | 22.9417
756 | 2721600 | 4.3288 | 21.7446 | 22.9469
757 | 2725200 | 4.3298 | 21.7499 | 22.9522
758 | 2728800 | 4.3308 | 21.7551 | 22.9575
759 | 2732400 | 4.3319 | 21.7603 | 22.9628
760 | 2736000 | 4.3329 | 21.7655 | 22.968
761 | 2739600 | 4.3339 | 21.7707 | 22.9733
762 | 2743200 | 4.3349 | 21.7759 | 22.9786
763 | 2746800 | 4.336 | 21.7811 | 22.9838
764 | 2750400 | 4.337 | 21.7863 | 22.9891
765 | 2754000 | 4.338 | 21.7915 | 22.9944
766 | 2757600 | 4.339 | 21.7967 | 22.9996
767 | 2761200 | 4.34 | 21.8019 | 23.0049
768 | 2764800 | 4.3411 | 21.8071 | 23.0101
769 | 2768400 | 4.3421 | 21.8123 | 23.0154
770 | 2772000 | 4.3431 | 21.8174 | 23.0206
771 | 2775600 | 4.3441 | 21.8226 | 23.0259
772 | 2779200 | 4.3451 | 21.8278 | 23.0311
773 | 2782800 | 4.3461 | 21.833 | 23.0363
774 | 2786400 | 4.3471 | 21.8382 | 23.0416
775 | 2790000 | 4.3481 | 21.8433 | 23.0468
776 | 2793600 | 4.3491 | 21.8485 | 23.052
777 | 2797200 | 4.3501 | 21.8537 | 23.0573
778 | 2800800 | 4.3511 | 21.8588 | 23.0625
779 | 2804400 | 4.3521 | 21.864 | 23.0677
780 | 2808000 | 4.3531 | 21.8692 | 23.0729
781 | 2811600 | 4.3541 | 21.8743 | 23.0782
782 | 2815200 | 4.3551 | 21.8795 | 23.0834
783 | 2818800 | 4.3561 | 21.8846 | 23.0886
784 | 2822400 | 4.3571 | 21.8898 | 23.0938
785 | 2826000 | 4.3581 | 21.8949 | 23.099
786 | 2829600 | 4.3591 | 21.9001 | 23.1042
787 | 2833200 | 4.36 | 21.9052 | 23.1094
788 | 2836800 | 4.361 | 21.9104 | 23.1146
789 | 2840400 | 4.362 | 21.9155 | 23.1198
790 | 2844000 | 4.363 | 21.9206 | 23.125
791 | 2847600 | 4.364 | 21.9258 | 23.1302
792 | 2851200 | 4.3649 | 21.9309 | 23.1354
793 | 2854800 | 4.3659 | 21.936 | 23.1406
794 | 2858400 | 4.3669 | 21.9412 | 23.1458
795 | 2862000 | 4.3679 | 21.9463 | 23.151
796 | 2865600 | 4.3688 | 21.9514 | 23.1561
797 | 2869200 | 4.3698 | 21.9565 | 23.1613
798 | 2872800 | 4.3708 | 21.9616 | 23.1665
799 | 2876400 | 4.3717 | 21.9668 | 23.1717
800 | 2880000 | 4.3727 | 21.9719 | 23.1769
801 | 2883600 | 4.3737 | 21.977 | 23.182
802 | 2887200 | 4.3746 | 21.9821 | 23.1872
803 | 2890800 | 4.3756 | 21.9872 | 23.1924
804 | 2894400 | 4.3766 | 21.9923 | 23.1975
805 | 2898000 | 4.3775 | 21.9974 | 23.2027
806 | 2901600 | 4.3785 | 22.0025 | 23.2078
807 | 2905200 | 4.3794 | 22.0076 | 23.213
808 | 2908800 | 4.3804 | 22.0127 | 23.2181
809 | 2912400 | 4.3813 | 22.0178 | 23.2233
810 | 2916000 | 4.3823 | 22.0229 | 23.2284
811 | 2919600 | 4.3833 | 22.028 | 23.2336
812 | 2923200 | 4.3842 | 22.033 | 23.2387
813 | 2926800 | 4.3852 | 22.0381 | 23.2439
814 | 2930400 | 4.3861 | 22.0432 | 23.249
815 | 2934000 | 4.387 | 22.0483 | 23.2542
816 | 2937600 | 4.388 | 22.0534 | 23.2593
817 | 2941200 | 4.3889 | 22.0584 | 23.2644
818 | 2944800 | 4.3899 | 22.0635 | 23.2696
819 | 2948400 | 4.3908 | 22.0686 | 23.2747
820 | 2952000 | 4.3917 | 22.0737 | 23.2798
821 | 2955600 | 4.3927 | 22.0787 | 23.2849
822 | 2959200 | 4.3936 | 22.0838 | 23.29
823 | 2962800 | 4.3946 | 22.0888 | 23.2952
824 | 2966400 | 4.3955 | 22.0939 | 23.3003
825 | 2970000 | 4.3964 | 22.099 | 23.3054
826 | 2973600 | 4.3974 | 22.104 | 23.3105
827 | 2977200 | 4.3983 | 22.1091 | 23.3156
828 | 2980800 | 4.3992 | 22.1141 | 23.3207
829 | 2984400 | 4.4001 | 22.1192 | 23.3258
830 | 2988000 | 4.4011 | 22.1242 | 23.3309
831 | 2991600 | 4.402 | 22.1293 | 23.336
832 | 2995200 | 4.4029 | 22.1343 | 23.3411
833 | 2998800 | 4.4038 | 22.1393 | 23.3462
834 | 3002400 | 4.4047 | 22.1444 | 23.3513
835 | 3006000 | 4.4057 | 22.1494 | 23.3564
836 | 3009600 | 4.4066 | 22.1544 | 23.3615
837 | 3013200 | 4.4075 | 22.1595 | 23.3666
838 | 3016800 | 4.4084 | 22.1645 | 23.3717
839 | 3020400 | 4.4093 | 22.1695 | 23.3767
840 | 3024000 | 4.4102 | 22.1745 | 23.3818
841 | 3027600 | 4.4111 | 22.1796 | 23.3869
842 | 3031200 | 4.4121 | 22.1846 | 23.392
843 | 3034800 | 4.413 | 22.1896 | 23.397
844 | 3038400 | 4.4139 | 22.1946 | 23.4021
845 | 3042000 | 4.4148 | 22.1996 | 23.4072
846 | 3045600 | 4.4157 | 22.2046 | 23.4122
847 | 3049200 | 4.4166 | 22.2096 | 23.4173
848 | 3052800 | 4.4175 | 22.2146 | 23.4224
849 | 3056400 | 4.4184 | 22.2196 | 23.4274
850 | 3060000 | 4.4193 | 22.2247 | 23.4325
851 | 3063600 | 4.4202 | 22.2297 | 23.4375
852 | 3067200 | 4.4211 | 22.2346 | 23.4426
853 | 3070800 | 4.422 | 22.2396 | 23.4476
854 | 3074400 | 4.4229 | 22.2446 | 23.4527
855 | 3078000 | 4.4238 | 22.2496 | 23.4577
856 | 3081600 | 4.4246 | 22.2546 | 23.4628
857 | 3085200 | 4.4255 | 22.2596 | 23.4678
858 | 3088800 | 4.4264 | 22.2646 | 23.4729
859 | 3092400 | 4.4273 | 22.2696 | 23.4779
860 | 3096000 | 4.4282 | 22.2745 | 23.4829
861 | 3099600 | 4.4291 | 22.2795 | 23.488
862 | 3103200 | 4.43 | 22.2845 | 23.493
863 | 3106800 | 4.4308 | 22.2895 | 23.498
864 | 3110400 | 4.4317 | 22.2944 | 23.503
865 | 3114000 | 4.4326 | 22.2994 | 23.5081
866 | 3117600 | 4.4335 | 22.3044 | 23.5131
867 | 3121200 | 4.4344 | 22.3093 | 23.5181
868 | 3124800 | 4.4352 | 22.3143 | 23.5231
869 | 3128400 | 4.4361 | 22.3193 | 23.5281
870 | 3132000 | 4.437 | 22.3242 | 23.5331
871 | 3135600 | 4.4379 | 22.3292 | 23.5381
872 | 3139200 | 4.4387 | 22.3341 | 23.5432
873 | 3142800 | 4.4396 | 22.3391 | 23.5482
874 | 3146400 | 4.4405 | 22.344 | 23.5532
875 | 3150000 | 4.4413 | 22.349 | 23.5582
876 | 3153600 | 4.4422 | 22.3539 | 23.5632
877 | 3157200 | 4.4431 | 22.3589 | 23.5682
878 | 3160800 | 4.4439 | 22.3638 | 23.5732
879 | 3164400 | 4.4448 | 22.3688 | 23.5781
880 | 3168000 | 4.4457 | 22.3737 | 23.5831
881 | 3171600 | 4.4465 | 22.3786 | 23.5881
882 | 3175200 | 4.4474 | 22.3836 | 23.5931
883 | 3178800 | 4.4482 | 22.3885 | 23.5981
884 | 3182400 | 4.4491 | 22.3934 | 23.6031
885 | 3186000 | 4.45 | 22.3984 | 23.6081
886 | 3189600 | 4.4508 | 22.4033 | 23.613
887 | 3193200 | 4.4517 | 22.4082 | 23.618
888 | 3196800 | 4.4525 | 22.4131 | 23.623
889 | 3200400 | 4.4534 | 22.418 | 23.628
890 | 3204000 | 4.4542 | 22.423 | 23.6329
891 | 3207600 | 4.4551 | 22.4279 | 23.6379
892 | 3211200 | 4.4559 | 22.4328 | 23.6428
893 | 3214800 | 4.4568 | 22.4377 | 23.6478
894 | 3218400 | 4.4576 | 22.4426 | 23.6528
895 | 3222000 | 4.4584 | 22.4475 | 23.6577
896 | 3225600 | 4.4593 | 22.4524 | 23.6627
897 | 3229200 | 4.4601 | 22.4573 | 23.6676
898 | 3232800 | 4.461 | 22.4622 | 23.6726
899 | 3236400 | 4.4618 | 22.4671 | 23.6775
900 | 3240000 | 4.4626 | 22.472 | 23.6825
901 | 3243600 | 4.4635 | 22.4769 | 23.6874
902 | 3247200 | 4.4643 | 22.4818 | 23.6924
903 | 3250800 | 4.4652 | 22.4867 | 23.6973
904 | 3254400 | 4.466 | 22.4916 | 23.7023
905 | 3258000 | 4.4668 | 22.4965 | 23.7072
906 | 3261600 | 4.4677 | 22.5013 | 23.7121
907 | 3265200 | 4.4685 | 22.5062 | 23.7171
908 | 3268800 | 4.4693 | 22.5111 | 23.722
909 | 3272400 | 4.4701 | 22.516 | 23.7269
910 | 3276000 | 4.471 | 22.5209 | 23.7318
911 | 3279600 | 4.4718 | 22.5257 | 23.7368
912 | 3283200 | 4.4726 | 22.5306 | 23.7417
913 | 3286800 | 4.4734 | 22.5355 | 23.7466
914 | 3290400 | 4.4743 | 22.5403 | 23.7515
915 | 3294000 | 4.4751 | 22.5452 | 23.7564
916 | 3297600 | 4.4759 | 22.5501 | 23.7614
917 | 3301200 | 4.4767 | 22.5549 | 23.7663
918 | 3304800 | 4.4775 | 22.5598 | 23.7712
919 | 3308400 | 4.4784 | 22.5647 | 23.7761
920 | 3312000 | 4.4792 | 22.5695 | 23.781
921 | 3315600 | 4.48 | 22.5744 | 23.7859
922 | 3319200 | 4.4808 | 22.5792 | 23.7908
923 | 3322800 | 4.4816 | 22.5841 | 23.7957
924 | 3326400 | 4.4824 | 22.5889 | 23.8006
925 | 3330000 | 4.4832 | 22.5938 | 23.8055
926 | 3333600 | 4.4841 | 22.5986 | 23.8104
927 | 3337200 | 4.4849 | 22.6034 | 23.8153
928 | 3340800 | 4.4857 | 22.6083 | 23.8202
929 | 3344400 | 4.4865 | 22.6131 | 23.8251
930 | 3348000 | 4.4873 | 22.618 | 23.8299
931 | 3351600 | 4.4881 | 22.6228 | 23.8348
932 | 3355200 | 4.4889 | 22.6276 | 23.8397
933 | 3358800 | 4.4897 | 22.6325 | 23.8446
934 | 3362400 | 4.4905 | 22.6373 | 23.8495
935 | 3366000 | 4.4913 | 22.6421 | 23.8543
936 | 3369600 | 4.4921 | 22.6469 | 23.8592
937 | 3373200 | 4.4929 | 22.6518 | 23.8641
938 | 3376800 | 4.4937 | 22.6566 | 23.8689
939 | 3380400 | 4.4945 | 22.6614 | 23.8738
940 | 3384000 | 4.4953 | 22.6662 | 23.8787
941 | 3387600 | 4.4961 | 22.671 | 23.8835
942 | 3391200 | 4.4969 | 22.6758 | 23.8884
943 | 3394800 | 4.4977 | 22.6806 | 23.8933
944 | 3398400 | 4.4984 | 22.6855 | 23.8981
945 | 3402000 | 4.4992 | 22.6903 | 23.903
946 | 3405600 | 4.5 | 22.6951 | 23.9078
947 | 3409200 | 4.5008 | 22.6999 | 23.9127
948 | 3412800 | 4.5016 | 22.7047 | 23.9175
949 | 3416400 | 4.5024 | 22.7095 | 23.9224
950 | 3420000 | 4.5032 | 22.7143 | 23.9272
951 | 3423600 | 4.5039 | 22.7191 | 23.9321
952 | 3427200 | 4.5047 | 22.7239 | 23.9369
953 | 3430800 | 4.5055 | 22.7286 | 23.9417
954 | 3434400 | 4.5063 | 22.7334 | 23.9466
955 | 3438000 | 4.5071 | 22.7382 | 23.9514
956 | 3441600 | 4.5079 | 22.743 | 23.9562
957 | 3445200 | 4.5086 | 22.7478 | 23.9611
958 | 3448800 | 4.5094 | 22.7526 | 23.9659
959 | 3452400 | 4.5102 | 22.7574 | 23.9707
960 | 3456000 | 4.511 | 22.7621 | 23.9756
961 | 3459600 | 4.5117 | 22.7669 | 23.9804
962 | 3463200 | 4.5125 | 22.7717 | 23.9852
963 | 3466800 | 4.5133 | 22.7765 | 23.99
964 | 3470400 | 4.514 | 22.7812 | 23.9948
965 | 3474000 | 4.5148 | 22.786 | 23.9997
966 | 3477600 | 4.5156 | 22.7908 | 24.0045
967 | 3481200 | 4.5163 | 22.7955 | 24.0093
968 | 3484800 | 4.5171 | 22.8003 | 24.0141
969 | 3488400 | 4.5179 | 22.805 | 24.0189
970 | 3492000 | 4.5186 | 22.8098 | 24.0237
971 | 3495600 | 4.5194 | 22.8146 | 24.0285
972 | 3499200 | 4.5202 | 22.8193 | 24.0333
973 | 3502800 | 4.5209 | 22.8241 | 24.0381
974 | 3506400 | 4.5217 | 22.8288 | 24.0429
975 | 3510000 | 4.5224 | 22.8336 | 24.0477
976 | 3513600 | 4.5232 | 22.8383 | 24.0525
977 | 3517200 | 4.524 | 22.8431 | 24.0573
978 | 3520800 | 4.5247 | 22.8478 | 24.0621
979 | 3524400 | 4.5255 | 22.8526 | 24.0669
980 | 3528000 | 4.5262 | 22.8573 | 24.0717
981 | 3531600 | 4.527 | 22.862 | 24.0764
982 | 3535200 | 4.5277 | 22.8668 | 24.0812
983 | 3538800 | 4.5285 | 22.8715 | 24.086
984 | 3542400 | 4.5292 | 22.8762 | 24.0908
985 | 3546000 | 4.53 | 22.881 | 24.0956
986 | 3549600 | 4.5307 | 22.8857 | 24.1003
987 | 3553200 | 4.5315 | 22.8904 | 24.1051
988 | 3556800 | 4.5322 | 22.8952 | 24.1099
989 | 3560400 | 4.533 | 22.8999 | 24.1147
990 | 3564000 | 4.5337 | 22.9046 | 24.1194
991 | 3567600 | 4.5345 | 22.9093 | 24.1242
992 | 3571200 | 4.5352 | 22.914 | 24.1289
993 | 3574800 | 4.536 | 22.9188 | 24.1337
994 | 3578400 | 4.5367 | 22.9235 | 24.1385
995 | 3582000 | 4.5374 | 22.9282 | 24.1432
996 | 3585600 | 4.5382 | 22.9329 | 24.148
997 | 3589200 | 4.5389 | 22.9376 | 24.1527
998 | 3592800 | 4.5397 | 22.9423 | 24.1575
999 | 3596400 | 4.5404 | 22.947 | 24.1622
1000 | 3600000 | 4.5411 | 22.9517 | 24.167
1001 | 3603600 | 4.5419 | 22.9564 | 24.1717
1002 | 3607200 | 4.5426 | 22.9611 | 24.1765
1003 | 3610800 | 4.5433 | 22.9658 | 24.1812
1004 | 3614400 | 4.5441 | 22.9705 | 24.186
1005 | 3618000 | 4.5448 | 22.9752 | 24.1907
1006 | 3621600 | 4.5455 | 22.9799 | 24.1954
1007 | 3625200 | 4.5463 | 22.9846 | 24.2002
1008 | 3628800 | 4.547 | 22.9893 | 24.2049
1009 | 3632400 | 4.5477 | 22.994 | 24.2096
1010 | 3636000 | 4.5484 | 22.9987 | 24.2144
1011 | 3639600 | 4.5492 | 23.0033 | 24.2191
1012 | 3643200 | 4.5499 | 23.008 | 24.2238
1013 | 3646800 | 4.5506 | 23.0127 | 24.2286
1014 | 3650400 | 4.5513 | 23.0174 | 24.2333
1015 | 3654000 | 4.5521 | 23.0221 | 24.238
1016 | 3657600 | 4.5528 | 23.0267 | 24.2427
1017 | 3661200 | 4.5535 | 23.0314 | 24.2474
1018 | 3664800 | 4.5542 | 23.0361 | 24.2521
1019 | 3668400 | 4.5549 | 23.0407 | 24.2569
1020 | 3672000 | 4.5557 | 23.0454 | 24.2616
1021 | 3675600 | 4.5564 | 23.0501 | 24.2663
1022 | 3679200 | 4.5571 | 23.0547 | 24.271
1023 | 3682800 | 4.5578 | 23.0594 | 24.2757
1024 | 3686400 | 4.5585 | 23.0641 | 24.2804
1025 | 3690000 | 4.5592 | 23.0687 | 24.2851
1026 | 3693600 | 4.5599 | 23.0734 | 24.2898
1027 | 3697200 | 4.5607 | 23.078 | 24.2945
1028 | 3700800 | 4.5614 | 23.0827 | 24.2992
1029 | 3704400 | 4.5621 | 23.0873 | 24.3039
1030 | 3708000 | 4.5628 | 23.092 | 24.3086
1031 | 3711600 | 4.5635 | 23.0966 | 24.3133
1032 | 3715200 | 4.5642 | 23.1013 | 24.318
1033 | 3718800 | 4.5649 | 23.1059 | 24.3227
1034 | 3722400 | 4.5656 | 23.1106 | 24.3273
1035 | 3726000 | 4.5663 | 23.1152 | 24.332
1036 | 3729600 | 4.567 | 23.1199 | 24.3367
1037 | 3733200 | 4.5677 | 23.1245 | 24.3414
1038 | 3736800 | 4.5684 | 23.1291 | 24.3461
1039 | 3740400 | 4.5691 | 23.1338 | 24.3508
1040 | 3744000 | 4.5698 | 23.1384 | 24.3554
1041 | 3747600 | 4.5705 | 23.143 | 24.3601
1042 | 3751200 | 4.5712 | 23.1477 | 24.3648
1043 | 3754800 | 4.5719 | 23.1523 | 24.3694
1044 | 3758400 | 4.5726 | 23.1569 | 24.3741
1045 | 3762000 | 4.5733 | 23.1615 | 24.3788
1046 | 3765600 | 4.574 | 23.1662 | 24.3834
1047 | 3769200 | 4.5747 | 23.1708 | 24.3881
1048 | 3772800 | 4.5754 | 23.1754 | 24.3928
1049 | 3776400 | 4.5761 | 23.18 | 24.3974
1050 | 3780000 | 4.5768 | 23.1846 | 24.4021
1051 | 3783600 | 4.5775 | 23.1893 | 24.4067
1052 | 3787200 | 4.5782 | 23.1939 | 24.4114
1053 | 3790800 | 4.5789 | 23.1985 | 24.416
1054 | 3794400 | 4.5795 | 23.2031 | 24.4207
1055 | 3798000 | 4.5802 | 23.2077 | 24.4253
1056 | 3801600 | 4.5809 | 23.2123 | 24.43
1057 | 3805200 | 4.5816 | 23.2169 | 24.4346
1058 | 3808800 | 4.5823 | 23.2215 | 24.4393
1059 | 3812400 | 4.583 | 23.2261 | 24.4439
1060 | 3816000 | 4.5837 | 23.2307 | 24.4486
1061 | 3819600 | 4.5843 | 23.2353 | 24.4532
1062 | 3823200 | 4.585 | 23.2399 | 24.4578
1063 | 3826800 | 4.5857 | 23.2445 | 24.4625
1064 | 3830400 | 4.5864 | 23.2491 | 24.4671
1065 | 3834000 | 4.5871 | 23.2537 | 24.4717
1066 | 3837600 | 4.5877 | 23.2583 | 24.4764
1067 | 3841200 | 4.5884 | 23.2628 | 24.481
1068 | 3844800 | 4.5891 | 23.2674 | 24.4856
1069 | 3848400 | 4.5898 | 23.272 | 24.4902
1070 | 3852000 | 4.5905 | 23.2766 | 24.4949
1071 | 3855600 | 4.5911 | 23.2812 | 24.4995
1072 | 3859200 | 4.5918 | 23.2857 | 24.5041
1073 | 3862800 | 4.5925 | 23.2903 | 24.5087
1074 | 3866400 | 4.5931 | 23.2949 | 24.5133
1075 | 3870000 | 4.5938 | 23.2995 | 24.518
1076 | 3873600 | 4.5945 | 23.304 | 24.5226
1077 | 3877200 | 4.5952 | 23.3086 | 24.5272
1078 | 3880800 | 4.5958 | 23.3132 | 24.5318
1079 | 3884400 | 4.5965 | 23.3177 | 24.5364
1080 | 3888000 | 4.5972 | 23.3223 | 24.541
1081 | 3891600 | 4.5978 | 23.3269 | 24.5456
1082 | 3895200 | 4.5985 | 23.3314 | 24.5502
1083 | 3898800 | 4.5992 | 23.336 | 24.5548
1084 | 3902400 | 4.5998 | 23.3406 | 24.5594
1085 | 3906000 | 4.6005 | 23.3451 | 24.564
1086 | 3909600 | 4.6012 | 23.3497 | 24.5686
1087 | 3913200 | 4.6018 | 23.3542 | 24.5732
1088 | 3916800 | 4.6025 | 23.3588 | 24.5778
1089 | 3920400 | 4.6031 | 23.3633 | 24.5824
1090 | 3924000 | 4.6038 | 23.3679 | 24.587
1091 | 3927600 | 4.6045 | 23.3724 | 24.5916
1092 | 3931200 | 4.6051 | 23.377 | 24.5961
1093 | 3934800 | 4.6058 | 23.3815 | 24.6007
1094 | 3938400 | 4.6064 | 23.386 | 24.6053
1095 | 3942000 | 4.6071 | 23.3906 | 24.6099
1096 | 3945600 | 4.6077 | 23.3951 | 24.6145
1097 | 3949200 | 4.6084 | 23.3997 | 24.619
1098 | 3952800 | 4.6091 | 23.4042 | 24.6236
1099 | 3956400 | 4.6097 | 23.4087 | 24.6282
1100 | 3960000 | 4.6104 | 23.4133 | 24.6328
1101 | 3963600 | 4.611 | 23.4178 | 24.6373
1102 | 3967200 | 4.6117 | 23.4223 | 24.6419
1103 | 3970800 | 4.6123 | 23.4269 | 24.6465
1104 | 3974400 | 4.613 | 23.4314 | 24.651
1105 | 3978000 | 4.6136 | 23.4359 | 24.6556
1106 | 3981600 | 4.6143 | 23.4404 | 24.6602
1107 | 3985200 | 4.6149 | 23.4449 | 24.6647
1108 | 3988800 | 4.6156 | 23.4495 | 24.6693
1109 | 3992400 | 4.6162 | 23.454 | 24.6738
1110 | 3996000 | 4.6168 | 23.4585 | 24.6784
1111 | 3999600 | 4.6175 | 23.463 | 24.6829
1112 | 4003200 | 4.6181 | 23.4675 | 24.6875
1113 | 4006800 | 4.6188 | 23.472 | 24.692
1114 | 4010400 | 4.6194 | 23.4765 | 24.6966
1115 | 4014000 | 4.6201 | 23.4811 | 24.7011
1116 | 4017600 | 4.6207 | 23.4856 | 24.7057
1117 | 4021200 | 4.6213 | 23.4901 | 24.7102
1118 | 4024800 | 4.622 | 23.4946 | 24.7148
1119 | 4028400 | 4.6226 | 23.4991 | 24.7193
1120 | 4032000 | 4.6233 | 23.5036 | 24.7238
1121 | 4035600 | 4.6239 | 23.5081 | 24.7284
1122 | 4039200 | 4.6245 | 23.5126 | 24.7329
1123 | 4042800 | 4.6252 | 23.5171 | 24.7375
1124 | 4046400 | 4.6258 | 23.5215 | 24.742
1125 | 4050000 | 4.6264 | 23.526 | 24.7465
1126 | 4053600 | 4.6271 | 23.5305 | 24.751
1127 | 4057200 | 4.6277 | 23.535 | 24.7556
1128 | 4060800 | 4.6283 | 23.5395 | 24.7601
1129 | 4064400 | 4.629 | 23.544 | 24.7646
1130 | 4068000 | 4.6296 | 23.5485 | 24.7691
1131 | 4071600 | 4.6302 | 23.553 | 24.7737
1132 | 4075200 | 4.6308 | 23.5574 | 24.7782
1133 | 4078800 | 4.6315 | 23.5619 | 24.7827
1134 | 4082400 | 4.6321 | 23.5664 | 24.7872
1135 | 4086000 | 4.6327 | 23.5709 | 24.7917
1136 | 4089600 | 4.6334 | 23.5753 | 24.7962
1137 | 4093200 | 4.634 | 23.5798 | 24.8008
1138 | 4096800 | 4.6346 | 23.5843 | 24.8053
1139 | 4100400 | 4.6352 | 23.5888 | 24.8098
1140 | 4104000 | 4.6359 | 23.5932 | 24.8143
1141 | 4107600 | 4.6365 | 23.5977 | 24.8188
1142 | 4111200 | 4.6371 | 23.6022 | 24.8233
1143 | 4114800 | 4.6377 | 23.6066 | 24.8278
1144 | 4118400 | 4.6383 | 23.6111 | 24.8323
1145 | 4122000 | 4.639 | 23.6155 | 24.8368
1146 | 4125600 | 4.6396 | 23.62 | 24.8413
1147 | 4129200 | 4.6402 | 23.6245 | 24.8458
1148 | 4132800 | 4.6408 | 23.6289 | 24.8503
1149 | 4136400 | 4.6414 | 23.6334 | 24.8548
1150 | 4140000 | 4.642 | 23.6378 | 24.8593
1151 | 4143600 | 4.6427 | 23.6423 | 24.8637
1152 | 4147200 | 4.6433 | 23.6467 | 24.8682
1153 | 4150800 | 4.6439 | 23.6512 | 24.8727
1154 | 4154400 | 4.6445 | 23.6556 | 24.8772
1155 | 4158000 | 4.6451 | 23.6601 | 24.8817
1156 | 4161600 | 4.6457 | 23.6645 | 24.8862
1157 | 4165200 | 4.6463 | 23.669 | 24.8906
1158 | 4168800 | 4.647 | 23.6734 | 24.8951
1159 | 4172400 | 4.6476 | 23.6778 | 24.8996
1160 | 4176000 | 4.6482 | 23.6823 | 24.9041
1161 | 4179600 | 4.6488 | 23.6867 | 24.9085
1162 | 4183200 | 4.6494 | 23.6911 | 24.913
1163 | 4186800 | 4.65 | 23.6956 | 24.9175
1164 | 4190400 | 4.6506 | 23.7 | 24.922
1165 | 4194000 | 4.6512 | 23.7044 | 24.9264
1166 | 4197600 | 4.6518 | 23.7089 | 24.9309
1167 | 4201200 | 4.6524 | 23.7133 | 24.9354
1168 | 4204800 | 4.653 | 23.7177 | 24.9398
1169 | 4208400 | 4.6536 | 23.7221 | 24.9443
1170 | 4212000 | 4.6542 | 23.7266 | 24.9487
1171 | 4215600 | 4.6548 | 23.731 | 24.9532
1172 | 4219200 | 4.6554 | 23.7354 | 24.9576
1173 | 4222800 | 4.656 | 23.7398 | 24.9621
1174 | 4226400 | 4.6566 | 23.7442 | 24.9666
1175 | 4230000 | 4.6572 | 23.7487 | 24.971
1176 | 4233600 | 4.6578 | 23.7531 | 24.9755
1177 | 4237200 | 4.6584 | 23.7575 | 24.9799
1178 | 4240800 | 4.659 | 23.7619 | 24.9844
1179 | 4244400 | 4.6596 | 23.7663 | 24.9888
1180 | 4248000 | 4.6602 | 23.7707 | 24.9932
1181 | 4251600 | 4.6608 | 23.7751 | 24.9977
1182 | 4255200 | 4.6614 | 23.7795 | 25.0021
1183 | 4258800 | 4.662 | 23.7839 | 25.0066
1184 | 4262400 | 4.6626 | 23.7883 | 25.011
1185 | 4266000 | 4.6632 | 23.7927 | 25.0154
1186 | 4269600 | 4.6638 | 23.7971 | 25.0199
1187 | 4273200 | 4.6644 | 23.8015 | 25.0243
1188 | 4276800 | 4.665 | 23.8059 | 25.0287
1189 | 4280400 | 4.6656 | 23.8103 | 25.0332
1190 | 4284000 | 4.6662 | 23.8147 | 25.0376
1191 | 4287600 | 4.6667 | 23.8191 | 25.042
1192 | 4291200 | 4.6673 | 23.8235 | 25.0464
1193 | 4294800 | 4.6679 | 23.8279 | 25.0509
1194 | 4298400 | 4.6685 | 23.8322 | 25.0553
1195 | 4302000 | 4.6691 | 23.8366 | 25.0597
1196 | 4305600 | 4.6697 | 23.841 | 25.0641
1197 | 4309200 | 4.6703 | 23.8454 | 25.0685
1198 | 4312800 | 4.6708 | 23.8498 | 25.073
1199 | 4316400 | 4.6714 | 23.8542 | 25.0774
1200 | 4320000 | 4.672 | 23.8585 | 25.0818
1201 | 4323600 | 4.6726 | 23.8629 | 25.0862
1202 | 4327200 | 4.6732 | 23.8673 | 25.0906
1203 | 4330800 | 4.6738 | 23.8717 | 25.095
1204 | 4334400 | 4.6743 | 23.876 | 25.0994
1205 | 4338000 | 4.6749 | 23.8804 | 25.1038
1206 | 4341600 | 4.6755 | 23.8848 | 25.1082
1207 | 4345200 | 4.6761 | 23.8891 | 25.1126
1208 | 4348800 | 4.6767 | 23.8935 | 25.117
1209 | 4352400 | 4.6772 | 23.8979 | 25.1214
1210 | 4356000 | 4.6778 | 23.9022 | 25.1258
1211 | 4359600 | 4.6784 | 23.9066 | 25.1302
1212 | 4363200 | 4.679 | 23.9109 | 25.1346
1213 | 4366800 | 4.6795 | 23.9153 | 25.139
1214 | 4370400 | 4.6801 | 23.9197 | 25.1434
1215 | 4374000 | 4.6807 | 23.924 | 25.1478
1216 | 4377600 | 4.6813 | 23.9284 | 25.1522
1217 | 4381200 | 4.6818 | 23.9327 | 25.1566
1218 | 4384800 | 4.6824 | 23.9371 | 25.161
1219 | 4388400 | 4.683 | 23.9414 | 25.1654
1220 | 4392000 | 4.6836 | 23.9458 | 25.1697
1221 | 4395600 | 4.6841 | 23.9501 | 25.1741
1222 | 4399200 | 4.6847 | 23.9545 | 25.1785
1223 | 4402800 | 4.6853 | 23.9588 | 25.1829
1224 | 4406400 | 4.6858 | 23.9632 | 25.1873
1225 | 4410000 | 4.6864 | 23.9675 | 25.1916
1226 | 4413600 | 4.687 | 23.9718 | 25.196
1227 | 4417200 | 4.6875 | 23.9762 | 25.2004
1228 | 4420800 | 4.6881 | 23.9805 | 25.2048
1229 | 4424400 | 4.6887 | 23.9848 | 25.2091
1230 | 4428000 | 4.6892 | 23.9892 | 25.2135
1231 | 4431600 | 4.6898 | 23.9935 | 25.2179
1232 | 4435200 | 4.6904 | 23.9978 | 25.2222
1233 | 4438800 | 4.6909 | 24.0022 | 25.2266
1234 | 4442400 | 4.6915 | 24.0065 | 25.231
1235 | 4446000 | 4.6921 | 24.0108 | 25.2353
1236 | 4449600 | 4.6926 | 24.0152 | 25.2397
1237 | 4453200 | 4.6932 | 24.0195 | 25.244
1238 | 4456800 | 4.6937 | 24.0238 | 25.2484
1239 | 4460400 | 4.6943 | 24.0281 | 25.2527
1240 | 4464000 | 4.6949 | 24.0324 | 25.2571
1241 | 4467600 | 4.6954 | 24.0368 | 25.2615
1242 | 4471200 | 4.696 | 24.0411 | 25.2658
1243 | 4474800 | 4.6965 | 24.0454 | 25.2702
1244 | 4478400 | 4.6971 | 24.0497 | 25.2745
1245 | 4482000 | 4.6976 | 24.054 | 25.2788
1246 | 4485600 | 4.6982 | 24.0583 | 25.2832
1247 | 4489200 | 4.6988 | 24.0626 | 25.2875
1248 | 4492800 | 4.6993 | 24.067 | 25.2919
1249 | 4496400 | 4.6999 | 24.0713 | 25.2962
1250 | 4500000 | 4.7004 | 24.0756 | 25.3006
1251 | 4503600 | 4.701 | 24.0799 | 25.3049
1252 | 4507200 | 4.7015 | 24.0842 | 25.3092
1253 | 4510800 | 4.7021 | 24.0885 | 25.3136
1254 | 4514400 | 4.7026 | 24.0928 | 25.3179
1255 | 4518000 | 4.7032 | 24.0971 | 25.3222
1256 | 4521600 | 4.7037 | 24.1014 | 25.3266
1257 | 4525200 | 4.7043 | 24.1057 | 25.3309
1258 | 4528800 | 4.7048 | 24.11 | 25.3352
1259 | 4532400 | 4.7054 | 24.1143 | 25.3396
1260 | 4536000 | 4.7059 | 24.1186 | 25.3439
1261 | 4539600 | 4.7065 | 24.1228 | 25.3482
1262 | 4543200 | 4.707 | 24.1271 | 25.3525
1263 | 4546800 | 4.7076 | 24.1314 | 25.3568
1264 | 4550400 | 4.7081 | 24.1357 | 25.3612
1265 | 4554000 | 4.7086 | 24.14 | 25.3655
1266 | 4557600 | 4.7092 | 24.1443 | 25.3698
1267 | 4561200 | 4.7097 | 24.1486 | 25.3741
1268 | 4564800 | 4.7103 | 24.1528 | 25.3784
1269 | 4568400 | 4.7108 | 24.1571 | 25.3827
1270 | 4572000 | 4.7114 | 24.1614 | 25.3871
1271 | 4575600 | 4.7119 | 24.1657 | 25.3914
1272 | 4579200 | 4.7124 | 24.1699 | 25.3957
1273 | 4582800 | 4.713 | 24.1742 | 25.4
1274 | 4586400 | 4.7135 | 24.1785 | 25.4043
1275 | 4590000 | 4.7141 | 24.1828 | 25.4086
1276 | 4593600 | 4.7146 | 24.187 | 25.4129
1277 | 4597200 | 4.7151 | 24.1913 | 25.4172
1278 | 4600800 | 4.7157 | 24.1956 | 25.4215
1279 | 4604400 | 4.7162 | 24.1998 | 25.4258
1280 | 4608000 | 4.7168 | 24.2041 | 25.4301
1281 | 4611600 | 4.7173 | 24.2084 | 25.4344
1282 | 4615200 | 4.7178 | 24.2126 | 25.4387
1283 | 4618800 | 4.7184 | 24.2169 | 25.443
1284 | 4622400 | 4.7189 | 24.2211 | 25.4473
1285 | 4626000 | 4.7194 | 24.2254 | 25.4516
1286 | 4629600 | 4.72 | 24.2297 | 25.4558
1287 | 4633200 | 4.7205 | 24.2339 | 25.4601
1288 | 4636800 | 4.721 | 24.2382 | 25.4644
1289 | 4640400 | 4.7216 | 24.2424 | 25.4687
1290 | 4644000 | 4.7221 | 24.2467 | 25.473
1291 | 4647600 | 4.7226 | 24.2509 | 25.4773
1292 | 4651200 | 4.7231 | 24.2552 | 25.4815
1293 | 4654800 | 4.7237 | 24.2594 | 25.4858
1294 | 4658400 | 4.7242 | 24.2637 | 25.4901
1295 | 4662000 | 4.7247 | 24.2679 | 25.4944
1296 | 4665600 | 4.7253 | 24.2722 | 25.4987
1297 | 4669200 | 4.7258 | 24.2764 | 25.5029
1298 | 4672800 | 4.7263 | 24.2806 | 25.5072
1299 | 4676400 | 4.7268 | 24.2849 | 25.5115
1300 | 4680000 | 4.7274 | 24.2891 | 25.5157
1301 | 4683600 | 4.7279 | 24.2933 | 25.52
1302 | 4687200 | 4.7284 | 24.2976 | 25.5243
1303 | 4690800 | 4.7289 | 24.3018 | 25.5285
1304 | 4694400 | 4.7295 | 24.306 | 25.5328
1305 | 4698000 | 4.73 | 24.3103 | 25.5371
1306 | 4701600 | 4.7305 | 24.3145 | 25.5413
1307 | 4705200 | 4.731 | 24.3187 | 25.5456
1308 | 4708800 | 4.7316 | 24.323 | 25.5499
1309 | 4712400 | 4.7321 | 24.3272 | 25.5541
1310 | 4716000 | 4.7326 | 24.3314 | 25.5584
1311 | 4719600 | 4.7331 | 24.3356 | 25.5626
1312 | 4723200 | 4.7336 | 24.3399 | 25.5669
1313 | 4726800 | 4.7342 | 24.3441 | 25.5711
1314 | 4730400 | 4.7347 | 24.3483 | 25.5754
1315 | 4734000 | 4.7352 | 24.3525 | 25.5796
1316 | 4737600 | 4.7357 | 24.3567 | 25.5839
1317 | 4741200 | 4.7362 | 24.3609 | 25.5881
1318 | 4744800 | 4.7367 | 24.3652 | 25.5924
1319 | 4748400 | 4.7373 | 24.3694 | 25.5966
1320 | 4752000 | 4.7378 | 24.3736 | 25.6009
1321 | 4755600 | 4.7383 | 24.3778 | 25.6051
1322 | 4759200 | 4.7388 | 24.382 | 25.6093
1323 | 4762800 | 4.7393 | 24.3862 | 25.6136
1324 | 4766400 | 4.7398 | 24.3904 | 25.6178
1325 | 4770000 | 4.7403 | 24.3946 | 25.622
1326 | 4773600 | 4.7409 | 24.3988 | 25.6263
1327 | 4777200 | 4.7414 | 24.403 | 25.6305
1328 | 4780800 | 4.7419 | 24.4072 | 25.6347
1329 | 4784400 | 4.7424 | 24.4114 | 25.639
1330 | 4788000 | 4.7429 | 24.4156 | 25.6432
1331 | 4791600 | 4.7434 | 24.4198 | 25.6474
1332 | 4795200 | 4.7439 | 24.424 | 25.6517
1333 | 4798800 | 4.7444 | 24.4282 | 25.6559
1334 | 4802400 | 4.7449 | 24.4324 | 25.6601
1335 | 4806000 | 4.7454 | 24.4366 | 25.6643
1336 | 4809600 | 4.746 | 24.4408 | 25.6686
1337 | 4813200 | 4.7465 | 24.445 | 25.6728
1338 | 4816800 | 4.747 | 24.4492 | 25.677
1339 | 4820400 | 4.7475 | 24.4533 | 25.6812
1340 | 4824000 | 4.748 | 24.4575 | 25.6854
1341 | 4827600 | 4.7485 | 24.4617 | 25.6896
1342 | 4831200 | 4.749 | 24.4659 | 25.6939
1343 | 4834800 | 4.7495 | 24.4701 | 25.6981
1344 | 4838400 | 4.75 | 24.4743 | 25.7023
1345 | 4842000 | 4.7505 | 24.4784 | 25.7065
1346 | 4845600 | 4.751 | 24.4826 | 25.7107
1347 | 4849200 | 4.7515 | 24.4868 | 25.7149
1348 | 4852800 | 4.752 | 24.491 | 25.7191
1349 | 4856400 | 4.7525 | 24.4951 | 25.7233
1350 | 4860000 | 4.753 | 24.4993 | 25.7275
1351 | 4863600 | 4.7535 | 24.5035 | 25.7317
1352 | 4867200 | 4.754 | 24.5077 | 25.7359
1353 | 4870800 | 4.7545 | 24.5118 | 25.7401
1354 | 4874400 | 4.755 | 24.516 | 25.7443
1355 | 4878000 | 4.7555 | 24.5202 | 25.7485
1356 | 4881600 | 4.756 | 24.5243 | 25.7527
1357 | 4885200 | 4.7565 | 24.5285 | 25.7569
1358 | 4888800 | 4.757 | 24.5327 | 25.7611
1359 | 4892400 | 4.7575 | 24.5368 | 25.7653
1360 | 4896000 | 4.758 | 24.541 | 25.7695
1361 | 4899600 | 4.7585 | 24.5451 | 25.7737
1362 | 4903200 | 4.759 | 24.5493 | 25.7778
1363 | 4906800 | 4.7595 | 24.5534 | 25.782
1364 | 4910400 | 4.76 | 24.5576 | 25.7862
1365 | 4914000 | 4.7605 | 24.5618 | 25.7904
1366 | 4917600 | 4.7609 | 24.5659 | 25.7946
1367 | 4921200 | 4.7614 | 24.5701 | 25.7988
1368 | 4924800 | 4.7619 | 24.5742 | 25.8029
1369 | 4928400 | 4.7624 | 24.5784 | 25.8071
1370 | 4932000 | 4.7629 | 24.5825 | 25.8113
1371 | 4935600 | 4.7634 | 24.5866 | 25.8155
1372 | 4939200 | 4.7639 | 24.5908 | 25.8197
1373 | 4942800 | 4.7644 | 24.5949 | 25.8238
1374 | 4946400 | 4.7649 | 24.5991 | 25.828
1375 | 4950000 | 4.7654 | 24.6032 | 25.8322
1376 | 4953600 | 4.7658 | 24.6074 | 25.8363
1377 | 4957200 | 4.7663 | 24.6115 | 25.8405
1378 | 4960800 | 4.7668 | 24.6156 | 25.8447
1379 | 4964400 | 4.7673 | 24.6198 | 25.8488
1380 | 4968000 | 4.7678 | 24.6239 | 25.853
1381 | 4971600 | 4.7683 | 24.628 | 25.8572
1382 | 4975200 | 4.7688 | 24.6322 | 25.8613
1383 | 4978800 | 4.7692 | 24.6363 | 25.8655
1384 | 4982400 | 4.7697 | 24.6404 | 25.8696
1385 | 4986000 | 4.7702 | 24.6446 | 25.8738
1386 | 4989600 | 4.7707 | 24.6487 | 25.878
1387 | 4993200 | 4.7712 | 24.6528 | 25.8821
1388 | 4996800 | 4.7717 | 24.6569 | 25.8863
1389 | 5000400 | 4.7721 | 24.6611 | 25.8904
1390 | 5004000 | 4.7726 | 24.6652 | 25.8946
1391 | 5007600 | 4.7731 | 24.6693 | 25.8987
1392 | 5011200 | 4.7736 | 24.6734 | 25.9029
1393 | 5014800 | 4.7741 | 24.6775 | 25.907
1394 | 5018400 | 4.7746 | 24.6817 | 25.9112
1395 | 5022000 | 4.775 | 24.6858 | 25.9153
1396 | 5025600 | 4.7755 | 24.6899 | 25.9195
1397 | 5029200 | 4.776 | 24.694 | 25.9236
1398 | 5032800 | 4.7765 | 24.6981 | 25.9277
1399 | 5036400 | 4.7769 | 24.7022 | 25.9319
1400 | 5040000 | 4.7774 | 24.7063 | 25.936
1401 | 5043600 | 4.7779 | 24.7104 | 25.9402
1402 | 5047200 | 4.7784 | 24.7146 | 25.9443
1403 | 5050800 | 4.7788 | 24.7187 | 25.9484
1404 | 5054400 | 4.7793 | 24.7228 | 25.9526
1405 | 5058000 | 4.7798 | 24.7269 | 25.9567
1406 | 5061600 | 4.7803 | 24.731 | 25.9608
1407 | 5065200 | 4.7807 | 24.7351 | 25.965
1408 | 5068800 | 4.7812 | 24.7392 | 25.9691
1409 | 5072400 | 4.7817 | 24.7433 | 25.9732
1410 | 5076000 | 4.7822 | 24.7474 | 25.9774
1411 | 5079600 | 4.7826 | 24.7515 | 25.9815
1412 | 5083200 | 4.7831 | 24.7556 | 25.9856
1413 | 5086800 | 4.7836 | 24.7597 | 25.9897
1414 | 5090400 | 4.7841 | 24.7638 | 25.9938
1415 | 5094000 | 4.7845 | 24.7678 | 25.998
1416 | 5097600 | 4.785 | 24.7719 | 26.0021
1417 | 5101200 | 4.7855 | 24.776 | 26.0062
1418 | 5104800 | 4.7859 | 24.7801 | 26.0103
1419 | 5108400 | 4.7864 | 24.7842 | 26.0144
1420 | 5112000 | 4.7869 | 24.7883 | 26.0186
1421 | 5115600 | 4.7873 | 24.7924 | 26.0227
1422 | 5119200 | 4.7878 | 24.7965 | 26.0268
1423 | 5122800 | 4.7883 | 24.8005 | 26.0309
1424 | 5126400 | 4.7887 | 24.8046 | 26.035
1425 | 5130000 | 4.7892 | 24.8087 | 26.0391
1426 | 5133600 | 4.7897 | 24.8128 | 26.0432
1427 | 5137200 | 4.7901 | 24.8169 | 26.0473
1428 | 5140800 | 4.7906 | 24.8209 | 26.0514
1429 | 5144400 | 4.7911 | 24.825 | 26.0555
1430 | 5148000 | 4.7915 | 24.8291 | 26.0596
1431 | 5151600 | 4.792 | 24.8332 | 26.0637
1432 | 5155200 | 4.7924 | 24.8372 | 26.0678
1433 | 5158800 | 4.7929 | 24.8413 | 26.0719
1434 | 5162400 | 4.7934 | 24.8454 | 26.076
1435 | 5166000 | 4.7938 | 24.8494 | 26.0801
1436 | 5169600 | 4.7943 | 24.8535 | 26.0842
1437 | 5173200 | 4.7948 | 24.8576 | 26.0883
1438 | 5176800 | 4.7952 | 24.8616 | 26.0924
1439 | 5180400 | 4.7957 | 24.8657 | 26.0965
1440 | 5184000 | 4.7961 | 24.8698 | 26.1006
1441 | 5187600 | 4.7966 | 24.8738 | 26.1047
1442 | 5191200 | 4.7971 | 24.8779 | 26.1088
1443 | 5194800 | 4.7975 | 24.8819 | 26.1129
1444 | 5198400 | 4.798 | 24.886 | 26.1169
1445 | 5202000 | 4.7984 | 24.8901 | 26.121
1446 | 5205600 | 4.7989 | 24.8941 | 26.1251
1447 | 5209200 | 4.7993 | 24.8982 | 26.1292
1448 | 5212800 | 4.7998 | 24.9022 | 26.1333
1449 | 5216400 | 4.8003 | 24.9063 | 26.1373
1450 | 5220000 | 4.8007 | 24.9103 | 26.1414
1451 | 5223600 | 4.8012 | 24.9144 | 26.1455
1452 | 5227200 | 4.8016 | 24.9184 | 26.1496
1453 | 5230800 | 4.8021 | 24.9225 | 26.1537
1454 | 5234400 | 4.8025 | 24.9265 | 26.1577
1455 | 5238000 | 4.803 | 24.9306 | 26.1618
1456 | 5241600 | 4.8034 | 24.9346 | 26.1659
1457 | 5245200 | 4.8039 | 24.9386 | 26.1699
1458 | 5248800 | 4.8043 | 24.9427 | 26.174
1459 | 5252400 | 4.8048 | 24.9467 | 26.1781
1460 | 5256000 | 4.8052 | 24.9508 | 26.1821
1461 | 5259600 | 4.8057 | 24.9548 | 26.1862
1462 | 5263200 | 4.8061 | 24.9588 | 26.1903
1463 | 5266800 | 4.8066 | 24.9629 | 26.1943
1464 | 5270400 | 4.807 | 24.9669 | 26.1984
1465 | 5274000 | 4.8075 | 24.9709 | 26.2025
1466 | 5277600 | 4.8079 | 24.975 | 26.2065
1467 | 5281200 | 4.8084 | 24.979 | 26.2106
1468 | 5284800 | 4.8088 | 24.983 | 26.2146
1469 | 5288400 | 4.8093 | 24.9871 | 26.2187
1470 | 5292000 | 4.8097 | 24.9911 | 26.2227
1471 | 5295600 | 4.8102 | 24.9951 | 26.2268
1472 | 5299200 | 4.8106 | 24.9991 | 26.2308
1473 | 5302800 | 4.8111 | 25.0032 | 26.2349
1474 | 5306400 | 4.8115 | 25.0072 | 26.2389
1475 | 5310000 | 4.812 | 25.0112 | 26.243
1476 | 5313600 | 4.8124 | 25.0152 | 26.247
1477 | 5317200 | 4.8128 | 25.0192 | 26.2511
1478 | 5320800 | 4.8133 | 25.0233 | 26.2551
1479 | 5324400 | 4.8137 | 25.0273 | 26.2592
1480 | 5328000 | 4.8142 | 25.0313 | 26.2632
1481 | 5331600 | 4.8146 | 25.0353 | 26.2673
1482 | 5335200 | 4.8151 | 25.0393 | 26.2713
1483 | 5338800 | 4.8155 | 25.0433 | 26.2753
1484 | 5342400 | 4.8159 | 25.0473 | 26.2794
1485 | 5346000 | 4.8164 | 25.0514 | 26.2834
1486 | 5349600 | 4.8168 | 25.0554 | 26.2875
1487 | 5353200 | 4.8173 | 25.0594 | 26.2915
1488 | 5356800 | 4.8177 | 25.0634 | 26.2955
1489 | 5360400 | 4.8181 | 25.0674 | 26.2996
1490 | 5364000 | 4.8186 | 25.0714 | 26.3036
1491 | 5367600 | 4.819 | 25.0754 | 26.3076
1492 | 5371200 | 4.8195 | 25.0794 | 26.3116
1493 | 5374800 | 4.8199 | 25.0834 | 26.3157
1494 | 5378400 | 4.8203 | 25.0874 | 26.3197
1495 | 5382000 | 4.8208 | 25.0914 | 26.3237
1496 | 5385600 | 4.8212 | 25.0954 | 26.3278
1497 | 5389200 | 4.8216 | 25.0994 | 26.3318
1498 | 5392800 | 4.8221 | 25.1034 | 26.3358
1499 | 5396400 | 4.8225 | 25.1074 | 26.3398
1500 | 5400000 | 4.823 | 25.1114 | 26.3438
1501 | 5403600 | 4.8234 | 25.1154 | 26.3479
1502 | 5407200 | 4.8238 | 25.1194 | 26.3519
1503 | 5410800 | 4.8243 | 25.1234 | 26.3559
1504 | 5414400 | 4.8247 | 25.1273 | 26.3599
1505 | 5418000 | 4.8251 | 25.1313 | 26.3639
1506 | 5421600 | 4.8256 | 25.1353 | 26.3679
1507 | 5425200 | 4.826 | 25.1393 | 26.3719
1508 | 5428800 | 4.8264 | 25.1433 | 26.376
1509 | 5432400 | 4.8269 | 25.1473 | 26.38
1510 | 5436000 | 4.8273 | 25.1513 | 26.384
1511 | 5439600 | 4.8277 | 25.1552 | 26.388
1512 | 5443200 | 4.8281 | 25.1592 | 26.392
1513 | 5446800 | 4.8286 | 25.1632 | 26.396
1514 | 5450400 | 4.829 | 25.1672 | 26.4
1515 | 5454000 | 4.8294 | 25.1711 | 26.404
1516 | 5457600 | 4.8299 | 25.1751 | 26.408
1517 | 5461200 | 4.8303 | 25.1791 | 26.412
1518 | 5464800 | 4.8307 | 25.1831 | 26.416
1519 | 5468400 | 4.8312 | 25.187 | 26.42
1520 | 5472000 | 4.8316 | 25.191 | 26.424
1521 | 5475600 | 4.832 | 25.195 | 26.428
1522 | 5479200 | 4.8324 | 25.199 | 26.432
1523 | 5482800 | 4.8329 | 25.2029 | 26.436
1524 | 5486400 | 4.8333 | 25.2069 | 26.44
1525 | 5490000 | 4.8337 | 25.2109 | 26.444
1526 | 5493600 | 4.8341 | 25.2148 | 26.448
1527 | 5497200 | 4.8346 | 25.2188 | 26.452
1528 | 5500800 | 4.835 | 25.2227 | 26.4559
1529 | 5504400 | 4.8354 | 25.2267 | 26.4599
1530 | 5508000 | 4.8358 | 25.2307 | 26.4639
1531 | 5511600 | 4.8363 | 25.2346 | 26.4679
1532 | 5515200 | 4.8367 | 25.2386 | 26.4719
1533 | 5518800 | 4.8371 | 25.2425 | 26.4759
1534 | 5522400 | 4.8375 | 25.2465 | 26.4798
1535 | 5526000 | 4.8379 | 25.2505 | 26.4838
1536 | 5529600 | 4.8384 | 25.2544 | 26.4878
1537 | 5533200 | 4.8388 | 25.2584 | 26.4918
1538 | 5536800 | 4.8392 | 25.2623 | 26.4958
1539 | 5540400 | 4.8396 | 25.2663 | 26.4997
1540 | 5544000 | 4.8401 | 25.2702 | 26.5037
1541 | 5547600 | 4.8405 | 25.2742 | 26.5077
1542 | 5551200 | 4.8409 | 25.2781 | 26.5117
1543 | 5554800 | 4.8413 | 25.2821 | 26.5156
1544 | 5558400 | 4.8417 | 25.286 | 26.5196
1545 | 5562000 | 4.8421 | 25.2899 | 26.5236
1546 | 5565600 | 4.8426 | 25.2939 | 26.5275
1547 | 5569200 | 4.843 | 25.2978 | 26.5315
1548 | 5572800 | 4.8434 | 25.3018 | 26.5355
1549 | 5576400 | 4.8438 | 25.3057 | 26.5394
1550 | 5580000 | 4.8442 | 25.3096 | 26.5434
1551 | 5583600 | 4.8447 | 25.3136 | 26.5474
1552 | 5587200 | 4.8451 | 25.3175 | 26.5513
1553 | 5590800 | 4.8455 | 25.3215 | 26.5553
1554 | 5594400 | 4.8459 | 25.3254 | 26.5593
1555 | 5598000 | 4.8463 | 25.3293 | 26.5632
1556 | 5601600 | 4.8467 | 25.3333 | 26.5672
1557 | 5605200 | 4.8471 | 25.3372 | 26.5711
1558 | 5608800 | 4.8476 | 25.3411 | 26.5751
1559 | 5612400 | 4.848 | 25.345 | 26.579
1560 | 5616000 | 4.8484 | 25.349 | 26.583
1561 | 5619600 | 4.8488 | 25.3529 | 26.5869
1562 | 5623200 | 4.8492 | 25.3568 | 26.5909
1563 | 5626800 | 4.8496 | 25.3608 | 26.5948
1564 | 5630400 | 4.85 | 25.3647 | 26.5988
1565 | 5634000 | 4.8504 | 25.3686 | 26.6027
1566 | 5637600 | 4.8509 | 25.3725 | 26.6067
1567 | 5641200 | 4.8513 | 25.3764 | 26.6106
1568 | 5644800 | 4.8517 | 25.3804 | 26.6146
1569 | 5648400 | 4.8521 | 25.3843 | 26.6185
1570 | 5652000 | 4.8525 | 25.3882 | 26.6225
1571 | 5655600 | 4.8529 | 25.3921 | 26.6264
1572 | 5659200 | 4.8533 | 25.396 | 26.6303
1573 | 5662800 | 4.8537 | 25.3999 | 26.6343
1574 | 5666400 | 4.8541 | 25.4039 | 26.6382
1575 | 5670000 | 4.8545 | 25.4078 | 26.6422
1576 | 5673600 | 4.8549 | 25.4117 | 26.6461
1577 | 5677200 | 4.8553 | 25.4156 | 26.65
1578 | 5680800 | 4.8558 | 25.4195 | 26.654
1579 | 5684400 | 4.8562 | 25.4234 | 26.6579
1580 | 5688000 | 4.8566 | 25.4273 | 26.6618
1581 | 5691600 | 4.857 | 25.4312 | 26.6658
1582 | 5695200 | 4.8574 | 25.4351 | 26.6697
1583 | 5698800 | 4.8578 | 25.439 | 26.6736
1584 | 5702400 | 4.8582 | 25.4429 | 26.6775
1585 | 5706000 | 4.8586 | 25.4468 | 26.6815
1586 | 5709600 | 4.859 | 25.4507 | 26.6854
1587 | 5713200 | 4.8594 | 25.4546 | 26.6893
1588 | 5716800 | 4.8598 | 25.4585 | 26.6932
1589 | 5720400 | 4.8602 | 25.4624 | 26.6972
1590 | 5724000 | 4.8606 | 25.4663 | 26.7011
1591 | 5727600 | 4.861 | 25.4702 | 26.705
1592 | 5731200 | 4.8614 | 25.4741 | 26.7089
1593 | 5734800 | 4.8618 | 25.478 | 26.7128
1594 | 5738400 | 4.8622 | 25.4819 | 26.7168
1595 | 5742000 | 4.8626 | 25.4858 | 26.7207
1596 | 5745600 | 4.863 | 25.4897 | 26.7246
1597 | 5749200 | 4.8634 | 25.4936 | 26.7285
1598 | 5752800 | 4.8638 | 25.4975 | 26.7324
1599 | 5756400 | 4.8642 | 25.5013 | 26.7363
1600 | 5760000 | 4.8646 | 25.5052 | 26.7402
1601 | 5763600 | 4.865 | 25.5091 | 26.7441
1602 | 5767200 | 4.8654 | 25.513 | 26.748
1603 | 5770800 | 4.8658 | 25.5169 | 26.752
1604 | 5774400 | 4.8662 | 25.5208 | 26.7559
1605 | 5778000 | 4.8666 | 25.5246 | 26.7598
1606 | 5781600 | 4.867 | 25.5285 | 26.7637
1607 | 5785200 | 4.8674 | 25.5324 | 26.7676
1608 | 5788800 | 4.8678 | 25.5363 | 26.7715
1609 | 5792400 | 4.8682 | 25.5402 | 26.7754
1610 | 5796000 | 4.8686 | 25.544 | 26.7793
1611 | 5799600 | 4.869 | 25.5479 | 26.7832
1612 | 5803200 | 4.8694 | 25.5518 | 26.7871
1613 | 5806800 | 4.8698 | 25.5557 | 26.791
1614 | 5810400 | 4.8702 | 25.5595 | 26.7949
1615 | 5814000 | 4.8706 | 25.5634 | 26.7988
1616 | 5817600 | 4.871 | 25.5673 | 26.8027
1617 | 5821200 | 4.8713 | 25.5711 | 26.8065
1618 | 5824800 | 4.8717 | 25.575 | 26.8104
1619 | 5828400 | 4.8721 | 25.5789 | 26.8143
1620 | 5832000 | 4.8725 | 25.5827 | 26.8182
1621 | 5835600 | 4.8729 | 25.5866 | 26.8221
1622 | 5839200 | 4.8733 | 25.5905 | 26.826
1623 | 5842800 | 4.8737 | 25.5943 | 26.8299
1624 | 5846400 | 4.8741 | 25.5982 | 26.8338
1625 | 5850000 | 4.8745 | 25.602 | 26.8377
1626 | 5853600 | 4.8749 | 25.6059 | 26.8415
1627 | 5857200 | 4.8753 | 25.6098 | 26.8454
1628 | 5860800 | 4.8757 | 25.6136 | 26.8493
1629 | 5864400 | 4.876 | 25.6175 | 26.8532
1630 | 5868000 | 4.8764 | 25.6213 | 26.8571
1631 | 5871600 | 4.8768 | 25.6252 | 26.8609
1632 | 5875200 | 4.8772 | 25.629 | 26.8648
1633 | 5878800 | 4.8776 | 25.6329 | 26.8687
1634 | 5882400 | 4.878 | 25.6367 | 26.8726
1635 | 5886000 | 4.8784 | 25.6406 | 26.8764
1636 | 5889600 | 4.8788 | 25.6444 | 26.8803
1637 | 5893200 | 4.8792 | 25.6483 | 26.8842
1638 | 5896800 | 4.8795 | 25.6521 | 26.8881
1639 | 5900400 | 4.8799 | 25.656 | 26.8919
1640 | 5904000 | 4.8803 | 25.6598 | 26.8958
1641 | 5907600 | 4.8807 | 25.6637 | 26.8997
1642 | 5911200 | 4.8811 | 25.6675 | 26.9035
1643 | 5914800 | 4.8815 | 25.6714 | 26.9074
1644 | 5918400 | 4.8819 | 25.6752 | 26.9113
1645 | 5922000 | 4.8822 | 25.679 | 26.9151
1646 | 5925600 | 4.8826 | 25.6829 | 26.919
1647 | 5929200 | 4.883 | 25.6867 | 26.9228
1648 | 5932800 | 4.8834 | 25.6906 | 26.9267
1649 | 5936400 | 4.8838 | 25.6944 | 26.9306
1650 | 5940000 | 4.8842 | 25.6982 | 26.9344
1651 | 5943600 | 4.8845 | 25.7021 | 26.9383
1652 | 5947200 | 4.8849 | 25.7059 | 26.9421
1653 | 5950800 | 4.8853 | 25.7097 | 26.946
1654 | 5954400 | 4.8857 | 25.7136 | 26.9499
1655 | 5958000 | 4.8861 | 25.7174 | 26.9537
1656 | 5961600 | 4.8864 | 25.7212 | 26.9576
1657 | 5965200 | 4.8868 | 25.7251 | 26.9614
1658 | 5968800 | 4.8872 | 25.7289 | 26.9653
1659 | 5972400 | 4.8876 | 25.7327 | 26.9691
1660 | 5976000 | 4.888 | 25.7365 | 26.973
1661 | 5979600 | 4.8883 | 25.7404 | 26.9768
1662 | 5983200 | 4.8887 | 25.7442 | 26.9807
1663 | 5986800 | 4.8891 | 25.748 | 26.9845
1664 | 5990400 | 4.8895 | 25.7518 | 26.9883
1665 | 5994000 | 4.8899 | 25.7556 | 26.9922
1666 | 5997600 | 4.8902 | 25.7595 | 26.996
1667 | 6001200 | 4.8906 | 25.7633 | 26.9999
1668 | 6004800 | 4.891 | 25.7671 | 27.0037
1669 | 6008400 | 4.8914 | 25.7709 | 27.0076
1670 | 6012000 | 4.8917 | 25.7747 | 27.0114
1671 | 6015600 | 4.8921 | 25.7786 | 27.0152
1672 | 6019200 | 4.8925 | 25.7824 | 27.0191
1673 | 6022800 | 4.8929 | 25.7862 | 27.0229
1674 | 6026400 | 4.8933 | 25.79 | 27.0267
1675 | 6030000 | 4.8936 | 25.7938 | 27.0306
1676 | 6033600 | 4.894 | 25.7976 | 27.0344
1677 | 6037200 | 4.8944 | 25.8014 | 27.0382
1678 | 6040800 | 4.8948 | 25.8052 | 27.0421
1679 | 6044400 | 4.8951 | 25.809 | 27.0459
1680 | 6048000 | 4.8955 | 25.8128 | 27.0497
1681 | 6051600 | 4.8959 | 25.8166 | 27.0536
1682 | 6055200 | 4.8962 | 25.8205 | 27.0574
1683 | 6058800 | 4.8966 | 25.8243 | 27.0612
1684 | 6062400 | 4.897 | 25.8281 | 27.065
1685 | 6066000 | 4.8974 | 25.8319 | 27.0689
1686 | 6069600 | 4.8977 | 25.8357 | 27.0727
1687 | 6073200 | 4.8981 | 25.8395 | 27.0765
1688 | 6076800 | 4.8985 | 25.8433 | 27.0803
1689 | 6080400 | 4.8989 | 25.8471 | 27.0841
1690 | 6084000 | 4.8992 | 25.8509 | 27.088
1691 | 6087600 | 4.8996 | 25.8546 | 27.0918
1692 | 6091200 | 4.9 | 25.8584 | 27.0956
1693 | 6094800 | 4.9003 | 25.8622 | 27.0994
1694 | 6098400 | 4.9007 | 25.866 | 27.1032
1695 | 6102000 | 4.9011 | 25.8698 | 27.107
1696 | 6105600 | 4.9014 | 25.8736 | 27.1109
1697 | 6109200 | 4.9018 | 25.8774 | 27.1147
1698 | 6112800 | 4.9022 | 25.8812 | 27.1185
1699 | 6116400 | 4.9025 | 25.885 | 27.1223
1700 | 6120000 | 4.9029 | 25.8888 | 27.1261
1701 | 6123600 | 4.9033 | 25.8925 | 27.1299
1702 | 6127200 | 4.9036 | 25.8963 | 27.1337
1703 | 6130800 | 4.904 | 25.9001 | 27.1375
1704 | 6134400 | 4.9044 | 25.9039 | 27.1413
1705 | 6138000 | 4.9047 | 25.9077 | 27.1451
1706 | 6141600 | 4.9051 | 25.9115 | 27.1489
1707 | 6145200 | 4.9055 | 25.9152 | 27.1527
1708 | 6148800 | 4.9058 | 25.919 | 27.1565
1709 | 6152400 | 4.9062 | 25.9228 | 27.1603
1710 | 6156000 | 4.9066 | 25.9266 | 27.1641
1711 | 6159600 | 4.9069 | 25.9304 | 27.1679
1712 | 6163200 | 4.9073 | 25.9341 | 27.1717
1713 | 6166800 | 4.9077 | 25.9379 | 27.1755
1714 | 6170400 | 4.908 | 25.9417 | 27.1793
1715 | 6174000 | 4.9084 | 25.9454 | 27.1831
1716 | 6177600 | 4.9088 | 25.9492 | 27.1869
1717 | 6181200 | 4.9091 | 25.953 | 27.1907
1718 | 6184800 | 4.9095 | 25.9568 | 27.1945
1719 | 6188400 | 4.9098 | 25.9605 | 27.1983
1720 | 6192000 | 4.9102 | 25.9643 | 27.2021
1721 | 6195600 | 4.9106 | 25.9681 | 27.2059
1722 | 6199200 | 4.9109 | 25.9718 | 27.2097
1723 | 6202800 | 4.9113 | 25.9756 | 27.2134
1724 | 6206400 | 4.9117 | 25.9794 | 27.2172
1725 | 6210000 | 4.912 | 25.9831 | 27.221
1726 | 6213600 | 4.9124 | 25.9869 | 27.2248
1727 | 6217200 | 4.9127 | 25.9906 | 27.2286
1728 | 6220800 | 4.9131 | 25.9944 | 27.2324
1729 | 6224400 | 4.9135 | 25.9982 | 27.2361
1730 | 6228000 | 4.9138 | 26.0019 | 27.2399
1731 | 6231600 | 4.9142 | 26.0057 | 27.2437
1732 | 6235200 | 4.9145 | 26.0094 | 27.2475
1733 | 6238800 | 4.9149 | 26.0132 | 27.2513
1734 | 6242400 | 4.9152 | 26.017 | 27.255
1735 | 6246000 | 4.9156 | 26.0207 | 27.2588
1736 | 6249600 | 4.916 | 26.0245 | 27.2626
1737 | 6253200 | 4.9163 | 26.0282 | 27.2664
1738 | 6256800 | 4.9167 | 26.032 | 27.2701
1739 | 6260400 | 4.917 | 26.0357 | 27.2739
1740 | 6264000 | 4.9174 | 26.0395 | 27.2777
1741 | 6267600 | 4.9177 | 26.0432 | 27.2814
1742 | 6271200 | 4.9181 | 26.047 | 27.2852
1743 | 6274800 | 4.9185 | 26.0507 | 27.289
1744 | 6278400 | 4.9188 | 26.0544 | 27.2928
1745 | 6282000 | 4.9192 | 26.0582 | 27.2965
1746 | 6285600 | 4.9195 | 26.0619 | 27.3003
1747 | 6289200 | 4.9199 | 26.0657 | 27.304
1748 | 6292800 | 4.9202 | 26.0694 | 27.3078
1749 | 6296400 | 4.9206 | 26.0732 | 27.3116
1750 | 6300000 | 4.9209 | 26.0769 | 27.3153
1751 | 6303600 | 4.9213 | 26.0806 | 27.3191
1752 | 6307200 | 4.9216 | 26.0844 | 27.3229
1753 | 6310800 | 4.922 | 26.0881 | 27.3266
1754 | 6314400 | 4.9224 | 26.0919 | 27.3304
1755 | 6318000 | 4.9227 | 26.0956 | 27.3341
1756 | 6321600 | 4.9231 | 26.0993 | 27.3379
1757 | 6325200 | 4.9234 | 26.1031 | 27.3416
1758 | 6328800 | 4.9238 | 26.1068 | 27.3454
1759 | 6332400 | 4.9241 | 26.1105 | 27.3491
1760 | 6336000 | 4.9245 | 26.1142 | 27.3529
1761 | 6339600 | 4.9248 | 26.118 | 27.3566
1762 | 6343200 | 4.9252 | 26.1217 | 27.3604
1763 | 6346800 | 4.9255 | 26.1254 | 27.3641
1764 | 6350400 | 4.9259 | 26.1292 | 27.3679
1765 | 6354000 | 4.9262 | 26.1329 | 27.3716
1766 | 6357600 | 4.9266 | 26.1366 | 27.3754
1767 | 6361200 | 4.9269 | 26.1403 | 27.3791
1768 | 6364800 | 4.9273 | 26.1441 | 27.3829
1769 | 6368400 | 4.9276 | 26.1478 | 27.3866
1770 | 6372000 | 4.928 | 26.1515 | 27.3904
1771 | 6375600 | 4.9283 | 26.1552 | 27.3941
1772 | 6379200 | 4.9287 | 26.1589 | 27.3979
1773 | 6382800 | 4.929 | 26.1627 | 27.4016
1774 | 6386400 | 4.9293 | 26.1664 | 27.4053
1775 | 6390000 | 4.9297 | 26.1701 | 27.4091
1776 | 6393600 | 4.93 | 26.1738 | 27.4128
1777 | 6397200 | 4.9304 | 26.1775 | 27.4165
1778 | 6400800 | 4.9307 | 26.1812 | 27.4203
1779 | 6404400 | 4.9311 | 26.185 | 27.424
1780 | 6408000 | 4.9314 | 26.1887 | 27.4277
1781 | 6411600 | 4.9318 | 26.1924 | 27.4315
1782 | 6415200 | 4.9321 | 26.1961 | 27.4352
1783 | 6418800 | 4.9325 | 26.1998 | 27.4389
1784 | 6422400 | 4.9328 | 26.2035 | 27.4427
1785 | 6426000 | 4.9331 | 26.2072 | 27.4464
1786 | 6429600 | 4.9335 | 26.2109 | 27.4501
1787 | 6433200 | 4.9338 | 26.2146 | 27.4539
1788 | 6436800 | 4.9342 | 26.2183 | 27.4576
1789 | 6440400 | 4.9345 | 26.222 | 27.4613
1790 | 6444000 | 4.9349 | 26.2258 | 27.465
1791 | 6447600 | 4.9352 | 26.2295 | 27.4688
1792 | 6451200 | 4.9355 | 26.2332 | 27.4725
1793 | 6454800 | 4.9359 | 26.2369 | 27.4762
1794 | 6458400 | 4.9362 | 26.2406 | 27.4799
1795 | 6462000 | 4.9366 | 26.2443 | 27.4836
1796 | 6465600 | 4.9369 | 26.248 | 27.4874
1797 | 6469200 | 4.9373 | 26.2517 | 27.4911
1798 | 6472800 | 4.9376 | 26.2553 | 27.4948
1799 | 6476400 | 4.9379 | 26.259 | 27.4985
1800 | 6480000 | 4.9383 | 26.2627 | 27.5022
1801 | 6483600 | 4.9386 | 26.2664 | 27.5059
1802 | 6487200 | 4.939 | 26.2701 | 27.5097
1803 | 6490800 | 4.9393 | 26.2738 | 27.5134
1804 | 6494400 | 4.9396 | 26.2775 | 27.5171
1805 | 6498000 | 4.94 | 26.2812 | 27.5208
1806 | 6501600 | 4.9403 | 26.2849 | 27.5245
1807 | 6505200 | 4.9407 | 26.2886 | 27.5282
1808 | 6508800 | 4.941 | 26.2923 | 27.5319
1809 | 6512400 | 4.9413 | 26.296 | 27.5356
1810 | 6516000 | 4.9417 | 26.2996 | 27.5393
1811 | 6519600 | 4.942 | 26.3033 | 27.543
1812 | 6523200 | 4.9423 | 26.307 | 27.5467
1813 | 6526800 | 4.9427 | 26.3107 | 27.5504
1814 | 6530400 | 4.943 | 26.3144 | 27.5542
1815 | 6534000 | 4.9434 | 26.3181 | 27.5579
1816 | 6537600 | 4.9437 | 26.3217 | 27.5616
1817 | 6541200 | 4.944 | 26.3254 | 27.5653
1818 | 6544800 | 4.9444 | 26.3291 | 27.569
1819 | 6548400 | 4.9447 | 26.3328 | 27.5727
1820 | 6552000 | 4.945 | 26.3364 | 27.5763
1821 | 6555600 | 4.9454 | 26.3401 | 27.58
1822 | 6559200 | 4.9457 | 26.3438 | 27.5837
1823 | 6562800 | 4.946 | 26.3475 | 27.5874
1824 | 6566400 | 4.9464 | 26.3511 | 27.5911
1825 | 6570000 | 4.9467 | 26.3548 | 27.5948
1826 | 6573600 | 4.947 | 26.3585 | 27.5985
1827 | 6577200 | 4.9474 | 26.3622 | 27.6022
1828 | 6580800 | 4.9477 | 26.3658 | 27.6059
1829 | 6584400 | 4.948 | 26.3695 | 27.6096
1830 | 6588000 | 4.9484 | 26.3732 | 27.6133
1831 | 6591600 | 4.9487 | 26.3768 | 27.617
1832 | 6595200 | 4.949 | 26.3805 | 27.6207
1833 | 6598800 | 4.9494 | 26.3842 | 27.6243
1834 | 6602400 | 4.9497 | 26.3878 | 27.628
1835 | 6606000 | 4.95 | 26.3915 | 27.6317
1836 | 6609600 | 4.9504 | 26.3952 | 27.6354
1837 | 6613200 | 4.9507 | 26.3988 | 27.6391
1838 | 6616800 | 4.951 | 26.4025 | 27.6428
1839 | 6620400 | 4.9514 | 26.4061 | 27.6464
1840 | 6624000 | 4.9517 | 26.4098 | 27.6501
1841 | 6627600 | 4.952 | 26.4135 | 27.6538
1842 | 6631200 | 4.9523 | 26.4171 | 27.6575
1843 | 6634800 | 4.9527 | 26.4208 | 27.6611
1844 | 6638400 | 4.953 | 26.4244 | 27.6648
1845 | 6642000 | 4.9533 | 26.4281 | 27.6685
1846 | 6645600 | 4.9537 | 26.4317 | 27.6722
1847 | 6649200 | 4.954 | 26.4354 | 27.6758
1848 | 6652800 | 4.9543 | 26.4391 | 27.6795
1849 | 6656400 | 4.9546 | 26.4427 | 27.6832
1850 | 6660000 | 4.955 | 26.4464 | 27.6869
1851 | 6663600 | 4.9553 | 26.45 | 27.6905
1852 | 6667200 | 4.9556 | 26.4537 | 27.6942
1853 | 6670800 | 4.956 | 26.4573 | 27.6979
1854 | 6674400 | 4.9563 | 26.461 | 27.7015
1855 | 6678000 | 4.9566 | 26.4646 | 27.7052
1856 | 6681600 | 4.9569 | 26.4682 | 27.7089
1857 | 6685200 | 4.9573 | 26.4719 | 27.7125
1858 | 6688800 | 4.9576 | 26.4755 | 27.7162
1859 | 6692400 | 4.9579 | 26.4792 | 27.7199
1860 | 6696000 | 4.9582 | 26.4828 | 27.7235
1861 | 6699600 | 4.9586 | 26.4865 | 27.7272
1862 | 6703200 | 4.9589 | 26.4901 | 27.7309
1863 | 6706800 | 4.9592 | 26.4937 | 27.7345
1864 | 6710400 | 4.9595 | 26.4974 | 27.7382
1865 | 6714000 | 4.9599 | 26.501 | 27.7418
1866 | 6717600 | 4.9602 | 26.5047 | 27.7455
1867 | 6721200 | 4.9605 | 26.5083 | 27.7491
1868 | 6724800 | 4.9608 | 26.5119 | 27.7528
1869 | 6728400 | 4.9612 | 26.5156 | 27.7565
1870 | 6732000 | 4.9615 | 26.5192 | 27.7601
1871 | 6735600 | 4.9618 | 26.5228 | 27.7638
1872 | 6739200 | 4.9621 | 26.5265 | 27.7674
1873 | 6742800 | 4.9625 | 26.5301 | 27.7711
1874 | 6746400 | 4.9628 | 26.5337 | 27.7747
1875 | 6750000 | 4.9631 | 26.5374 | 27.7784
1876 | 6753600 | 4.9634 | 26.541 | 27.782
1877 | 6757200 | 4.9637 | 26.5446 | 27.7857
1878 | 6760800 | 4.9641 | 26.5482 | 27.7893
1879 | 6764400 | 4.9644 | 26.5519 | 27.793
1880 | 6768000 | 4.9647 | 26.5555 | 27.7966
1881 | 6771600 | 4.965 | 26.5591 | 27.8002
1882 | 6775200 | 4.9653 | 26.5627 | 27.8039
1883 | 6778800 | 4.9657 | 26.5664 | 27.8075
1884 | 6782400 | 4.966 | 26.57 | 27.8112
1885 | 6786000 | 4.9663 | 26.5736 | 27.8148
1886 | 6789600 | 4.9666 | 26.5772 | 27.8185
1887 | 6793200 | 4.9669 | 26.5809 | 27.8221
1888 | 6796800 | 4.9673 | 26.5845 | 27.8257
1889 | 6800400 | 4.9676 | 26.5881 | 27.8294
1890 | 6804000 | 4.9679 | 26.5917 | 27.833
1891 | 6807600 | 4.9682 | 26.5953 | 27.8366
1892 | 6811200 | 4.9685 | 26.5989 | 27.8403
1893 | 6814800 | 4.9689 | 26.6026 | 27.8439
1894 | 6818400 | 4.9692 | 26.6062 | 27.8475
1895 | 6822000 | 4.9695 | 26.6098 | 27.8512
1896 | 6825600 | 4.9698 | 26.6134 | 27.8548
1897 | 6829200 | 4.9701 | 26.617 | 27.8584
1898 | 6832800 | 4.9704 | 26.6206 | 27.8621
1899 | 6836400 | 4.9708 | 26.6242 | 27.8657
1900 | 6840000 | 4.9711 | 26.6278 | 27.8693
1901 | 6843600 | 4.9714 | 26.6314 | 27.873
1902 | 6847200 | 4.9717 | 26.6351 | 27.8766
1903 | 6850800 | 4.972 | 26.6387 | 27.8802
1904 | 6854400 | 4.9723 | 26.6423 | 27.8838
1905 | 6858000 | 4.9726 | 26.6459 | 27.8875
1906 | 6861600 | 4.973 | 26.6495 | 27.8911
1907 | 6865200 | 4.9733 | 26.6531 | 27.8947
1908 | 6868800 | 4.9736 | 26.6567 | 27.8983
1909 | 6872400 | 4.9739 | 26.6603 | 27.9019
1910 | 6876000 | 4.9742 | 26.6639 | 27.9056
1911 | 6879600 | 4.9745 | 26.6675 | 27.9092
1912 | 6883200 | 4.9748 | 26.6711 | 27.9128
1913 | 6886800 | 4.9752 | 26.6747 | 27.9164
1914 | 6890400 | 4.9755 | 26.6783 | 27.92
1915 | 6894000 | 4.9758 | 26.6819 | 27.9236
1916 | 6897600 | 4.9761 | 26.6855 | 27.9273
1917 | 6901200 | 4.9764 | 26.6891 | 27.9309
1918 | 6904800 | 4.9767 | 26.6927 | 27.9345
1919 | 6908400 | 4.977 | 26.6963 | 27.9381
1920 | 6912000 | 4.9773 | 26.6998 | 27.9417
1921 | 6915600 | 4.9777 | 26.7034 | 27.9453
1922 | 6919200 | 4.978 | 26.707 | 27.9489
1923 | 6922800 | 4.9783 | 26.7106 | 27.9525
1924 | 6926400 | 4.9786 | 26.7142 | 27.9562
1925 | 6930000 | 4.9789 | 26.7178 | 27.9598
1926 | 6933600 | 4.9792 | 26.7214 | 27.9634
1927 | 6937200 | 4.9795 | 26.725 | 27.967
1928 | 6940800 | 4.9798 | 26.7286 | 27.9706
1929 | 6944400 | 4.9801 | 26.7321 | 27.9742
1930 | 6948000 | 4.9804 | 26.7357 | 27.9778
1931 | 6951600 | 4.9808 | 26.7393 | 27.9814
1932 | 6955200 | 4.9811 | 26.7429 | 27.985
1933 | 6958800 | 4.9814 | 26.7465 | 27.9886
1934 | 6962400 | 4.9817 | 26.7501 | 27.9922
1935 | 6966000 | 4.982 | 26.7536 | 27.9958
1936 | 6969600 | 4.9823 | 26.7572 | 27.9994
1937 | 6973200 | 4.9826 | 26.7608 | 28.003
1938 | 6976800 | 4.9829 | 26.7644 | 28.0066
1939 | 6980400 | 4.9832 | 26.768 | 28.0102
1940 | 6984000 | 4.9835 | 26.7715 | 28.0138
1941 | 6987600 | 4.9838 | 26.7751 | 28.0174
1942 | 6991200 | 4.9841 | 26.7787 | 28.021
1943 | 6994800 | 4.9845 | 26.7823 | 28.0246
1944 | 6998400 | 4.9848 | 26.7858 | 28.0281
1945 | 7002000 | 4.9851 | 26.7894 | 28.0317
1946 | 7005600 | 4.9854 | 26.793 | 28.0353
1947 | 7009200 | 4.9857 | 26.7965 | 28.0389
1948 | 7012800 | 4.986 | 26.8001 | 28.0425
1949 | 7016400 | 4.9863 | 26.8037 | 28.0461
1950 | 7020000 | 4.9866 | 26.8072 | 28.0497
1951 | 7023600 | 4.9869 | 26.8108 | 28.0533
1952 | 7027200 | 4.9872 | 26.8144 | 28.0569
1953 | 7030800 | 4.9875 | 26.8179 | 28.0604
1954 | 7034400 | 4.9878 | 26.8215 | 28.064
1955 | 7038000 | 4.9881 | 26.8251 | 28.0676
1956 | 7041600 | 4.9884 | 26.8286 | 28.0712
1957 | 7045200 | 4.9887 | 26.8322 | 28.0748
1958 | 7048800 | 4.989 | 26.8358 | 28.0783
1959 | 7052400 | 4.9893 | 26.8393 | 28.0819
1960 | 7056000 | 4.9896 | 26.8429 | 28.0855
1961 | 7059600 | 4.9899 | 26.8464 | 28.0891
1962 | 7063200 | 4.9902 | 26.85 | 28.0927
1963 | 7066800 | 4.9905 | 26.8536 | 28.0962
1964 | 7070400 | 4.9908 | 26.8571 | 28.0998
1965 | 7074000 | 4.9911 | 26.8607 | 28.1034
1966 | 7077600 | 4.9914 | 26.8642 | 28.107
1967 | 7081200 | 4.9917 | 26.8678 | 28.1105
1968 | 7084800 | 4.992 | 26.8713 | 28.1141
1969 | 7088400 | 4.9923 | 26.8749 | 28.1177
1970 | 7092000 | 4.9926 | 26.8784 | 28.1212
1971 | 7095600 | 4.993 | 26.882 | 28.1248
1972 | 7099200 | 4.9933 | 26.8856 | 28.1284
1973 | 7102800 | 4.9936 | 26.8891 | 28.132
1974 | 7106400 | 4.9939 | 26.8927 | 28.1355
1975 | 7110000 | 4.9942 | 26.8962 | 28.1391
1976 | 7113600 | 4.9945 | 26.8997 | 28.1427
1977 | 7117200 | 4.9947 | 26.9033 | 28.1462
1978 | 7120800 | 4.995 | 26.9068 | 28.1498
1979 | 7124400 | 4.9953 | 26.9104 | 28.1534
1980 | 7128000 | 4.9956 | 26.9139 | 28.1569
1981 | 7131600 | 4.9959 | 26.9175 | 28.1605
1982 | 7135200 | 4.9962 | 26.921 | 28.164
1983 | 7138800 | 4.9965 | 26.9246 | 28.1676
1984 | 7142400 | 4.9968 | 26.9281 | 28.1712
1985 | 7146000 | 4.9971 | 26.9316 | 28.1747
1986 | 7149600 | 4.9974 | 26.9352 | 28.1783
1987 | 7153200 | 4.9977 | 26.9387 | 28.1818
1988 | 7156800 | 4.998 | 26.9423 | 28.1854
1989 | 7160400 | 4.9983 | 26.9458 | 28.1889
1990 | 7164000 | 4.9986 | 26.9493 | 28.1925
1991 | 7167600 | 4.9989 | 26.9529 | 28.1961
1992 | 7171200 | 4.9992 | 26.9564 | 28.1996
1993 | 7174800 | 4.9995 | 26.9599 | 28.2032
1994 | 7178400 | 4.9998 | 26.9635 | 28.2067
1995 | 7182000 | 5.0001 | 26.967 | 28.2103
1996 | 7185600 | 5.0004 | 26.9705 | 28.2138
1997 | 7189200 | 5.0007 | 26.9741 | 28.2174
1998 | 7192800 | 5.001 | 26.9776 | 28.2209
1999 | 7196400 | 5.0013 | 26.9811 | 28.2245
2000 | 7200000 | 5.0016 | 26.9847 | 28.228
2001 | 7203600 | 5.0019 | 26.9882 | 28.2315
2002 | 7207200 | 5.0022 | 26.9917 | 28.2351
2003 | 7210800 | 5.0025 | 26.9952 | 28.2386
2004 | 7214400 | 5.0028 | 26.9988 | 28.2422
2005 | 7218000 | 5.003 | 27.0023 | 28.2457
2006 | 7221600 | 5.0033 | 27.0058 | 28.2493
2007 | 7225200 | 5.0036 | 27.0093 | 28.2528
2008 | 7228800 | 5.0039 | 27.0129 | 28.2564
2009 | 7232400 | 5.0042 | 27.0164 | 28.2599
2010 | 7236000 | 5.0045 | 27.0199 | 28.2634
2011 | 7239600 | 5.0048 | 27.0234 | 28.267
2012 | 7243200 | 5.0051 | 27.0269 | 28.2705
2013 | 7246800 | 5.0054 | 27.0305 | 28.274
2014 | 7250400 | 5.0057 | 27.034 | 28.2776
2015 | 7254000 | 5.006 | 27.0375 | 28.2811
2016 | 7257600 | 5.0063 | 27.041 | 28.2846
2017 | 7261200 | 5.0066 | 27.0445 | 28.2882
2018 | 7264800 | 5.0068 | 27.048 | 28.2917
2019 | 7268400 | 5.0071 | 27.0516 | 28.2952
2020 | 7272000 | 5.0074 | 27.0551 | 28.2988
2021 | 7275600 | 5.0077 | 27.0586 | 28.3023
2022 | 7279200 | 5.008 | 27.0621 | 28.3058
2023 | 7282800 | 5.0083 | 27.0656 | 28.3094
2024 | 7286400 | 5.0086 | 27.0691 | 28.3129
2025 | 7290000 | 5.0089 | 27.0726 | 28.3164
2026 | 7293600 | 5.0092 | 27.0761 | 28.32
2027 | 7297200 | 5.0095 | 27.0797 | 28.3235
2028 | 7300800 | 5.0097 | 27.0832 | 28.327
2029 | 7304400 | 5.01 | 27.0867 | 28.3305
2030 | 7308000 | 5.0103 | 27.0902 | 28.334
2031 | 7311600 | 5.0106 | 27.0937 | 28.3376
2032 | 7315200 | 5.0109 | 27.0972 | 28.3411
2033 | 7318800 | 5.0112 | 27.1007 | 28.3446
2034 | 7322400 | 5.0115 | 27.1042 | 28.3481
2035 | 7326000 | 5.0118 | 27.1077 | 28.3517
2036 | 7329600 | 5.0121 | 27.1112 | 28.3552
2037 | 7333200 | 5.0123 | 27.1147 | 28.3587
2038 | 7336800 | 5.0126 | 27.1182 | 28.3622
2039 | 7340400 | 5.0129 | 27.1217 | 28.3657
2040 | 7344000 | 5.0132 | 27.1252 | 28.3692
2041 | 7347600 | 5.0135 | 27.1287 | 28.3728
2042 | 7351200 | 5.0138 | 27.1322 | 28.3763
2043 | 7354800 | 5.0141 | 27.1357 | 28.3798
2044 | 7358400 | 5.0143 | 27.1392 | 28.3833
2045 | 7362000 | 5.0146 | 27.1427 | 28.3868
2046 | 7365600 | 5.0149 | 27.1462 | 28.3903
2047 | 7369200 | 5.0152 | 27.1497 | 28.3938
2048 | 7372800 | 5.0155 | 27.1532 | 28.3973
2049 | 7376400 | 5.0158 | 27.1566 | 28.4009
2050 | 7380000 | 5.0161 | 27.1601 | 28.4044
2051 | 7383600 | 5.0163 | 27.1636 | 28.4079
2052 | 7387200 | 5.0166 | 27.1671 | 28.4114
2053 | 7390800 | 5.0169 | 27.1706 | 28.4149
2054 | 7394400 | 5.0172 | 27.1741 | 28.4184
2055 | 7398000 | 5.0175 | 27.1776 | 28.4219
2056 | 7401600 | 5.0178 | 27.1811 | 28.4254
2057 | 7405200 | 5.018 | 27.1845 | 28.4289
2058 | 7408800 | 5.0183 | 27.188 | 28.4324
2059 | 7412400 | 5.0186 | 27.1915 | 28.4359
2060 | 7416000 | 5.0189 | 27.195 | 28.4394
2061 | 7419600 | 5.0192 | 27.1985 | 28.4429
2062 | 7423200 | 5.0195 | 27.202 | 28.4464
2063 | 7426800 | 5.0197 | 27.2054 | 28.4499
2064 | 7430400 | 5.02 | 27.2089 | 28.4534
2065 | 7434000 | 5.0203 | 27.2124 | 28.4569
2066 | 7437600 | 5.0206 | 27.2159 | 28.4604
2067 | 7441200 | 5.0209 | 27.2194 | 28.4639
2068 | 7444800 | 5.0212 | 27.2228 | 28.4674
2069 | 7448400 | 5.0214 | 27.2263 | 28.4709
2070 | 7452000 | 5.0217 | 27.2298 | 28.4744
2071 | 7455600 | 5.022 | 27.2333 | 28.4779
2072 | 7459200 | 5.0223 | 27.2367 | 28.4814
2073 | 7462800 | 5.0226 | 27.2402 | 28.4848
2074 | 7466400 | 5.0228 | 27.2437 | 28.4883
2075 | 7470000 | 5.0231 | 27.2472 | 28.4918
2076 | 7473600 | 5.0234 | 27.2506 | 28.4953
2077 | 7477200 | 5.0237 | 27.2541 | 28.4988
2078 | 7480800 | 5.024 | 27.2576 | 28.5023
2079 | 7484400 | 5.0242 | 27.261 | 28.5058
2080 | 7488000 | 5.0245 | 27.2645 | 28.5093
2081 | 7491600 | 5.0248 | 27.268 | 28.5127
2082 | 7495200 | 5.0251 | 27.2715 | 28.5162
2083 | 7498800 | 5.0254 | 27.2749 | 28.5197
2084 | 7502400 | 5.0256 | 27.2784 | 28.5232
2085 | 7506000 | 5.0259 | 27.2818 | 28.5267
2086 | 7509600 | 5.0262 | 27.2853 | 28.5302
2087 | 7513200 | 5.0265 | 27.2888 | 28.5336
2088 | 7516800 | 5.0267 | 27.2922 | 28.5371
2089 | 7520400 | 5.027 | 27.2957 | 28.5406
2090 | 7524000 | 5.0273 | 27.2992 | 28.5441
2091 | 7527600 | 5.0276 | 27.3026 | 28.5476
2092 | 7531200 | 5.0279 | 27.3061 | 28.551
2093 | 7534800 | 5.0281 | 27.3095 | 28.5545
2094 | 7538400 | 5.0284 | 27.313 | 28.558
2095 | 7542000 | 5.0287 | 27.3165 | 28.5615
2096 | 7545600 | 5.029 | 27.3199 | 28.5649
2097 | 7549200 | 5.0292 | 27.3234 | 28.5684
2098 | 7552800 | 5.0295 | 27.3268 | 28.5719
2099 | 7556400 | 5.0298 | 27.3303 | 28.5753
2100 | 7560000 | 5.0301 | 27.3337 | 28.5788
2101 | 7563600 | 5.0303 | 27.3372 | 28.5823
2102 | 7567200 | 5.0306 | 27.3406 | 28.5858
2103 | 7570800 | 5.0309 | 27.3441 | 28.5892
2104 | 7574400 | 5.0312 | 27.3475 | 28.5927
2105 | 7578000 | 5.0314 | 27.351 | 28.5962
2106 | 7581600 | 5.0317 | 27.3544 | 28.5996
2107 | 7585200 | 5.032 | 27.3579 | 28.6031
2108 | 7588800 | 5.0323 | 27.3613 | 28.6066
2109 | 7592400 | 5.0325 | 27.3648 | 28.61
2110 | 7596000 | 5.0328 | 27.3682 | 28.6135
2111 | 7599600 | 5.0331 | 27.3717 | 28.6169
2112 | 7603200 | 5.0334 | 27.3751 | 28.6204
2113 | 7606800 | 5.0336 | 27.3786 | 28.6239
2114 | 7610400 | 5.0339 | 27.382 | 28.6273
2115 | 7614000 | 5.0342 | 27.3855 | 28.6308
2116 | 7617600 | 5.0344 | 27.3889 | 28.6342
2117 | 7621200 | 5.0347 | 27.3923 | 28.6377
2118 | 7624800 | 5.035 | 27.3958 | 28.6412
2119 | 7628400 | 5.0353 | 27.3992 | 28.6446
2120 | 7632000 | 5.0355 | 27.4027 | 28.6481
2121 | 7635600 | 5.0358 | 27.4061 | 28.6515
2122 | 7639200 | 5.0361 | 27.4095 | 28.655
2123 | 7642800 | 5.0363 | 27.413 | 28.6584
2124 | 7646400 | 5.0366 | 27.4164 | 28.6619
2125 | 7650000 | 5.0369 | 27.4199 | 28.6653
2126 | 7653600 | 5.0372 | 27.4233 | 28.6688
2127 | 7657200 | 5.0374 | 27.4267 | 28.6723
2128 | 7660800 | 5.0377 | 27.4302 | 28.6757
2129 | 7664400 | 5.038 | 27.4336 | 28.6792
2130 | 7668000 | 5.0382 | 27.437 | 28.6826
2131 | 7671600 | 5.0385 | 27.4405 | 28.686
2132 | 7675200 | 5.0388 | 27.4439 | 28.6895
2133 | 7678800 | 5.0391 | 27.4473 | 28.6929
2134 | 7682400 | 5.0393 | 27.4507 | 28.6964
2135 | 7686000 | 5.0396 | 27.4542 | 28.6998
2136 | 7689600 | 5.0399 | 27.4576 | 28.7033
2137 | 7693200 | 5.0401 | 27.461 | 28.7067
2138 | 7696800 | 5.0404 | 27.4645 | 28.7102
2139 | 7700400 | 5.0407 | 27.4679 | 28.7136
2140 | 7704000 | 5.0409 | 27.4713 | 28.7171
2141 | 7707600 | 5.0412 | 27.4747 | 28.7205
2142 | 7711200 | 5.0415 | 27.4782 | 28.7239
2143 | 7714800 | 5.0417 | 27.4816 | 28.7274
2144 | 7718400 | 5.042 | 27.485 | 28.7308
2145 | 7722000 | 5.0423 | 27.4884 | 28.7342
2146 | 7725600 | 5.0425 | 27.4918 | 28.7377
2147 | 7729200 | 5.0428 | 27.4953 | 28.7411
2148 | 7732800 | 5.0431 | 27.4987 | 28.7446
2149 | 7736400 | 5.0433 | 27.5021 | 28.748
2150 | 7740000 | 5.0436 | 27.5055 | 28.7514
2151 | 7743600 | 5.0439 | 27.5089 | 28.7549
2152 | 7747200 | 5.0441 | 27.5124 | 28.7583
2153 | 7750800 | 5.0444 | 27.5158 | 28.7617
2154 | 7754400 | 5.0447 | 27.5192 | 28.7652
2155 | 7758000 | 5.0449 | 27.5226 | 28.7686
2156 | 7761600 | 5.0452 | 27.526 | 28.772
2157 | 7765200 | 5.0455 | 27.5294 | 28.7755
2158 | 7768800 | 5.0457 | 27.5328 | 28.7789
2159 | 7772400 | 5.046 | 27.5363 | 28.7823
2160 | 7776000 | 5.0463 | 27.5397 | 28.7857
2161 | 7779600 | 5.0465 | 27.5431 | 28.7892
2162 | 7783200 | 5.0468 | 27.5465 | 28.7926
2163 | 7786800 | 5.0471 | 27.5499 | 28.796
2164 | 7790400 | 5.0473 | 27.5533 | 28.7994
2165 | 7794000 | 5.0476 | 27.5567 | 28.8029
2166 | 7797600 | 5.0479 | 27.5601 | 28.8063
2167 | 7801200 | 5.0481 | 27.5635 | 28.8097
2168 | 7804800 | 5.0484 | 27.5669 | 28.8131
2169 | 7808400 | 5.0486 | 27.5703 | 28.8166
2170 | 7812000 | 5.0489 | 27.5737 | 28.82
2171 | 7815600 | 5.0492 | 27.5771 | 28.8234
2172 | 7819200 | 5.0494 | 27.5806 | 28.8268
2173 | 7822800 | 5.0497 | 27.584 | 28.8302
2174 | 7826400 | 5.05 | 27.5874 | 28.8336
2175 | 7830000 | 5.0502 | 27.5908 | 28.8371
2176 | 7833600 | 5.0505 | 27.5942 | 28.8405
2177 | 7837200 | 5.0507 | 27.5976 | 28.8439
2178 | 7840800 | 5.051 | 27.601 | 28.8473
2179 | 7844400 | 5.0513 | 27.6044 | 28.8507
2180 | 7848000 | 5.0515 | 27.6077 | 28.8541
2181 | 7851600 | 5.0518 | 27.6111 | 28.8575
2182 | 7855200 | 5.0521 | 27.6145 | 28.861
2183 | 7858800 | 5.0523 | 27.6179 | 28.8644
2184 | 7862400 | 5.0526 | 27.6213 | 28.8678
2185 | 7866000 | 5.0528 | 27.6247 | 28.8712
2186 | 7869600 | 5.0531 | 27.6281 | 28.8746
2187 | 7873200 | 5.0534 | 27.6315 | 28.878
2188 | 7876800 | 5.0536 | 27.6349 | 28.8814
2189 | 7880400 | 5.0539 | 27.6383 | 28.8848
2190 | 7884000 | 5.0541 | 27.6417 | 28.8882
2191 | 7887600 | 5.0544 | 27.6451 | 28.8916
2192 | 7891200 | 5.0547 | 27.6485 | 28.895
2193 | 7894800 | 5.0549 | 27.6519 | 28.8984
2194 | 7898400 | 5.0552 | 27.6552 | 28.9018
2195 | 7902000 | 5.0554 | 27.6586 | 28.9053
2196 | 7905600 | 5.0557 | 27.662 | 28.9087
2197 | 7909200 | 5.056 | 27.6654 | 28.9121
2198 | 7912800 | 5.0562 | 27.6688 | 28.9155
2199 | 7916400 | 5.0565 | 27.6722 | 28.9189
2200 | 7920000 | 5.0567 | 27.6756 | 28.9223
2201 | 7923600 | 5.057 | 27.6789 | 28.9257
2202 | 7927200 | 5.0572 | 27.6823 | 28.9291
2203 | 7930800 | 5.0575 | 27.6857 | 28.9324
2204 | 7934400 | 5.0578 | 27.6891 | 28.9358
2205 | 7938000 | 5.058 | 27.6925 | 28.9392
2206 | 7941600 | 5.0583 | 27.6958 | 28.9426
2207 | 7945200 | 5.0585 | 27.6992 | 28.946
2208 | 7948800 | 5.0588 | 27.7026 | 28.9494
2209 | 7952400 | 5.059 | 27.706 | 28.9528
2210 | 7956000 | 5.0593 | 27.7094 | 28.9562
2211 | 7959600 | 5.0596 | 27.7127 | 28.9596
2212 | 7963200 | 5.0598 | 27.7161 | 28.963
2213 | 7966800 | 5.0601 | 27.7195 | 28.9664
2214 | 7970400 | 5.0603 | 27.7229 | 28.9698
2215 | 7974000 | 5.0606 | 27.7262 | 28.9732
2216 | 7977600 | 5.0608 | 27.7296 | 28.9766
2217 | 7981200 | 5.0611 | 27.733 | 28.9799
2218 | 7984800 | 5.0613 | 27.7363 | 28.9833
2219 | 7988400 | 5.0616 | 27.7397 | 28.9867
2220 | 7992000 | 5.0619 | 27.7431 | 28.9901
2221 | 7995600 | 5.0621 | 27.7465 | 28.9935
2222 | 7999200 | 5.0624 | 27.7498 | 28.9969
2223 | 8002800 | 5.0626 | 27.7532 | 29.0003
2224 | 8006400 | 5.0629 | 27.7566 | 29.0036
2225 | 8010000 | 5.0631 | 27.7599 | 29.007
2226 | 8013600 | 5.0634 | 27.7633 | 29.0104
2227 | 8017200 | 5.0636 | 27.7667 | 29.0138
2228 | 8020800 | 5.0639 | 27.77 | 29.0172
2229 | 8024400 | 5.0641 | 27.7734 | 29.0205
2230 | 8028000 | 5.0644 | 27.7767 | 29.0239
2231 | 8031600 | 5.0647 | 27.7801 | 29.0273
2232 | 8035200 | 5.0649 | 27.7835 | 29.0307
2233 | 8038800 | 5.0652 | 27.7868 | 29.034
2234 | 8042400 | 5.0654 | 27.7902 | 29.0374
2235 | 8046000 | 5.0657 | 27.7936 | 29.0408
2236 | 8049600 | 5.0659 | 27.7969 | 29.0442
2237 | 8053200 | 5.0662 | 27.8003 | 29.0476
2238 | 8056800 | 5.0664 | 27.8036 | 29.0509
2239 | 8060400 | 5.0667 | 27.807 | 29.0543
2240 | 8064000 | 5.0669 | 27.8103 | 29.0577
2241 | 8067600 | 5.0672 | 27.8137 | 29.061
2242 | 8071200 | 5.0674 | 27.8171 | 29.0644
2243 | 8074800 | 5.0677 | 27.8204 | 29.0678
2244 | 8078400 | 5.0679 | 27.8238 | 29.0711
2245 | 8082000 | 5.0682 | 27.8271 | 29.0745
2246 | 8085600 | 5.0684 | 27.8305 | 29.0779
2247 | 8089200 | 5.0687 | 27.8338 | 29.0813
2248 | 8092800 | 5.0689 | 27.8372 | 29.0846
2249 | 8096400 | 5.0692 | 27.8405 | 29.088
2250 | 8100000 | 5.0694 | 27.8439 | 29.0914
2251 | 8103600 | 5.0697 | 27.8472 | 29.0947
2252 | 8107200 | 5.0699 | 27.8506 | 29.0981
2253 | 8110800 | 5.0702 | 27.8539 | 29.1014
2254 | 8114400 | 5.0704 | 27.8573 | 29.1048
2255 | 8118000 | 5.0707 | 27.8606 | 29.1082
2256 | 8121600 | 5.0709 | 27.864 | 29.1115
2257 | 8125200 | 5.0712 | 27.8673 | 29.1149
2258 | 8128800 | 5.0714 | 27.8707 | 29.1182
2259 | 8132400 | 5.0717 | 27.874 | 29.1216
2260 | 8136000 | 5.0719 | 27.8773 | 29.125
2261 | 8139600 | 5.0722 | 27.8807 | 29.1283
2262 | 8143200 | 5.0724 | 27.884 | 29.1317
2263 | 8146800 | 5.0727 | 27.8874 | 29.135
2264 | 8150400 | 5.0729 | 27.8907 | 29.1384
2265 | 8154000 | 5.0732 | 27.894 | 29.1418
2266 | 8157600 | 5.0734 | 27.8974 | 29.1451
2267 | 8161200 | 5.0737 | 27.9007 | 29.1485
2268 | 8164800 | 5.0739 | 27.9041 | 29.1518
2269 | 8168400 | 5.0742 | 27.9074 | 29.1552
2270 | 8172000 | 5.0744 | 27.9107 | 29.1585
2271 | 8175600 | 5.0747 | 27.9141 | 29.1619
2272 | 8179200 | 5.0749 | 27.9174 | 29.1652
2273 | 8182800 | 5.0752 | 27.9207 | 29.1686
2274 | 8186400 | 5.0754 | 27.9241 | 29.1719
2275 | 8190000 | 5.0756 | 27.9274 | 29.1753
2276 | 8193600 | 5.0759 | 27.9307 | 29.1786
2277 | 8197200 | 5.0761 | 27.9341 | 29.182
2278 | 8200800 | 5.0764 | 27.9374 | 29.1853
2279 | 8204400 | 5.0766 | 27.9407 | 29.1887
2280 | 8208000 | 5.0769 | 27.9441 | 29.192
2281 | 8211600 | 5.0771 | 27.9474 | 29.1953
2282 | 8215200 | 5.0774 | 27.9507 | 29.1987
2283 | 8218800 | 5.0776 | 27.9541 | 29.202
2284 | 8222400 | 5.0779 | 27.9574 | 29.2054
2285 | 8226000 | 5.0781 | 27.9607 | 29.2087
2286 | 8229600 | 5.0784 | 27.964 | 29.2121
2287 | 8233200 | 5.0786 | 27.9674 | 29.2154
2288 | 8236800 | 5.0788 | 27.9707 | 29.2187
2289 | 8240400 | 5.0791 | 27.974 | 29.2221
2290 | 8244000 | 5.0793 | 27.9773 | 29.2254
2291 | 8247600 | 5.0796 | 27.9807 | 29.2288
2292 | 8251200 | 5.0798 | 27.984 | 29.2321
2293 | 8254800 | 5.0801 | 27.9873 | 29.2354
2294 | 8258400 | 5.0803 | 27.9906 | 29.2388
2295 | 8262000 | 5.0805 | 27.9939 | 29.2421
2296 | 8265600 | 5.0808 | 27.9973 | 29.2454
2297 | 8269200 | 5.081 | 28.0006 | 29.2488
2298 | 8272800 | 5.0813 | 28.0039 | 29.2521
2299 | 8276400 | 5.0815 | 28.0072 | 29.2554
2300 | 8280000 | 5.0818 | 28.0105 | 29.2588
2301 | 8283600 | 5.082 | 28.0139 | 29.2621
2302 | 8287200 | 5.0823 | 28.0172 | 29.2654
2303 | 8290800 | 5.0825 | 28.0205 | 29.2688
2304 | 8294400 | 5.0827 | 28.0238 | 29.2721
2305 | 8298000 | 5.083 | 28.0271 | 29.2754
2306 | 8301600 | 5.0832 | 28.0304 | 29.2787
2307 | 8305200 | 5.0835 | 28.0337 | 29.2821
2308 | 8308800 | 5.0837 | 28.0371 | 29.2854
2309 | 8312400 | 5.0839 | 28.0404 | 29.2887
2310 | 8316000 | 5.0842 | 28.0437 | 29.2921
2311 | 8319600 | 5.0844 | 28.047 | 29.2954
2312 | 8323200 | 5.0847 | 28.0503 | 29.2987
2313 | 8326800 | 5.0849 | 28.0536 | 29.302
2314 | 8330400 | 5.0852 | 28.0569 | 29.3053
2315 | 8334000 | 5.0854 | 28.0602 | 29.3087
2316 | 8337600 | 5.0856 | 28.0635 | 29.312
2317 | 8341200 | 5.0859 | 28.0668 | 29.3153
2318 | 8344800 | 5.0861 | 28.0701 | 29.3186
2319 | 8348400 | 5.0864 | 28.0734 | 29.322
2320 | 8352000 | 5.0866 | 28.0768 | 29.3253
2321 | 8355600 | 5.0868 | 28.0801 | 29.3286
2322 | 8359200 | 5.0871 | 28.0834 | 29.3319
2323 | 8362800 | 5.0873 | 28.0867 | 29.3352
2324 | 8366400 | 5.0876 | 28.09 | 29.3385
2325 | 8370000 | 5.0878 | 28.0933 | 29.3419
2326 | 8373600 | 5.088 | 28.0966 | 29.3452
2327 | 8377200 | 5.0883 | 28.0999 | 29.3485
2328 | 8380800 | 5.0885 | 28.1032 | 29.3518
2329 | 8384400 | 5.0887 | 28.1065 | 29.3551
2330 | 8388000 | 5.089 | 28.1098 | 29.3584
2331 | 8391600 | 5.0892 | 28.1131 | 29.3617
2332 | 8395200 | 5.0895 | 28.1164 | 29.3651
2333 | 8398800 | 5.0897 | 28.1197 | 29.3684
2334 | 8402400 | 5.0899 | 28.1229 | 29.3717
2335 | 8406000 | 5.0902 | 28.1262 | 29.375
2336 | 8409600 | 5.0904 | 28.1295 | 29.3783
2337 | 8413200 | 5.0906 | 28.1328 | 29.3816
2338 | 8416800 | 5.0909 | 28.1361 | 29.3849
2339 | 8420400 | 5.0911 | 28.1394 | 29.3882
2340 | 8424000 | 5.0914 | 28.1427 | 29.3915
2341 | 8427600 | 5.0916 | 28.146 | 29.3948
2342 | 8431200 | 5.0918 | 28.1493 | 29.3981
2343 | 8434800 | 5.0921 | 28.1526 | 29.4014
2344 | 8438400 | 5.0923 | 28.1559 | 29.4047
2345 | 8442000 | 5.0925 | 28.1592 | 29.408
2346 | 8445600 | 5.0928 | 28.1624 | 29.4113
2347 | 8449200 | 5.093 | 28.1657 | 29.4146
2348 | 8452800 | 5.0933 | 28.169 | 29.418
2349 | 8456400 | 5.0935 | 28.1723 | 29.4213
2350 | 8460000 | 5.0937 | 28.1756 | 29.4246
2351 | 8463600 | 5.094 | 28.1789 | 29.4279
2352 | 8467200 | 5.0942 | 28.1822 | 29.4311
2353 | 8470800 | 5.0944 | 28.1854 | 29.4344
2354 | 8474400 | 5.0947 | 28.1887 | 29.4377
2355 | 8478000 | 5.0949 | 28.192 | 29.441
2356 | 8481600 | 5.0951 | 28.1953 | 29.4443
2357 | 8485200 | 5.0954 | 28.1986 | 29.4476
2358 | 8488800 | 5.0956 | 28.2019 | 29.4509
2359 | 8492400 | 5.0958 | 28.2051 | 29.4542
2360 | 8496000 | 5.0961 | 28.2084 | 29.4575
2361 | 8499600 | 5.0963 | 28.2117 | 29.4608
2362 | 8503200 | 5.0965 | 28.215 | 29.4641
2363 | 8506800 | 5.0968 | 28.2183 | 29.4674
2364 | 8510400 | 5.097 | 28.2215 | 29.4707
2365 | 8514000 | 5.0972 | 28.2248 | 29.474
2366 | 8517600 | 5.0975 | 28.2281 | 29.4773
2367 | 8521200 | 5.0977 | 28.2314 | 29.4806
2368 | 8524800 | 5.0979 | 28.2346 | 29.4838
2369 | 8528400 | 5.0982 | 28.2379 | 29.4871
2370 | 8532000 | 5.0984 | 28.2412 | 29.4904
2371 | 8535600 | 5.0986 | 28.2445 | 29.4937
2372 | 8539200 | 5.0989 | 28.2477 | 29.497
2373 | 8542800 | 5.0991 | 28.251 | 29.5003
2374 | 8546400 | 5.0993 | 28.2543 | 29.5036
2375 | 8550000 | 5.0996 | 28.2575 | 29.5068
2376 | 8553600 | 5.0998 | 28.2608 | 29.5101
2377 | 8557200 | 5.1 | 28.2641 | 29.5134
2378 | 8560800 | 5.1003 | 28.2673 | 29.5167
2379 | 8564400 | 5.1005 | 28.2706 | 29.52
2380 | 8568000 | 5.1007 | 28.2739 | 29.5233
2381 | 8571600 | 5.101 | 28.2771 | 29.5265
2382 | 8575200 | 5.1012 | 28.2804 | 29.5298
2383 | 8578800 | 5.1014 | 28.2837 | 29.5331
2384 | 8582400 | 5.1017 | 28.2869 | 29.5364
2385 | 8586000 | 5.1019 | 28.2902 | 29.5397
2386 | 8589600 | 5.1021 | 28.2935 | 29.5429
2387 | 8593200 | 5.1023 | 28.2967 | 29.5462
2388 | 8596800 | 5.1026 | 28.3 | 29.5495
2389 | 8600400 | 5.1028 | 28.3033 | 29.5528
2390 | 8604000 | 5.103 | 28.3065 | 29.556
2391 | 8607600 | 5.1033 | 28.3098 | 29.5593
2392 | 8611200 | 5.1035 | 28.313 | 29.5626
2393 | 8614800 | 5.1037 | 28.3163 | 29.5659
2394 | 8618400 | 5.104 | 28.3196 | 29.5691
2395 | 8622000 | 5.1042 | 28.3228 | 29.5724
2396 | 8625600 | 5.1044 | 28.3261 | 29.5757
2397 | 8629200 | 5.1046 | 28.3293 | 29.5789
2398 | 8632800 | 5.1049 | 28.3326 | 29.5822
2399 | 8636400 | 5.1051 | 28.3358 | 29.5855
2400 | 8640000 | 5.1053 | 28.3391 | 29.5888
2401 | 8643600 | 5.1056 | 28.3423 | 29.592
2402 | 8647200 | 5.1058 | 28.3456 | 29.5953
2403 | 8650800 | 5.106 | 28.3489 | 29.5986
2404 | 8654400 | 5.1062 | 28.3521 | 29.6018
2405 | 8658000 | 5.1065 | 28.3554 | 29.6051
2406 | 8661600 | 5.1067 | 28.3586 | 29.6084
2407 | 8665200 | 5.1069 | 28.3619 | 29.6116
2408 | 8668800 | 5.1072 | 28.3651 | 29.6149
2409 | 8672400 | 5.1074 | 28.3684 | 29.6181
2410 | 8676000 | 5.1076 | 28.3716 | 29.6214
2411 | 8679600 | 5.1078 | 28.3749 | 29.6247
2412 | 8683200 | 5.1081 | 28.3781 | 29.6279
2413 | 8686800 | 5.1083 | 28.3813 | 29.6312
2414 | 8690400 | 5.1085 | 28.3846 | 29.6344
2415 | 8694000 | 5.1088 | 28.3878 | 29.6377
2416 | 8697600 | 5.109 | 28.3911 | 29.641
2417 | 8701200 | 5.1092 | 28.3943 | 29.6442
2418 | 8704800 | 5.1094 | 28.3976 | 29.6475
2419 | 8708400 | 5.1097 | 28.4008 | 29.6507
2420 | 8712000 | 5.1099 | 28.4041 | 29.654
2421 | 8715600 | 5.1101 | 28.4073 | 29.6573
2422 | 8719200 | 5.1103 | 28.4105 | 29.6605
2423 | 8722800 | 5.1106 | 28.4138 | 29.6638
2424 | 8726400 | 5.1108 | 28.417 | 29.667
2425 | 8730000 | 5.111 | 28.4203 | 29.6703
2426 | 8733600 | 5.1112 | 28.4235 | 29.6735
2427 | 8737200 | 5.1115 | 28.4267 | 29.6768
2428 | 8740800 | 5.1117 | 28.43 | 29.68
2429 | 8744400 | 5.1119 | 28.4332 | 29.6833
2430 | 8748000 | 5.1121 | 28.4365 | 29.6865
2431 | 8751600 | 5.1124 | 28.4397 | 29.6898
2432 | 8755200 | 5.1126 | 28.4429 | 29.693
2433 | 8758800 | 5.1128 | 28.4462 | 29.6963
2434 | 8762400 | 5.113 | 28.4494 | 29.6995
2435 | 8766000 | 5.1133 | 28.4526 | 29.7028
2436 | 8769600 | 5.1135 | 28.4559 | 29.706
2437 | 8773200 | 5.1137 | 28.4591 | 29.7093
2438 | 8776800 | 5.1139 | 28.4623 | 29.7125
2439 | 8780400 | 5.1142 | 28.4656 | 29.7158
2440 | 8784000 | 5.1144 | 28.4688 | 29.719
2441 | 8787600 | 5.1146 | 28.472 | 29.7222
2442 | 8791200 | 5.1148 | 28.4752 | 29.7255
2443 | 8794800 | 5.1151 | 28.4785 | 29.7287
2444 | 8798400 | 5.1153 | 28.4817 | 29.732
2445 | 8802000 | 5.1155 | 28.4849 | 29.7352
2446 | 8805600 | 5.1157 | 28.4882 | 29.7385
2447 | 8809200 | 5.1159 | 28.4914 | 29.7417
2448 | 8812800 | 5.1162 | 28.4946 | 29.7449
2449 | 8816400 | 5.1164 | 28.4978 | 29.7482
2450 | 8820000 | 5.1166 | 28.5011 | 29.7514
2451 | 8823600 | 5.1168 | 28.5043 | 29.7546
2452 | 8827200 | 5.1171 | 28.5075 | 29.7579
2453 | 8830800 | 5.1173 | 28.5107 | 29.7611
2454 | 8834400 | 5.1175 | 28.514 | 29.7644
2455 | 8838000 | 5.1177 | 28.5172 | 29.7676
2456 | 8841600 | 5.1179 | 28.5204 | 29.7708
2457 | 8845200 | 5.1182 | 28.5236 | 29.7741
2458 | 8848800 | 5.1184 | 28.5268 | 29.7773
2459 | 8852400 | 5.1186 | 28.5301 | 29.7805
2460 | 8856000 | 5.1188 | 28.5333 | 29.7838
2461 | 8859600 | 5.119 | 28.5365 | 29.787
2462 | 8863200 | 5.1193 | 28.5397 | 29.7902
2463 | 8866800 | 5.1195 | 28.5429 | 29.7935
2464 | 8870400 | 5.1197 | 28.5461 | 29.7967
2465 | 8874000 | 5.1199 | 28.5494 | 29.7999
2466 | 8877600 | 5.1202 | 28.5526 | 29.8031
2467 | 8881200 | 5.1204 | 28.5558 | 29.8064
2468 | 8884800 | 5.1206 | 28.559 | 29.8096
2469 | 8888400 | 5.1208 | 28.5622 | 29.8128
2470 | 8892000 | 5.121 | 28.5654 | 29.8161
2471 | 8895600 | 5.1213 | 28.5686 | 29.8193
2472 | 8899200 | 5.1215 | 28.5719 | 29.8225
2473 | 8902800 | 5.1217 | 28.5751 | 29.8257
2474 | 8906400 | 5.1219 | 28.5783 | 29.829
2475 | 8910000 | 5.1221 | 28.5815 | 29.8322
2476 | 8913600 | 5.1223 | 28.5847 | 29.8354
2477 | 8917200 | 5.1226 | 28.5879 | 29.8386
2478 | 8920800 | 5.1228 | 28.5911 | 29.8418
2479 | 8924400 | 5.123 | 28.5943 | 29.8451
2480 | 8928000 | 5.1232 | 28.5975 | 29.8483
2481 | 8931600 | 5.1234 | 28.6007 | 29.8515
2482 | 8935200 | 5.1237 | 28.6039 | 29.8547
2483 | 8938800 | 5.1239 | 28.6072 | 29.8579
2484 | 8942400 | 5.1241 | 28.6104 | 29.8612
2485 | 8946000 | 5.1243 | 28.6136 | 29.8644
2486 | 8949600 | 5.1245 | 28.6168 | 29.8676
2487 | 8953200 | 5.1247 | 28.62 | 29.8708
2488 | 8956800 | 5.125 | 28.6232 | 29.874
2489 | 8960400 | 5.1252 | 28.6264 | 29.8772
2490 | 8964000 | 5.1254 | 28.6296 | 29.8805
2491 | 8967600 | 5.1256 | 28.6328 | 29.8837
2492 | 8971200 | 5.1258 | 28.636 | 29.8869
2493 | 8974800 | 5.1261 | 28.6392 | 29.8901
2494 | 8978400 | 5.1263 | 28.6424 | 29.8933
2495 | 8982000 | 5.1265 | 28.6456 | 29.8965
2496 | 8985600 | 5.1267 | 28.6488 | 29.8997
2497 | 8989200 | 5.1269 | 28.652 | 29.9029
2498 | 8992800 | 5.1271 | 28.6552 | 29.9062
2499 | 8996400 | 5.1274 | 28.6584 | 29.9094
2500 | 9000000 | 5.1276 | 28.6616 | 29.9126
2501 | 9003600 | 5.1278 | 28.6648 | 29.9158
2502 | 9007200 | 5.128 | 28.6679 | 29.919
2503 | 9010800 | 5.1282 | 28.6711 | 29.9222
2504 | 9014400 | 5.1284 | 28.6743 | 29.9254
2505 | 9018000 | 5.1286 | 28.6775 | 29.9286
2506 | 9021600 | 5.1289 | 28.6807 | 29.9318
2507 | 9025200 | 5.1291 | 28.6839 | 29.935
2508 | 9028800 | 5.1293 | 28.6871 | 29.9382
2509 | 9032400 | 5.1295 | 28.6903 | 29.9414
2510 | 9036000 | 5.1297 | 28.6935 | 29.9446
2511 | 9039600 | 5.1299 | 28.6967 | 29.9478
2512 | 9043200 | 5.1302 | 28.6999 | 29.951
2513 | 9046800 | 5.1304 | 28.703 | 29.9542
2514 | 9050400 | 5.1306 | 28.7062 | 29.9574
2515 | 9054000 | 5.1308 | 28.7094 | 29.9606
2516 | 9057600 | 5.131 | 28.7126 | 29.9638
2517 | 9061200 | 5.1312 | 28.7158 | 29.967
2518 | 9064800 | 5.1314 | 28.719 | 29.9702
2519 | 9068400 | 5.1317 | 28.7222 | 29.9734
2520 | 9072000 | 5.1319 | 28.7254 | 29.9766
2521 | 9075600 | 5.1321 | 28.7285 | 29.9798
2522 | 9079200 | 5.1323 | 28.7317 | 29.983
2523 | 9082800 | 5.1325 | 28.7349 | 29.9862
2524 | 9086400 | 5.1327 | 28.7381 | 29.9894
2525 | 9090000 | 5.1329 | 28.7413 | 29.9926
2526 | 9093600 | 5.1331 | 28.7444 | 29.9958
2527 | 9097200 | 5.1334 | 28.7476 | 29.999
2528 | 9100800 | 5.1336 | 28.7508 | 30.0022
2529 | 9104400 | 5.1338 | 28.754 | 30.0054
2530 | 9108000 | 5.134 | 28.7572 | 30.0086
2531 | 9111600 | 5.1342 | 28.7603 | 30.0118
2532 | 9115200 | 5.1344 | 28.7635 | 30.015
2533 | 9118800 | 5.1346 | 28.7667 | 30.0181
2534 | 9122400 | 5.1348 | 28.7699 | 30.0213
2535 | 9126000 | 5.1351 | 28.773 | 30.0245
2536 | 9129600 | 5.1353 | 28.7762 | 30.0277
2537 | 9133200 | 5.1355 | 28.7794 | 30.0309
2538 | 9136800 | 5.1357 | 28.7826 | 30.0341
2539 | 9140400 | 5.1359 | 28.7857 | 30.0373
2540 | 9144000 | 5.1361 | 28.7889 | 30.0405
2541 | 9147600 | 5.1363 | 28.7921 | 30.0436
2542 | 9151200 | 5.1365 | 28.7953 | 30.0468
2543 | 9154800 | 5.1368 | 28.7984 | 30.05
2544 | 9158400 | 5.137 | 28.8016 | 30.0532
2545 | 9162000 | 5.1372 | 28.8048 | 30.0564
2546 | 9165600 | 5.1374 | 28.8079 | 30.0596
2547 | 9169200 | 5.1376 | 28.8111 | 30.0627
2548 | 9172800 | 5.1378 | 28.8143 | 30.0659
2549 | 9176400 | 5.138 | 28.8174 | 30.0691
2550 | 9180000 | 5.1382 | 28.8206 | 30.0723
2551 | 9183600 | 5.1384 | 28.8238 | 30.0755
2552 | 9187200 | 5.1386 | 28.8269 | 30.0786
2553 | 9190800 | 5.1389 | 28.8301 | 30.0818
2554 | 9194400 | 5.1391 | 28.8333 | 30.085
2555 | 9198000 | 5.1393 | 28.8364 | 30.0882
2556 | 9201600 | 5.1395 | 28.8396 | 30.0913
2557 | 9205200 | 5.1397 | 28.8428 | 30.0945
2558 | 9208800 | 5.1399 | 28.8459 | 30.0977
2559 | 9212400 | 5.1401 | 28.8491 | 30.1009
2560 | 9216000 | 5.1403 | 28.8523 | 30.104
2561 | 9219600 | 5.1405 | 28.8554 | 30.1072
2562 | 9223200 | 5.1407 | 28.8586 | 30.1104
2563 | 9226800 | 5.1409 | 28.8617 | 30.1136
2564 | 9230400 | 5.1412 | 28.8649 | 30.1167
2565 | 9234000 | 5.1414 | 28.8681 | 30.1199
2566 | 9237600 | 5.1416 | 28.8712 | 30.1231
2567 | 9241200 | 5.1418 | 28.8744 | 30.1263
2568 | 9244800 | 5.142 | 28.8775 | 30.1294
2569 | 9248400 | 5.1422 | 28.8807 | 30.1326
2570 | 9252000 | 5.1424 | 28.8838 | 30.1358
2571 | 9255600 | 5.1426 | 28.887 | 30.1389
2572 | 9259200 | 5.1428 | 28.8902 | 30.1421
2573 | 9262800 | 5.143 | 28.8933 | 30.1453
2574 | 9266400 | 5.1432 | 28.8965 | 30.1484
2575 | 9270000 | 5.1434 | 28.8996 | 30.1516
2576 | 9273600 | 5.1437 | 28.9028 | 30.1548
2577 | 9277200 | 5.1439 | 28.9059 | 30.1579
2578 | 9280800 | 5.1441 | 28.9091 | 30.1611
2579 | 9284400 | 5.1443 | 28.9122 | 30.1643
2580 | 9288000 | 5.1445 | 28.9154 | 30.1674
2581 | 9291600 | 5.1447 | 28.9185 | 30.1706
2582 | 9295200 | 5.1449 | 28.9217 | 30.1737
2583 | 9298800 | 5.1451 | 28.9248 | 30.1769
2584 | 9302400 | 5.1453 | 28.928 | 30.1801
2585 | 9306000 | 5.1455 | 28.9311 | 30.1832
2586 | 9309600 | 5.1457 | 28.9343 | 30.1864
2587 | 9313200 | 5.1459 | 28.9374 | 30.1895
2588 | 9316800 | 5.1461 | 28.9406 | 30.1927
2589 | 9320400 | 5.1463 | 28.9437 | 30.1959
2590 | 9324000 | 5.1465 | 28.9468 | 30.199
2591 | 9327600 | 5.1467 | 28.95 | 30.2022
2592 | 9331200 | 5.147 | 28.9531 | 30.2053
2593 | 9334800 | 5.1472 | 28.9563 | 30.2085
2594 | 9338400 | 5.1474 | 28.9594 | 30.2116
2595 | 9342000 | 5.1476 | 28.9626 | 30.2148
2596 | 9345600 | 5.1478 | 28.9657 | 30.218
2597 | 9349200 | 5.148 | 28.9688 | 30.2211
2598 | 9352800 | 5.1482 | 28.972 | 30.2243
2599 | 9356400 | 5.1484 | 28.9751 | 30.2274
2600 | 9360000 | 5.1486 | 28.9783 | 30.2306
2601 | 9363600 | 5.1488 | 28.9814 | 30.2337
2602 | 9367200 | 5.149 | 28.9845 | 30.2369
2603 | 9370800 | 5.1492 | 28.9877 | 30.24
2604 | 9374400 | 5.1494 | 28.9908 | 30.2432
2605 | 9378000 | 5.1496 | 28.994 | 30.2463
2606 | 9381600 | 5.1498 | 28.9971 | 30.2495
2607 | 9385200 | 5.15 | 29.0002 | 30.2526
2608 | 9388800 | 5.1502 | 29.0034 | 30.2558
2609 | 9392400 | 5.1504 | 29.0065 | 30.2589
2610 | 9396000 | 5.1506 | 29.0096 | 30.2621
2611 | 9399600 | 5.1508 | 29.0128 | 30.2652
2612 | 9403200 | 5.151 | 29.0159 | 30.2683
2613 | 9406800 | 5.1512 | 29.019 | 30.2715
2614 | 9410400 | 5.1514 | 29.0222 | 30.2746
2615 | 9414000 | 5.1516 | 29.0253 | 30.2778
2616 | 9417600 | 5.1519 | 29.0284 | 30.2809
2617 | 9421200 | 5.1521 | 29.0316 | 30.2841
2618 | 9424800 | 5.1523 | 29.0347 | 30.2872
2619 | 9428400 | 5.1525 | 29.0378 | 30.2904
2620 | 9432000 | 5.1527 | 29.0409 | 30.2935
2621 | 9435600 | 5.1529 | 29.0441 | 30.2966
2622 | 9439200 | 5.1531 | 29.0472 | 30.2998
2623 | 9442800 | 5.1533 | 29.0503 | 30.3029
2624 | 9446400 | 5.1535 | 29.0535 | 30.3061
2625 | 9450000 | 5.1537 | 29.0566 | 30.3092
2626 | 9453600 | 5.1539 | 29.0597 | 30.3123
2627 | 9457200 | 5.1541 | 29.0628 | 30.3155
2628 | 9460800 | 5.1543 | 29.066 | 30.3186
2629 | 9464400 | 5.1545 | 29.0691 | 30.3217
2630 | 9468000 | 5.1547 | 29.0722 | 30.3249
2631 | 9471600 | 5.1549 | 29.0753 | 30.328
2632 | 9475200 | 5.1551 | 29.0785 | 30.3311
2633 | 9478800 | 5.1553 | 29.0816 | 30.3343
2634 | 9482400 | 5.1555 | 29.0847 | 30.3374
2635 | 9486000 | 5.1557 | 29.0878 | 30.3405
2636 | 9489600 | 5.1559 | 29.0909 | 30.3437
2637 | 9493200 | 5.1561 | 29.0941 | 30.3468
2638 | 9496800 | 5.1563 | 29.0972 | 30.3499
2639 | 9500400 | 5.1565 | 29.1003 | 30.3531
2640 | 9504000 | 5.1567 | 29.1034 | 30.3562
2641 | 9507600 | 5.1569 | 29.1065 | 30.3593
2642 | 9511200 | 5.1571 | 29.1096 | 30.3625
2643 | 9514800 | 5.1573 | 29.1128 | 30.3656
2644 | 9518400 | 5.1575 | 29.1159 | 30.3687
2645 | 9522000 | 5.1577 | 29.119 | 30.3718
2646 | 9525600 | 5.1579 | 29.1221 | 30.375
2647 | 9529200 | 5.1581 | 29.1252 | 30.3781
2648 | 9532800 | 5.1583 | 29.1283 | 30.3812
2649 | 9536400 | 5.1585 | 29.1314 | 30.3843
2650 | 9540000 | 5.1587 | 29.1346 | 30.3875
2651 | 9543600 | 5.1589 | 29.1377 | 30.3906
2652 | 9547200 | 5.1591 | 29.1408 | 30.3937
2653 | 9550800 | 5.1593 | 29.1439 | 30.3968
2654 | 9554400 | 5.1595 | 29.147 | 30.4
2655 | 9558000 | 5.1597 | 29.1501 | 30.4031
2656 | 9561600 | 5.1599 | 29.1532 | 30.4062
2657 | 9565200 | 5.1601 | 29.1563 | 30.4093
2658 | 9568800 | 5.1603 | 29.1594 | 30.4125
2659 | 9572400 | 5.1605 | 29.1626 | 30.4156
2660 | 9576000 | 5.1607 | 29.1657 | 30.4187
2661 | 9579600 | 5.1609 | 29.1688 | 30.4218
2662 | 9583200 | 5.1611 | 29.1719 | 30.4249
2663 | 9586800 | 5.1613 | 29.175 | 30.428
2664 | 9590400 | 5.1615 | 29.1781 | 30.4312
2665 | 9594000 | 5.1617 | 29.1812 | 30.4343
2666 | 9597600 | 5.1619 | 29.1843 | 30.4374
2667 | 9601200 | 5.1621 | 29.1874 | 30.4405
2668 | 9604800 | 5.1623 | 29.1905 | 30.4436
2669 | 9608400 | 5.1624 | 29.1936 | 30.4467
2670 | 9612000 | 5.1626 | 29.1967 | 30.4499
2671 | 9615600 | 5.1628 | 29.1998 | 30.453
2672 | 9619200 | 5.163 | 29.2029 | 30.4561
2673 | 9622800 | 5.1632 | 29.206 | 30.4592
2674 | 9626400 | 5.1634 | 29.2091 | 30.4623
2675 | 9630000 | 5.1636 | 29.2122 | 30.4654
2676 | 9633600 | 5.1638 | 29.2153 | 30.4685
2677 | 9637200 | 5.164 | 29.2184 | 30.4716
2678 | 9640800 | 5.1642 | 29.2215 | 30.4747
2679 | 9644400 | 5.1644 | 29.2246 | 30.4779
2680 | 9648000 | 5.1646 | 29.2277 | 30.481
2681 | 9651600 | 5.1648 | 29.2308 | 30.4841
2682 | 9655200 | 5.165 | 29.2339 | 30.4872
2683 | 9658800 | 5.1652 | 29.237 | 30.4903
2684 | 9662400 | 5.1654 | 29.2401 | 30.4934
2685 | 9666000 | 5.1656 | 29.2432 | 30.4965
2686 | 9669600 | 5.1658 | 29.2463 | 30.4996
2687 | 9673200 | 5.166 | 29.2494 | 30.5027
2688 | 9676800 | 5.1662 | 29.2525 | 30.5058
2689 | 9680400 | 5.1664 | 29.2555 | 30.5089
2690 | 9684000 | 5.1666 | 29.2586 | 30.512
2691 | 9687600 | 5.1668 | 29.2617 | 30.5151
2692 | 9691200 | 5.167 | 29.2648 | 30.5182
2693 | 9694800 | 5.1672 | 29.2679 | 30.5213
2694 | 9698400 | 5.1673 | 29.271 | 30.5244
2695 | 9702000 | 5.1675 | 29.2741 | 30.5275
2696 | 9705600 | 5.1677 | 29.2772 | 30.5306
2697 | 9709200 | 5.1679 | 29.2803 | 30.5337
2698 | 9712800 | 5.1681 | 29.2833 | 30.5368
2699 | 9716400 | 5.1683 | 29.2864 | 30.5399
2700 | 9720000 | 5.1685 | 29.2895 | 30.543
2701 | 9723600 | 5.1687 | 29.2926 | 30.5461
2702 | 9727200 | 5.1689 | 29.2957 | 30.5492
2703 | 9730800 | 5.1691 | 29.2988 | 30.5523
2704 | 9734400 | 5.1693 | 29.3019 | 30.5554
2705 | 9738000 | 5.1695 | 29.3049 | 30.5585
2706 | 9741600 | 5.1697 | 29.308 | 30.5616
2707 | 9745200 | 5.1699 | 29.3111 | 30.5647
2708 | 9748800 | 5.1701 | 29.3142 | 30.5678
2709 | 9752400 | 5.1703 | 29.3173 | 30.5709
2710 | 9756000 | 5.1704 | 29.3204 | 30.574
2711 | 9759600 | 5.1706 | 29.3234 | 30.5771
2712 | 9763200 | 5.1708 | 29.3265 | 30.5802
2713 | 9766800 | 5.171 | 29.3296 | 30.5833
2714 | 9770400 | 5.1712 | 29.3327 | 30.5864
2715 | 9774000 | 5.1714 | 29.3358 | 30.5894
2716 | 9777600 | 5.1716 | 29.3388 | 30.5925
2717 | 9781200 | 5.1718 | 29.3419 | 30.5956
2718 | 9784800 | 5.172 | 29.345 | 30.5987
2719 | 9788400 | 5.1722 | 29.3481 | 30.6018
2720 | 9792000 | 5.1724 | 29.3511 | 30.6049
2721 | 9795600 | 5.1726 | 29.3542 | 30.608
2722 | 9799200 | 5.1728 | 29.3573 | 30.6111
2723 | 9802800 | 5.1729 | 29.3604 | 30.6141
2724 | 9806400 | 5.1731 | 29.3634 | 30.6172
2725 | 9810000 | 5.1733 | 29.3665 | 30.6203
2726 | 9813600 | 5.1735 | 29.3696 | 30.6234
2727 | 9817200 | 5.1737 | 29.3727 | 30.6265
2728 | 9820800 | 5.1739 | 29.3757 | 30.6296
2729 | 9824400 | 5.1741 | 29.3788 | 30.6327
2730 | 9828000 | 5.1743 | 29.3819 | 30.6357
2731 | 9831600 | 5.1745 | 29.3849 | 30.6388
2732 | 9835200 | 5.1747 | 29.388 | 30.6419
2733 | 9838800 | 5.1749 | 29.3911 | 30.645
2734 | 9842400 | 5.175 | 29.3942 | 30.6481
2735 | 9846000 | 5.1752 | 29.3972 | 30.6511
2736 | 9849600 | 5.1754 | 29.4003 | 30.6542
2737 | 9853200 | 5.1756 | 29.4034 | 30.6573
2738 | 9856800 | 5.1758 | 29.4064 | 30.6604
2739 | 9860400 | 5.176 | 29.4095 | 30.6635
2740 | 9864000 | 5.1762 | 29.4126 | 30.6665
2741 | 9867600 | 5.1764 | 29.4156 | 30.6696
2742 | 9871200 | 5.1766 | 29.4187 | 30.6727
2743 | 9874800 | 5.1768 | 29.4218 | 30.6758
2744 | 9878400 | 5.177 | 29.4248 | 30.6788
2745 | 9882000 | 5.1771 | 29.4279 | 30.6819
2746 | 9885600 | 5.1773 | 29.4309 | 30.685
2747 | 9889200 | 5.1775 | 29.434 | 30.6881
2748 | 9892800 | 5.1777 | 29.4371 | 30.6911
2749 | 9896400 | 5.1779 | 29.4401 | 30.6942
2750 | 9900000 | 5.1781 | 29.4432 | 30.6973
2751 | 9903600 | 5.1783 | 29.4462 | 30.7003
2752 | 9907200 | 5.1785 | 29.4493 | 30.7034
2753 | 9910800 | 5.1787 | 29.4524 | 30.7065
2754 | 9914400 | 5.1788 | 29.4554 | 30.7096
2755 | 9918000 | 5.179 | 29.4585 | 30.7126
2756 | 9921600 | 5.1792 | 29.4615 | 30.7157
2757 | 9925200 | 5.1794 | 29.4646 | 30.7188
2758 | 9928800 | 5.1796 | 29.4677 | 30.7218
2759 | 9932400 | 5.1798 | 29.4707 | 30.7249
2760 | 9936000 | 5.18 | 29.4738 | 30.728
2761 | 9939600 | 5.1802 | 29.4768 | 30.731
2762 | 9943200 | 5.1803 | 29.4799 | 30.7341
2763 | 9946800 | 5.1805 | 29.4829 | 30.7372
2764 | 9950400 | 5.1807 | 29.486 | 30.7402
2765 | 9954000 | 5.1809 | 29.489 | 30.7433
2766 | 9957600 | 5.1811 | 29.4921 | 30.7464
2767 | 9961200 | 5.1813 | 29.4951 | 30.7494
2768 | 9964800 | 5.1815 | 29.4982 | 30.7525
2769 | 9968400 | 5.1817 | 29.5012 | 30.7556
2770 | 9972000 | 5.1818 | 29.5043 | 30.7586
2771 | 9975600 | 5.182 | 29.5073 | 30.7617
2772 | 9979200 | 5.1822 | 29.5104 | 30.7647
2773 | 9982800 | 5.1824 | 29.5134 | 30.7678
2774 | 9986400 | 5.1826 | 29.5165 | 30.7709
2775 | 9990000 | 5.1828 | 29.5195 | 30.7739
2776 | 9993600 | 5.183 | 29.5226 | 30.777
2777 | 9997200 | 5.1832 | 29.5256 | 30.78
2778 | 10000800 | 5.1833 | 29.5287 | 30.7831
2779 | 10004400 | 5.1835 | 29.5317 | 30.7862
2780 | 10008000 | 5.1837 | 29.5348 | 30.7892
2781 | 10011600 | 5.1839 | 29.5378 | 30.7923
2782 | 10015200 | 5.1841 | 29.5409 | 30.7953
2783 | 10018800 | 5.1843 | 29.5439 | 30.7984
2784 | 10022400 | 5.1845 | 29.547 | 30.8014
2785 | 10026000 | 5.1846 | 29.55 | 30.8045
2786 | 10029600 | 5.1848 | 29.553 | 30.8075
2787 | 10033200 | 5.185 | 29.5561 | 30.8106
2788 | 10036800 | 5.1852 | 29.5591 | 30.8136
2789 | 10040400 | 5.1854 | 29.5622 | 30.8167
2790 | 10044000 | 5.1856 | 29.5652 | 30.8198
2791 | 10047600 | 5.1858 | 29.5682 | 30.8228
2792 | 10051200 | 5.1859 | 29.5713 | 30.8259
2793 | 10054800 | 5.1861 | 29.5743 | 30.8289
2794 | 10058400 | 5.1863 | 29.5774 | 30.832
2795 | 10062000 | 5.1865 | 29.5804 | 30.835
2796 | 10065600 | 5.1867 | 29.5834 | 30.8381
2797 | 10069200 | 5.1869 | 29.5865 | 30.8411
2798 | 10072800 | 5.1871 | 29.5895 | 30.8442
2799 | 10076400 | 5.1872 | 29.5926 | 30.8472
2800 | 10080000 | 5.1874 | 29.5956 | 30.8502
2801 | 10083600 | 5.1876 | 29.5986 | 30.8533
2802 | 10087200 | 5.1878 | 29.6017 | 30.8563
2803 | 10090800 | 5.188 | 29.6047 | 30.8594
2804 | 10094400 | 5.1882 | 29.6077 | 30.8624
2805 | 10098000 | 5.1883 | 29.6108 | 30.8655
2806 | 10101600 | 5.1885 | 29.6138 | 30.8685
2807 | 10105200 | 5.1887 | 29.6168 | 30.8716
2808 | 10108800 | 5.1889 | 29.6199 | 30.8746
2809 | 10112400 | 5.1891 | 29.6229 | 30.8776
2810 | 10116000 | 5.1893 | 29.6259 | 30.8807
2811 | 10119600 | 5.1894 | 29.6289 | 30.8837
2812 | 10123200 | 5.1896 | 29.632 | 30.8868
2813 | 10126800 | 5.1898 | 29.635 | 30.8898
2814 | 10130400 | 5.19 | 29.638 | 30.8929
2815 | 10134000 | 5.1902 | 29.6411 | 30.8959
2816 | 10137600 | 5.1904 | 29.6441 | 30.8989
2817 | 10141200 | 5.1905 | 29.6471 | 30.902
2818 | 10144800 | 5.1907 | 29.6501 | 30.905
2819 | 10148400 | 5.1909 | 29.6532 | 30.908
2820 | 10152000 | 5.1911 | 29.6562 | 30.9111
2821 | 10155600 | 5.1913 | 29.6592 | 30.9141
2822 | 10159200 | 5.1915 | 29.6622 | 30.9172
2823 | 10162800 | 5.1916 | 29.6653 | 30.9202
2824 | 10166400 | 5.1918 | 29.6683 | 30.9232
2825 | 10170000 | 5.192 | 29.6713 | 30.9263
2826 | 10173600 | 5.1922 | 29.6743 | 30.9293
2827 | 10177200 | 5.1924 | 29.6774 | 30.9323
2828 | 10180800 | 5.1925 | 29.6804 | 30.9354
2829 | 10184400 | 5.1927 | 29.6834 | 30.9384
2830 | 10188000 | 5.1929 | 29.6864 | 30.9414
2831 | 10191600 | 5.1931 | 29.6895 | 30.9445
2832 | 10195200 | 5.1933 | 29.6925 | 30.9475
2833 | 10198800 | 5.1935 | 29.6955 | 30.9505
2834 | 10202400 | 5.1936 | 29.6985 | 30.9535
2835 | 10206000 | 5.1938 | 29.7015 | 30.9566
2836 | 10209600 | 5.194 | 29.7045 | 30.9596
2837 | 10213200 | 5.1942 | 29.7076 | 30.9626
2838 | 10216800 | 5.1944 | 29.7106 | 30.9657
2839 | 10220400 | 5.1945 | 29.7136 | 30.9687
2840 | 10224000 | 5.1947 | 29.7166 | 30.9717
2841 | 10227600 | 5.1949 | 29.7196 | 30.9747
2842 | 10231200 | 5.1951 | 29.7226 | 30.9778
2843 | 10234800 | 5.1953 | 29.7257 | 30.9808
2844 | 10238400 | 5.1954 | 29.7287 | 30.9838
2845 | 10242000 | 5.1956 | 29.7317 | 30.9868
2846 | 10245600 | 5.1958 | 29.7347 | 30.9899
2847 | 10249200 | 5.196 | 29.7377 | 30.9929
2848 | 10252800 | 5.1962 | 29.7407 | 30.9959
2849 | 10256400 | 5.1963 | 29.7437 | 30.9989
2850 | 10260000 | 5.1965 | 29.7468 | 31.002
2851 | 10263600 | 5.1967 | 29.7498 | 31.005
2852 | 10267200 | 5.1969 | 29.7528 | 31.008
2853 | 10270800 | 5.1971 | 29.7558 | 31.011
2854 | 10274400 | 5.1972 | 29.7588 | 31.014
2855 | 10278000 | 5.1974 | 29.7618 | 31.0171
2856 | 10281600 | 5.1976 | 29.7648 | 31.0201
2857 | 10285200 | 5.1978 | 29.7678 | 31.0231
2858 | 10288800 | 5.198 | 29.7708 | 31.0261
2859 | 10292400 | 5.1981 | 29.7738 | 31.0291
2860 | 10296000 | 5.1983 | 29.7768 | 31.0322
2861 | 10299600 | 5.1985 | 29.7798 | 31.0352
2862 | 10303200 | 5.1987 | 29.7829 | 31.0382
2863 | 10306800 | 5.1988 | 29.7859 | 31.0412
2864 | 10310400 | 5.199 | 29.7889 | 31.0442
2865 | 10314000 | 5.1992 | 29.7919 | 31.0472
2866 | 10317600 | 5.1994 | 29.7949 | 31.0503
2867 | 10321200 | 5.1996 | 29.7979 | 31.0533
2868 | 10324800 | 5.1997 | 29.8009 | 31.0563
2869 | 10328400 | 5.1999 | 29.8039 | 31.0593
2870 | 10332000 | 5.2001 | 29.8069 | 31.0623
2871 | 10335600 | 5.2003 | 29.8099 | 31.0653
2872 | 10339200 | 5.2005 | 29.8129 | 31.0683
2873 | 10342800 | 5.2006 | 29.8159 | 31.0713
2874 | 10346400 | 5.2008 | 29.8189 | 31.0744
2875 | 10350000 | 5.201 | 29.8219 | 31.0774
2876 | 10353600 | 5.2012 | 29.8249 | 31.0804
2877 | 10357200 | 5.2013 | 29.8279 | 31.0834
2878 | 10360800 | 5.2015 | 29.8309 | 31.0864
2879 | 10364400 | 5.2017 | 29.8339 | 31.0894
2880 | 10368000 | 5.2019 | 29.8369 | 31.0924
2881 | 10371600 | 5.202 | 29.8399 | 31.0954
2882 | 10375200 | 5.2022 | 29.8429 | 31.0984
2883 | 10378800 | 5.2024 | 29.8459 | 31.1014
2884 | 10382400 | 5.2026 | 29.8489 | 31.1044
2885 | 10386000 | 5.2028 | 29.8519 | 31.1074
2886 | 10389600 | 5.2029 | 29.8548 | 31.1104
2887 | 10393200 | 5.2031 | 29.8578 | 31.1135
2888 | 10396800 | 5.2033 | 29.8608 | 31.1165
2889 | 10400400 | 5.2035 | 29.8638 | 31.1195
2890 | 10404000 | 5.2036 | 29.8668 | 31.1225
2891 | 10407600 | 5.2038 | 29.8698 | 31.1255
2892 | 10411200 | 5.204 | 29.8728 | 31.1285
2893 | 10414800 | 5.2042 | 29.8758 | 31.1315
2894 | 10418400 | 5.2043 | 29.8788 | 31.1345
2895 | 10422000 | 5.2045 | 29.8818 | 31.1375
2896 | 10425600 | 5.2047 | 29.8848 | 31.1405
2897 | 10429200 | 5.2049 | 29.8877 | 31.1435
2898 | 10432800 | 5.205 | 29.8907 | 31.1465
2899 | 10436400 | 5.2052 | 29.8937 | 31.1495
2900 | 10440000 | 5.2054 | 29.8967 | 31.1525
2901 | 10443600 | 5.2056 | 29.8997 | 31.1555
2902 | 10447200 | 5.2057 | 29.9027 | 31.1585
2903 | 10450800 | 5.2059 | 29.9057 | 31.1615
2904 | 10454400 | 5.2061 | 29.9087 | 31.1645
2905 | 10458000 | 5.2063 | 29.9116 | 31.1675
2906 | 10461600 | 5.2064 | 29.9146 | 31.1704
2907 | 10465200 | 5.2066 | 29.9176 | 31.1734
2908 | 10468800 | 5.2068 | 29.9206 | 31.1764
2909 | 10472400 | 5.207 | 29.9236 | 31.1794
2910 | 10476000 | 5.2071 | 29.9266 | 31.1824
2911 | 10479600 | 5.2073 | 29.9295 | 31.1854
2912 | 10483200 | 5.2075 | 29.9325 | 31.1884
2913 | 10486800 | 5.2077 | 29.9355 | 31.1914
2914 | 10490400 | 5.2078 | 29.9385 | 31.1944
2915 | 10494000 | 5.208 | 29.9415 | 31.1974
2916 | 10497600 | 5.2082 | 29.9445 | 31.2004
2917 | 10501200 | 5.2084 | 29.9474 | 31.2034
2918 | 10504800 | 5.2085 | 29.9504 | 31.2064
2919 | 10508400 | 5.2087 | 29.9534 | 31.2093
2920 | 10512000 | 5.2089 | 29.9564 | 31.2123
2921 | 10515600 | 5.2091 | 29.9593 | 31.2153
2922 | 10519200 | 5.2092 | 29.9623 | 31.2183
2923 | 10522800 | 5.2094 | 29.9653 | 31.2213
2924 | 10526400 | 5.2096 | 29.9683 | 31.2243
2925 | 10530000 | 5.2098 | 29.9713 | 31.2273
2926 | 10533600 | 5.2099 | 29.9742 | 31.2303
2927 | 10537200 | 5.2101 | 29.9772 | 31.2332
2928 | 10540800 | 5.2103 | 29.9802 | 31.2362
2929 | 10544400 | 5.2104 | 29.9832 | 31.2392
2930 | 10548000 | 5.2106 | 29.9861 | 31.2422
2931 | 10551600 | 5.2108 | 29.9891 | 31.2452
2932 | 10555200 | 5.211 | 29.9921 | 31.2482
2933 | 10558800 | 5.2111 | 29.995 | 31.2511
2934 | 10562400 | 5.2113 | 29.998 | 31.2541
2935 | 10566000 | 5.2115 | 30.001 | 31.2571
2936 | 10569600 | 5.2117 | 30.004 | 31.2601
2937 | 10573200 | 5.2118 | 30.0069 | 31.2631
2938 | 10576800 | 5.212 | 30.0099 | 31.2661
2939 | 10580400 | 5.2122 | 30.0129 | 31.269
2940 | 10584000 | 5.2123 | 30.0158 | 31.272
2941 | 10587600 | 5.2125 | 30.0188 | 31.275
2942 | 10591200 | 5.2127 | 30.0218 | 31.278
2943 | 10594800 | 5.2129 | 30.0247 | 31.2809
2944 | 10598400 | 5.213 | 30.0277 | 31.2839
2945 | 10602000 | 5.2132 | 30.0307 | 31.2869
2946 | 10605600 | 5.2134 | 30.0336 | 31.2899
2947 | 10609200 | 5.2135 | 30.0366 | 31.2929
2948 | 10612800 | 5.2137 | 30.0396 | 31.2958
2949 | 10616400 | 5.2139 | 30.0425 | 31.2988
2950 | 10620000 | 5.2141 | 30.0455 | 31.3018
2951 | 10623600 | 5.2142 | 30.0485 | 31.3048
2952 | 10627200 | 5.2144 | 30.0514 | 31.3077
2953 | 10630800 | 5.2146 | 30.0544 | 31.3107
2954 | 10634400 | 5.2147 | 30.0574 | 31.3137
2955 | 10638000 | 5.2149 | 30.0603 | 31.3166
2956 | 10641600 | 5.2151 | 30.0633 | 31.3196
2957 | 10645200 | 5.2153 | 30.0662 | 31.3226
2958 | 10648800 | 5.2154 | 30.0692 | 31.3256
2959 | 10652400 | 5.2156 | 30.0722 | 31.3285
2960 | 10656000 | 5.2158 | 30.0751 | 31.3315
2961 | 10659600 | 5.2159 | 30.0781 | 31.3345
2962 | 10663200 | 5.2161 | 30.081 | 31.3374
2963 | 10666800 | 5.2163 | 30.084 | 31.3404
2964 | 10670400 | 5.2164 | 30.087 | 31.3434
2965 | 10674000 | 5.2166 | 30.0899 | 31.3463
2966 | 10677600 | 5.2168 | 30.0929 | 31.3493
2967 | 10681200 | 5.217 | 30.0958 | 31.3523
2968 | 10684800 | 5.2171 | 30.0988 | 31.3552
2969 | 10688400 | 5.2173 | 30.1017 | 31.3582
2970 | 10692000 | 5.2175 | 30.1047 | 31.3612
2971 | 10695600 | 5.2176 | 30.1076 | 31.3641
2972 | 10699200 | 5.2178 | 30.1106 | 31.3671
2973 | 10702800 | 5.218 | 30.1136 | 31.3701
2974 | 10706400 | 5.2181 | 30.1165 | 31.373
2975 | 10710000 | 5.2183 | 30.1195 | 31.376
2976 | 10713600 | 5.2185 | 30.1224 | 31.379
2977 | 10717200 | 5.2187 | 30.1254 | 31.3819
2978 | 10720800 | 5.2188 | 30.1283 | 31.3849
2979 | 10724400 | 5.219 | 30.1313 | 31.3878
2980 | 10728000 | 5.2192 | 30.1342 | 31.3908
2981 | 10731600 | 5.2193 | 30.1372 | 31.3938
2982 | 10735200 | 5.2195 | 30.1401 | 31.3967
2983 | 10738800 | 5.2197 | 30.1431 | 31.3997
2984 | 10742400 | 5.2198 | 30.146 | 31.4026
2985 | 10746000 | 5.22 | 30.149 | 31.4056
2986 | 10749600 | 5.2202 | 30.1519 | 31.4086
2987 | 10753200 | 5.2203 | 30.1549 | 31.4115
2988 | 10756800 | 5.2205 | 30.1578 | 31.4145
2989 | 10760400 | 5.2207 | 30.1608 | 31.4174
2990 | 10764000 | 5.2208 | 30.1637 | 31.4204
2991 | 10767600 | 5.221 | 30.1666 | 31.4233
2992 | 10771200 | 5.2212 | 30.1696 | 31.4263
2993 | 10774800 | 5.2213 | 30.1725 | 31.4293
2994 | 10778400 | 5.2215 | 30.1755 | 31.4322
2995 | 10782000 | 5.2217 | 30.1784 | 31.4352
2996 | 10785600 | 5.2218 | 30.1814 | 31.4381
2997 | 10789200 | 5.222 | 30.1843 | 31.4411
2998 | 10792800 | 5.2222 | 30.1873 | 31.444
2999 | 10796400 | 5.2224 | 30.1902 | 31.447
3000 | 10800000 | 5.2225 | 30.1931 | 31.4499
3001 | 10803600 | 5.2227 | 30.1961 | 31.4529
3002 | 10807200 | 5.2229 | 30.199 | 31.4558
3003 | 10810800 | 5.223 | 30.202 | 31.4588
3004 | 10814400 | 5.2232 | 30.2049 | 31.4617
3005 | 10818000 | 5.2234 | 30.2078 | 31.4647
3006 | 10821600 | 5.2235 | 30.2108 | 31.4676
3007 | 10825200 | 5.2237 | 30.2137 | 31.4706
3008 | 10828800 | 5.2239 | 30.2167 | 31.4735
3009 | 10832400 | 5.224 | 30.2196 | 31.4765
3010 | 10836000 | 5.2242 | 30.2225 | 31.4794
3011 | 10839600 | 5.2244 | 30.2255 | 31.4824
3012 | 10843200 | 5.2245 | 30.2284 | 31.4853
3013 | 10846800 | 5.2247 | 30.2313 | 31.4883
3014 | 10850400 | 5.2249 | 30.2343 | 31.4912
3015 | 10854000 | 5.225 | 30.2372 | 31.4942
3016 | 10857600 | 5.2252 | 30.2401 | 31.4971
3017 | 10861200 | 5.2253 | 30.2431 | 31.5
3018 | 10864800 | 5.2255 | 30.246 | 31.503
3019 | 10868400 | 5.2257 | 30.2489 | 31.5059
3020 | 10872000 | 5.2258 | 30.2519 | 31.5089
3021 | 10875600 | 5.226 | 30.2548 | 31.5118
3022 | 10879200 | 5.2262 | 30.2577 | 31.5148
3023 | 10882800 | 5.2263 | 30.2607 | 31.5177
3024 | 10886400 | 5.2265 | 30.2636 | 31.5206
3025 | 10890000 | 5.2267 | 30.2665 | 31.5236
3026 | 10893600 | 5.2268 | 30.2695 | 31.5265
3027 | 10897200 | 5.227 | 30.2724 | 31.5295
3028 | 10900800 | 5.2272 | 30.2753 | 31.5324
3029 | 10904400 | 5.2273 | 30.2782 | 31.5353
3030 | 10908000 | 5.2275 | 30.2812 | 31.5383
3031 | 10911600 | 5.2277 | 30.2841 | 31.5412
3032 | 10915200 | 5.2278 | 30.287 | 31.5441
3033 | 10918800 | 5.228 | 30.29 | 31.5471
3034 | 10922400 | 5.2282 | 30.2929 | 31.55
3035 | 10926000 | 5.2283 | 30.2958 | 31.553
3036 | 10929600 | 5.2285 | 30.2987 | 31.5559
3037 | 10933200 | 5.2287 | 30.3017 | 31.5588
3038 | 10936800 | 5.2288 | 30.3046 | 31.5618
3039 | 10940400 | 5.229 | 30.3075 | 31.5647
3040 | 10944000 | 5.2291 | 30.3104 | 31.5676
3041 | 10947600 | 5.2293 | 30.3134 | 31.5706
3042 | 10951200 | 5.2295 | 30.3163 | 31.5735
3043 | 10954800 | 5.2296 | 30.3192 | 31.5764
3044 | 10958400 | 5.2298 | 30.3221 | 31.5794
3045 | 10962000 | 5.23 | 30.325 | 31.5823
3046 | 10965600 | 5.2301 | 30.328 | 31.5852
3047 | 10969200 | 5.2303 | 30.3309 | 31.5882
3048 | 10972800 | 5.2305 | 30.3338 | 31.5911
3049 | 10976400 | 5.2306 | 30.3367 | 31.594
3050 | 10980000 | 5.2308 | 30.3396 | 31.5969
3051 | 10983600 | 5.2309 | 30.3426 | 31.5999
3052 | 10987200 | 5.2311 | 30.3455 | 31.6028
3053 | 10990800 | 5.2313 | 30.3484 | 31.6057
3054 | 10994400 | 5.2314 | 30.3513 | 31.6087
3055 | 10998000 | 5.2316 | 30.3542 | 31.6116
3056 | 11001600 | 5.2318 | 30.3572 | 31.6145
3057 | 11005200 | 5.2319 | 30.3601 | 31.6174
3058 | 11008800 | 5.2321 | 30.363 | 31.6204
3059 | 11012400 | 5.2322 | 30.3659 | 31.6233
3060 | 11016000 | 5.2324 | 30.3688 | 31.6262
3061 | 11019600 | 5.2326 | 30.3717 | 31.6291
3062 | 11023200 | 5.2327 | 30.3746 | 31.6321
3063 | 11026800 | 5.2329 | 30.3776 | 31.635
3064 | 11030400 | 5.2331 | 30.3805 | 31.6379
3065 | 11034000 | 5.2332 | 30.3834 | 31.6408
3066 | 11037600 | 5.2334 | 30.3863 | 31.6438
3067 | 11041200 | 5.2335 | 30.3892 | 31.6467
3068 | 11044800 | 5.2337 | 30.3921 | 31.6496
3069 | 11048400 | 5.2339 | 30.395 | 31.6525
3070 | 11052000 | 5.234 | 30.3979 | 31.6554
3071 | 11055600 | 5.2342 | 30.4009 | 31.6584
3072 | 11059200 | 5.2344 | 30.4038 | 31.6613
3073 | 11062800 | 5.2345 | 30.4067 | 31.6642
3074 | 11066400 | 5.2347 | 30.4096 | 31.6671
3075 | 11070000 | 5.2348 | 30.4125 | 31.67
3076 | 11073600 | 5.235 | 30.4154 | 31.673
3077 | 11077200 | 5.2352 | 30.4183 | 31.6759
3078 | 11080800 | 5.2353 | 30.4212 | 31.6788
3079 | 11084400 | 5.2355 | 30.4241 | 31.6817
3080 | 11088000 | 5.2356 | 30.427 | 31.6846
3081 | 11091600 | 5.2358 | 30.4299 | 31.6875
3082 | 11095200 | 5.236 | 30.4328 | 31.6904
3083 | 11098800 | 5.2361 | 30.4357 | 31.6934
3084 | 11102400 | 5.2363 | 30.4386 | 31.6963
3085 | 11106000 | 5.2364 | 30.4416 | 31.6992
3086 | 11109600 | 5.2366 | 30.4445 | 31.7021
3087 | 11113200 | 5.2368 | 30.4474 | 31.705
3088 | 11116800 | 5.2369 | 30.4503 | 31.7079
3089 | 11120400 | 5.2371 | 30.4532 | 31.7108
3090 | 11124000 | 5.2373 | 30.4561 | 31.7138
3091 | 11127600 | 5.2374 | 30.459 | 31.7167
3092 | 11131200 | 5.2376 | 30.4619 | 31.7196
3093 | 11134800 | 5.2377 | 30.4648 | 31.7225
3094 | 11138400 | 5.2379 | 30.4677 | 31.7254
3095 | 11142000 | 5.2381 | 30.4706 | 31.7283
3096 | 11145600 | 5.2382 | 30.4735 | 31.7312
3097 | 11149200 | 5.2384 | 30.4764 | 31.7341
3098 | 11152800 | 5.2385 | 30.4793 | 31.737
3099 | 11156400 | 5.2387 | 30.4822 | 31.7399
3100 | 11160000 | 5.2389 | 30.4851 | 31.7428
3101 | 11163600 | 5.239 | 30.488 | 31.7458
3102 | 11167200 | 5.2392 | 30.4909 | 31.7487
3103 | 11170800 | 5.2393 | 30.4938 | 31.7516
3104 | 11174400 | 5.2395 | 30.4966 | 31.7545
3105 | 11178000 | 5.2396 | 30.4995 | 31.7574
3106 | 11181600 | 5.2398 | 30.5024 | 31.7603
3107 | 11185200 | 5.24 | 30.5053 | 31.7632
3108 | 11188800 | 5.2401 | 30.5082 | 31.7661
3109 | 11192400 | 5.2403 | 30.5111 | 31.769
3110 | 11196000 | 5.2404 | 30.514 | 31.7719
3111 | 11199600 | 5.2406 | 30.5169 | 31.7748
3112 | 11203200 | 5.2408 | 30.5198 | 31.7777
3113 | 11206800 | 5.2409 | 30.5227 | 31.7806
3114 | 11210400 | 5.2411 | 30.5256 | 31.7835
3115 | 11214000 | 5.2412 | 30.5285 | 31.7864
3116 | 11217600 | 5.2414 | 30.5314 | 31.7893
3117 | 11221200 | 5.2416 | 30.5343 | 31.7922
3118 | 11224800 | 5.2417 | 30.5371 | 31.7951
3119 | 11228400 | 5.2419 | 30.54 | 31.798
3120 | 11232000 | 5.242 | 30.5429 | 31.8009
3121 | 11235600 | 5.2422 | 30.5458 | 31.8038
3122 | 11239200 | 5.2423 | 30.5487 | 31.8067
3123 | 11242800 | 5.2425 | 30.5516 | 31.8096
3124 | 11246400 | 5.2427 | 30.5545 | 31.8125
3125 | 11250000 | 5.2428 | 30.5574 | 31.8154
3126 | 11253600 | 5.243 | 30.5603 | 31.8183
3127 | 11257200 | 5.2431 | 30.5631 | 31.8212
3128 | 11260800 | 5.2433 | 30.566 | 31.8241
3129 | 11264400 | 5.2434 | 30.5689 | 31.827
3130 | 11268000 | 5.2436 | 30.5718 | 31.8299
3131 | 11271600 | 5.2438 | 30.5747 | 31.8328
3132 | 11275200 | 5.2439 | 30.5776 | 31.8357
3133 | 11278800 | 5.2441 | 30.5804 | 31.8386
3134 | 11282400 | 5.2442 | 30.5833 | 31.8414
3135 | 11286000 | 5.2444 | 30.5862 | 31.8443
3136 | 11289600 | 5.2445 | 30.5891 | 31.8472
3137 | 11293200 | 5.2447 | 30.592 | 31.8501
3138 | 11296800 | 5.2449 | 30.5949 | 31.853
3139 | 11300400 | 5.245 | 30.5977 | 31.8559
3140 | 11304000 | 5.2452 | 30.6006 | 31.8588
3141 | 11307600 | 5.2453 | 30.6035 | 31.8617
3142 | 11311200 | 5.2455 | 30.6064 | 31.8646
3143 | 11314800 | 5.2456 | 30.6093 | 31.8675
3144 | 11318400 | 5.2458 | 30.6121 | 31.8703
3145 | 11322000 | 5.246 | 30.615 | 31.8732
3146 | 11325600 | 5.2461 | 30.6179 | 31.8761
3147 | 11329200 | 5.2463 | 30.6208 | 31.879
3148 | 11332800 | 5.2464 | 30.6236 | 31.8819
3149 | 11336400 | 5.2466 | 30.6265 | 31.8848
3150 | 11340000 | 5.2467 | 30.6294 | 31.8877
3151 | 11343600 | 5.2469 | 30.6323 | 31.8906
3152 | 11347200 | 5.2471 | 30.6352 | 31.8934
3153 | 11350800 | 5.2472 | 30.638 | 31.8963
3154 | 11354400 | 5.2474 | 30.6409 | 31.8992
3155 | 11358000 | 5.2475 | 30.6438 | 31.9021
3156 | 11361600 | 5.2477 | 30.6467 | 31.905
3157 | 11365200 | 5.2478 | 30.6495 | 31.9079
3158 | 11368800 | 5.248 | 30.6524 | 31.9107
3159 | 11372400 | 5.2481 | 30.6553 | 31.9136
3160 | 11376000 | 5.2483 | 30.6581 | 31.9165
3161 | 11379600 | 5.2485 | 30.661 | 31.9194
3162 | 11383200 | 5.2486 | 30.6639 | 31.9223
3163 | 11386800 | 5.2488 | 30.6668 | 31.9251
3164 | 11390400 | 5.2489 | 30.6696 | 31.928
3165 | 11394000 | 5.2491 | 30.6725 | 31.9309
3166 | 11397600 | 5.2492 | 30.6754 | 31.9338
3167 | 11401200 | 5.2494 | 30.6782 | 31.9367
3168 | 11404800 | 5.2495 | 30.6811 | 31.9395
3169 | 11408400 | 5.2497 | 30.684 | 31.9424
3170 | 11412000 | 5.2498 | 30.6868 | 31.9453
3171 | 11415600 | 5.25 | 30.6897 | 31.9482
3172 | 11419200 | 5.2502 | 30.6926 | 31.9511
3173 | 11422800 | 5.2503 | 30.6954 | 31.9539
3174 | 11426400 | 5.2505 | 30.6983 | 31.9568
3175 | 11430000 | 5.2506 | 30.7012 | 31.9597
3176 | 11433600 | 5.2508 | 30.704 | 31.9626
3177 | 11437200 | 5.2509 | 30.7069 | 31.9654
3178 | 11440800 | 5.2511 | 30.7098 | 31.9683
3179 | 11444400 | 5.2512 | 30.7126 | 31.9712
3180 | 11448000 | 5.2514 | 30.7155 | 31.9741
3181 | 11451600 | 5.2515 | 30.7184 | 31.9769
3182 | 11455200 | 5.2517 | 30.7212 | 31.9798
3183 | 11458800 | 5.2518 | 30.7241 | 31.9827
3184 | 11462400 | 5.252 | 30.727 | 31.9855
3185 | 11466000 | 5.2522 | 30.7298 | 31.9884
3186 | 11469600 | 5.2523 | 30.7327 | 31.9913
3187 | 11473200 | 5.2525 | 30.7355 | 31.9942
3188 | 11476800 | 5.2526 | 30.7384 | 31.997
3189 | 11480400 | 5.2528 | 30.7413 | 31.9999
3190 | 11484000 | 5.2529 | 30.7441 | 32.0028
3191 | 11487600 | 5.2531 | 30.747 | 32.0056
3192 | 11491200 | 5.2532 | 30.7498 | 32.0085
3193 | 11494800 | 5.2534 | 30.7527 | 32.0114
3194 | 11498400 | 5.2535 | 30.7556 | 32.0142
3195 | 11502000 | 5.2537 | 30.7584 | 32.0171
3196 | 11505600 | 5.2538 | 30.7613 | 32.02
3197 | 11509200 | 5.254 | 30.7641 | 32.0228
3198 | 11512800 | 5.2541 | 30.767 | 32.0257
3199 | 11516400 | 5.2543 | 30.7698 | 32.0286
3200 | 11520000 | 5.2545 | 30.7727 | 32.0314
3201 | 11523600 | 5.2546 | 30.7755 | 32.0343
3202 | 11527200 | 5.2548 | 30.7784 | 32.0372
3203 | 11530800 | 5.2549 | 30.7813 | 32.04
3204 | 11534400 | 5.2551 | 30.7841 | 32.0429
3205 | 11538000 | 5.2552 | 30.787 | 32.0457
3206 | 11541600 | 5.2554 | 30.7898 | 32.0486
3207 | 11545200 | 5.2555 | 30.7927 | 32.0515
3208 | 11548800 | 5.2557 | 30.7955 | 32.0543
3209 | 11552400 | 5.2558 | 30.7984 | 32.0572
3210 | 11556000 | 5.256 | 30.8012 | 32.0601
3211 | 11559600 | 5.2561 | 30.8041 | 32.0629
3212 | 11563200 | 5.2563 | 30.8069 | 32.0658
3213 | 11566800 | 5.2564 | 30.8098 | 32.0686
3214 | 11570400 | 5.2566 | 30.8126 | 32.0715
3215 | 11574000 | 5.2567 | 30.8155 | 32.0744
3216 | 11577600 | 5.2569 | 30.8183 | 32.0772
3217 | 11581200 | 5.257 | 30.8212 | 32.0801
3218 | 11584800 | 5.2572 | 30.824 | 32.0829
3219 | 11588400 | 5.2573 | 30.8269 | 32.0858
3220 | 11592000 | 5.2575 | 30.8297 | 32.0886
3221 | 11595600 | 5.2576 | 30.8326 | 32.0915
3222 | 11599200 | 5.2578 | 30.8354 | 32.0944
3223 | 11602800 | 5.2579 | 30.8383 | 32.0972
3224 | 11606400 | 5.2581 | 30.8411 | 32.1001
3225 | 11610000 | 5.2582 | 30.844 | 32.1029
3226 | 11613600 | 5.2584 | 30.8468 | 32.1058
3227 | 11617200 | 5.2585 | 30.8496 | 32.1086
3228 | 11620800 | 5.2587 | 30.8525 | 32.1115
3229 | 11624400 | 5.2588 | 30.8553 | 32.1143
3230 | 11628000 | 5.259 | 30.8582 | 32.1172
3231 | 11631600 | 5.2591 | 30.861 | 32.12
3232 | 11635200 | 5.2593 | 30.8639 | 32.1229
3233 | 11638800 | 5.2594 | 30.8667 | 32.1257
3234 | 11642400 | 5.2596 | 30.8695 | 32.1286
3235 | 11646000 | 5.2597 | 30.8724 | 32.1314
3236 | 11649600 | 5.2599 | 30.8752 | 32.1343
3237 | 11653200 | 5.26 | 30.8781 | 32.1371
3238 | 11656800 | 5.2602 | 30.8809 | 32.14
3239 | 11660400 | 5.2603 | 30.8837 | 32.1428
3240 | 11664000 | 5.2605 | 30.8866 | 32.1457
3241 | 11667600 | 5.2606 | 30.8894 | 32.1485
3242 | 11671200 | 5.2608 | 30.8923 | 32.1514
3243 | 11674800 | 5.2609 | 30.8951 | 32.1542
3244 | 11678400 | 5.2611 | 30.8979 | 32.1571
3245 | 11682000 | 5.2612 | 30.9008 | 32.1599
3246 | 11685600 | 5.2614 | 30.9036 | 32.1628
3247 | 11689200 | 5.2615 | 30.9064 | 32.1656
3248 | 11692800 | 5.2617 | 30.9093 | 32.1685
3249 | 11696400 | 5.2618 | 30.9121 | 32.1713
3250 | 11700000 | 5.262 | 30.915 | 32.1742
3251 | 11703600 | 5.2621 | 30.9178 | 32.177
3252 | 11707200 | 5.2623 | 30.9206 | 32.1798
3253 | 11710800 | 5.2624 | 30.9235 | 32.1827
3254 | 11714400 | 5.2626 | 30.9263 | 32.1855
3255 | 11718000 | 5.2627 | 30.9291 | 32.1884
3256 | 11721600 | 5.2629 | 30.932 | 32.1912
3257 | 11725200 | 5.263 | 30.9348 | 32.1941
3258 | 11728800 | 5.2632 | 30.9376 | 32.1969
3259 | 11732400 | 5.2633 | 30.9405 | 32.1997
3260 | 11736000 | 5.2635 | 30.9433 | 32.2026
3261 | 11739600 | 5.2636 | 30.9461 | 32.2054
3262 | 11743200 | 5.2638 | 30.9489 | 32.2083
3263 | 11746800 | 5.2639 | 30.9518 | 32.2111
3264 | 11750400 | 5.2641 | 30.9546 | 32.2139
3265 | 11754000 | 5.2642 | 30.9574 | 32.2168
3266 | 11757600 | 5.2644 | 30.9603 | 32.2196
3267 | 11761200 | 5.2645 | 30.9631 | 32.2224
3268 | 11764800 | 5.2647 | 30.9659 | 32.2253
3269 | 11768400 | 5.2648 | 30.9688 | 32.2281
3270 | 11772000 | 5.265 | 30.9716 | 32.231
3271 | 11775600 | 5.2651 | 30.9744 | 32.2338
3272 | 11779200 | 5.2653 | 30.9772 | 32.2366
3273 | 11782800 | 5.2654 | 30.9801 | 32.2395
3274 | 11786400 | 5.2656 | 30.9829 | 32.2423
3275 | 11790000 | 5.2657 | 30.9857 | 32.2451
3276 | 11793600 | 5.2659 | 30.9885 | 32.248
3277 | 11797200 | 5.266 | 30.9914 | 32.2508
3278 | 11800800 | 5.2661 | 30.9942 | 32.2536
3279 | 11804400 | 5.2663 | 30.997 | 32.2565
3280 | 11808000 | 5.2664 | 30.9998 | 32.2593
3281 | 11811600 | 5.2666 | 31.0027 | 32.2621
3282 | 11815200 | 5.2667 | 31.0055 | 32.265
3283 | 11818800 | 5.2669 | 31.0083 | 32.2678
3284 | 11822400 | 5.267 | 31.0111 | 32.2706
3285 | 11826000 | 5.2672 | 31.0139 | 32.2735
3286 | 11829600 | 5.2673 | 31.0168 | 32.2763
3287 | 11833200 | 5.2675 | 31.0196 | 32.2791
3288 | 11836800 | 5.2676 | 31.0224 | 32.2819
3289 | 11840400 | 5.2678 | 31.0252 | 32.2848
3290 | 11844000 | 5.2679 | 31.028 | 32.2876
3291 | 11847600 | 5.2681 | 31.0309 | 32.2904
3292 | 11851200 | 5.2682 | 31.0337 | 32.2933
3293 | 11854800 | 5.2684 | 31.0365 | 32.2961
3294 | 11858400 | 5.2685 | 31.0393 | 32.2989
3295 | 11862000 | 5.2686 | 31.0421 | 32.3017
3296 | 11865600 | 5.2688 | 31.0449 | 32.3046
3297 | 11869200 | 5.2689 | 31.0478 | 32.3074
3298 | 11872800 | 5.2691 | 31.0506 | 32.3102
3299 | 11876400 | 5.2692 | 31.0534 | 32.313
3300 | 11880000 | 5.2694 | 31.0562 | 32.3159
3301 | 11883600 | 5.2695 | 31.059 | 32.3187
3302 | 11887200 | 5.2697 | 31.0618 | 32.3215
3303 | 11890800 | 5.2698 | 31.0647 | 32.3243
3304 | 11894400 | 5.27 | 31.0675 | 32.3272
3305 | 11898000 | 5.2701 | 31.0703 | 32.33
3306 | 11901600 | 5.2702 | 31.0731 | 32.3328
3307 | 11905200 | 5.2704 | 31.0759 | 32.3356
3308 | 11908800 | 5.2705 | 31.0787 | 32.3384
3309 | 11912400 | 5.2707 | 31.0815 | 32.3413
3310 | 11916000 | 5.2708 | 31.0843 | 32.3441
3311 | 11919600 | 5.271 | 31.0872 | 32.3469
3312 | 11923200 | 5.2711 | 31.09 | 32.3497
3313 | 11926800 | 5.2713 | 31.0928 | 32.3525
3314 | 11930400 | 5.2714 | 31.0956 | 32.3554
3315 | 11934000 | 5.2716 | 31.0984 | 32.3582
3316 | 11937600 | 5.2717 | 31.1012 | 32.361
3317 | 11941200 | 5.2718 | 31.104 | 32.3638
3318 | 11944800 | 5.272 | 31.1068 | 32.3666
3319 | 11948400 | 5.2721 | 31.1096 | 32.3694
3320 | 11952000 | 5.2723 | 31.1124 | 32.3723
3321 | 11955600 | 5.2724 | 31.1152 | 32.3751
3322 | 11959200 | 5.2726 | 31.1181 | 32.3779
3323 | 11962800 | 5.2727 | 31.1209 | 32.3807
3324 | 11966400 | 5.2729 | 31.1237 | 32.3835
3325 | 11970000 | 5.273 | 31.1265 | 32.3863
3326 | 11973600 | 5.2731 | 31.1293 | 32.3892
3327 | 11977200 | 5.2733 | 31.1321 | 32.392
3328 | 11980800 | 5.2734 | 31.1349 | 32.3948
3329 | 11984400 | 5.2736 | 31.1377 | 32.3976
3330 | 11988000 | 5.2737 | 31.1405 | 32.4004
3331 | 11991600 | 5.2739 | 31.1433 | 32.4032
3332 | 11995200 | 5.274 | 31.1461 | 32.406
3333 | 11998800 | 5.2742 | 31.1489 | 32.4088
3334 | 12002400 | 5.2743 | 31.1517 | 32.4116
3335 | 12006000 | 5.2744 | 31.1545 | 32.4145
3336 | 12009600 | 5.2746 | 31.1573 | 32.4173
3337 | 12013200 | 5.2747 | 31.1601 | 32.4201
3338 | 12016800 | 5.2749 | 31.1629 | 32.4229
3339 | 12020400 | 5.275 | 31.1657 | 32.4257
3340 | 12024000 | 5.2752 | 31.1685 | 32.4285
3341 | 12027600 | 5.2753 | 31.1713 | 32.4313
3342 | 12031200 | 5.2755 | 31.1741 | 32.4341
3343 | 12034800 | 5.2756 | 31.1769 | 32.4369
3344 | 12038400 | 5.2757 | 31.1797 | 32.4397
3345 | 12042000 | 5.2759 | 31.1825 | 32.4425
3346 | 12045600 | 5.276 | 31.1853 | 32.4453
3347 | 12049200 | 5.2762 | 31.1881 | 32.4482
3348 | 12052800 | 5.2763 | 31.1909 | 32.451
3349 | 12056400 | 5.2765 | 31.1937 | 32.4538
3350 | 12060000 | 5.2766 | 31.1965 | 32.4566
3351 | 12063600 | 5.2767 | 31.1993 | 32.4594
3352 | 12067200 | 5.2769 | 31.2021 | 32.4622
3353 | 12070800 | 5.277 | 31.2049 | 32.465
3354 | 12074400 | 5.2772 | 31.2077 | 32.4678
3355 | 12078000 | 5.2773 | 31.2105 | 32.4706
3356 | 12081600 | 5.2775 | 31.2133 | 32.4734
3357 | 12085200 | 5.2776 | 31.216 | 32.4762
3358 | 12088800 | 5.2777 | 31.2188 | 32.479
3359 | 12092400 | 5.2779 | 31.2216 | 32.4818
3360 | 12096000 | 5.278 | 31.2244 | 32.4846
3361 | 12099600 | 5.2782 | 31.2272 | 32.4874
3362 | 12103200 | 5.2783 | 31.23 | 32.4902
3363 | 12106800 | 5.2784 | 31.2328 | 32.493
3364 | 12110400 | 5.2786 | 31.2356 | 32.4958
3365 | 12114000 | 5.2787 | 31.2384 | 32.4986
3366 | 12117600 | 5.2789 | 31.2412 | 32.5014
3367 | 12121200 | 5.279 | 31.244 | 32.5042
3368 | 12124800 | 5.2792 | 31.2467 | 32.507
3369 | 12128400 | 5.2793 | 31.2495 | 32.5098
3370 | 12132000 | 5.2794 | 31.2523 | 32.5126
3371 | 12135600 | 5.2796 | 31.2551 | 32.5154
3372 | 12139200 | 5.2797 | 31.2579 | 32.5182
3373 | 12142800 | 5.2799 | 31.2607 | 32.521
3374 | 12146400 | 5.28 | 31.2635 | 32.5238
3375 | 12150000 | 5.2801 | 31.2663 | 32.5266
3376 | 12153600 | 5.2803 | 31.269 | 32.5294
3377 | 12157200 | 5.2804 | 31.2718 | 32.5321
3378 | 12160800 | 5.2806 | 31.2746 | 32.5349
3379 | 12164400 | 5.2807 | 31.2774 | 32.5377
3380 | 12168000 | 5.2809 | 31.2802 | 32.5405
3381 | 12171600 | 5.281 | 31.283 | 32.5433
3382 | 12175200 | 5.2811 | 31.2858 | 32.5461
3383 | 12178800 | 5.2813 | 31.2885 | 32.5489
3384 | 12182400 | 5.2814 | 31.2913 | 32.5517
3385 | 12186000 | 5.2816 | 31.2941 | 32.5545
3386 | 12189600 | 5.2817 | 31.2969 | 32.5573
3387 | 12193200 | 5.2818 | 31.2997 | 32.5601
3388 | 12196800 | 5.282 | 31.3024 | 32.5629
3389 | 12200400 | 5.2821 | 31.3052 | 32.5656
3390 | 12204000 | 5.2823 | 31.308 | 32.5684
3391 | 12207600 | 5.2824 | 31.3108 | 32.5712
3392 | 12211200 | 5.2825 | 31.3136 | 32.574
3393 | 12214800 | 5.2827 | 31.3163 | 32.5768
3394 | 12218400 | 5.2828 | 31.3191 | 32.5796
3395 | 12222000 | 5.283 | 31.3219 | 32.5824
3396 | 12225600 | 5.2831 | 31.3247 | 32.5852
3397 | 12229200 | 5.2832 | 31.3275 | 32.588
3398 | 12232800 | 5.2834 | 31.3302 | 32.5907
3399 | 12236400 | 5.2835 | 31.333 | 32.5935
3400 | 12240000 | 5.2837 | 31.3358 | 32.5963
3401 | 12243600 | 5.2838 | 31.3386 | 32.5991
3402 | 12247200 | 5.2839 | 31.3413 | 32.6019
3403 | 12250800 | 5.2841 | 31.3441 | 32.6047
3404 | 12254400 | 5.2842 | 31.3469 | 32.6074
3405 | 12258000 | 5.2844 | 31.3497 | 32.6102
3406 | 12261600 | 5.2845 | 31.3524 | 32.613
3407 | 12265200 | 5.2846 | 31.3552 | 32.6158
3408 | 12268800 | 5.2848 | 31.358 | 32.6186
3409 | 12272400 | 5.2849 | 31.3608 | 32.6214
3410 | 12276000 | 5.2851 | 31.3635 | 32.6241
3411 | 12279600 | 5.2852 | 31.3663 | 32.6269
3412 | 12283200 | 5.2853 | 31.3691 | 32.6297
3413 | 12286800 | 5.2855 | 31.3719 | 32.6325
3414 | 12290400 | 5.2856 | 31.3746 | 32.6353
3415 | 12294000 | 5.2858 | 31.3774 | 32.638
3416 | 12297600 | 5.2859 | 31.3802 | 32.6408
3417 | 12301200 | 5.286 | 31.3829 | 32.6436
3418 | 12304800 | 5.2862 | 31.3857 | 32.6464
3419 | 12308400 | 5.2863 | 31.3885 | 32.6492
3420 | 12312000 | 5.2865 | 31.3913 | 32.6519
3421 | 12315600 | 5.2866 | 31.394 | 32.6547
3422 | 12319200 | 5.2867 | 31.3968 | 32.6575
3423 | 12322800 | 5.2869 | 31.3996 | 32.6603
3424 | 12326400 | 5.287 | 31.4023 | 32.663
3425 | 12330000 | 5.2871 | 31.4051 | 32.6658
3426 | 12333600 | 5.2873 | 31.4079 | 32.6686
3427 | 12337200 | 5.2874 | 31.4106 | 32.6714
3428 | 12340800 | 5.2876 | 31.4134 | 32.6741
3429 | 12344400 | 5.2877 | 31.4162 | 32.6769
3430 | 12348000 | 5.2878 | 31.4189 | 32.6797
3431 | 12351600 | 5.288 | 31.4217 | 32.6825
3432 | 12355200 | 5.2881 | 31.4245 | 32.6852
3433 | 12358800 | 5.2883 | 31.4272 | 32.688
3434 | 12362400 | 5.2884 | 31.43 | 32.6908
3435 | 12366000 | 5.2885 | 31.4327 | 32.6936
3436 | 12369600 | 5.2887 | 31.4355 | 32.6963
3437 | 12373200 | 5.2888 | 31.4383 | 32.6991
3438 | 12376800 | 5.2889 | 31.441 | 32.7019
3439 | 12380400 | 5.2891 | 31.4438 | 32.7046
3440 | 12384000 | 5.2892 | 31.4466 | 32.7074
3441 | 12387600 | 5.2894 | 31.4493 | 32.7102
3442 | 12391200 | 5.2895 | 31.4521 | 32.7129
3443 | 12394800 | 5.2896 | 31.4548 | 32.7157
3444 | 12398400 | 5.2898 | 31.4576 | 32.7185
3445 | 12402000 | 5.2899 | 31.4604 | 32.7213
3446 | 12405600 | 5.29 | 31.4631 | 32.724
3447 | 12409200 | 5.2902 | 31.4659 | 32.7268
3448 | 12412800 | 5.2903 | 31.4686 | 32.7296
3449 | 12416400 | 5.2905 | 31.4714 | 32.7323
3450 | 12420000 | 5.2906 | 31.4742 | 32.7351
3451 | 12423600 | 5.2907 | 31.4769 | 32.7379
3452 | 12427200 | 5.2909 | 31.4797 | 32.7406
3453 | 12430800 | 5.291 | 31.4824 | 32.7434
3454 | 12434400 | 5.2911 | 31.4852 | 32.7462
3455 | 12438000 | 5.2913 | 31.4879 | 32.7489
3456 | 12441600 | 5.2914 | 31.4907 | 32.7517
3457 | 12445200 | 5.2915 | 31.4935 | 32.7544
3458 | 12448800 | 5.2917 | 31.4962 | 32.7572
3459 | 12452400 | 5.2918 | 31.499 | 32.76
3460 | 12456000 | 5.292 | 31.5017 | 32.7627
3461 | 12459600 | 5.2921 | 31.5045 | 32.7655
3462 | 12463200 | 5.2922 | 31.5072 | 32.7683
3463 | 12466800 | 5.2924 | 31.51 | 32.771
3464 | 12470400 | 5.2925 | 31.5127 | 32.7738
3465 | 12474000 | 5.2926 | 31.5155 | 32.7765
3466 | 12477600 | 5.2928 | 31.5182 | 32.7793
3467 | 12481200 | 5.2929 | 31.521 | 32.7821
3468 | 12484800 | 5.293 | 31.5237 | 32.7848
3469 | 12488400 | 5.2932 | 31.5265 | 32.7876
3470 | 12492000 | 5.2933 | 31.5292 | 32.7903
3471 | 12495600 | 5.2935 | 31.532 | 32.7931
3472 | 12499200 | 5.2936 | 31.5347 | 32.7959
3473 | 12502800 | 5.2937 | 31.5375 | 32.7986
3474 | 12506400 | 5.2939 | 31.5402 | 32.8014
3475 | 12510000 | 5.294 | 31.543 | 32.8041
3476 | 12513600 | 5.2941 | 31.5457 | 32.8069
3477 | 12517200 | 5.2943 | 31.5485 | 32.8096
3478 | 12520800 | 5.2944 | 31.5512 | 32.8124
3479 | 12524400 | 5.2945 | 31.554 | 32.8152
3480 | 12528000 | 5.2947 | 31.5567 | 32.8179
3481 | 12531600 | 5.2948 | 31.5595 | 32.8207
3482 | 12535200 | 5.2949 | 31.5622 | 32.8234
3483 | 12538800 | 5.2951 | 31.565 | 32.8262
3484 | 12542400 | 5.2952 | 31.5677 | 32.8289
3485 | 12546000 | 5.2954 | 31.5705 | 32.8317
3486 | 12549600 | 5.2955 | 31.5732 | 32.8344
3487 | 12553200 | 5.2956 | 31.5759 | 32.8372
3488 | 12556800 | 5.2958 | 31.5787 | 32.8399
3489 | 12560400 | 5.2959 | 31.5814 | 32.8427
3490 | 12564000 | 5.296 | 31.5842 | 32.8454
3491 | 12567600 | 5.2962 | 31.5869 | 32.8482
3492 | 12571200 | 5.2963 | 31.5897 | 32.8509
3493 | 12574800 | 5.2964 | 31.5924 | 32.8537
3494 | 12578400 | 5.2966 | 31.5951 | 32.8564
3495 | 12582000 | 5.2967 | 31.5979 | 32.8592
3496 | 12585600 | 5.2968 | 31.6006 | 32.8619
3497 | 12589200 | 5.297 | 31.6034 | 32.8647
3498 | 12592800 | 5.2971 | 31.6061 | 32.8674
3499 | 12596400 | 5.2972 | 31.6089 | 32.8702
3500 | 12600000 | 5.2974 | 31.6116 | 32.8729
3501 | 12603600 | 5.2975 | 31.6143 | 32.8757
3502 | 12607200 | 5.2976 | 31.6171 | 32.8784
3503 | 12610800 | 5.2978 | 31.6198 | 32.8812
3504 | 12614400 | 5.2979 | 31.6225 | 32.8839
3505 | 12618000 | 5.298 | 31.6253 | 32.8867
3506 | 12621600 | 5.2982 | 31.628 | 32.8894
3507 | 12625200 | 5.2983 | 31.6308 | 32.8922
3508 | 12628800 | 5.2984 | 31.6335 | 32.8949
3509 | 12632400 | 5.2986 | 31.6362 | 32.8977
3510 | 12636000 | 5.2987 | 31.639 | 32.9004
3511 | 12639600 | 5.2988 | 31.6417 | 32.9031
3512 | 12643200 | 5.299 | 31.6444 | 32.9059
3513 | 12646800 | 5.2991 | 31.6472 | 32.9086
3514 | 12650400 | 5.2992 | 31.6499 | 32.9114
3515 | 12654000 | 5.2994 | 31.6526 | 32.9141
3516 | 12657600 | 5.2995 | 31.6554 | 32.9169
3517 | 12661200 | 5.2996 | 31.6581 | 32.9196
3518 | 12664800 | 5.2998 | 31.6608 | 32.9223
3519 | 12668400 | 5.2999 | 31.6636 | 32.9251
3520 | 12672000 | 5.3 | 31.6663 | 32.9278
3521 | 12675600 | 5.3002 | 31.669 | 32.9306
3522 | 12679200 | 5.3003 | 31.6718 | 32.9333
3523 | 12682800 | 5.3004 | 31.6745 | 32.936
3524 | 12686400 | 5.3006 | 31.6772 | 32.9388
3525 | 12690000 | 5.3007 | 31.68 | 32.9415
3526 | 12693600 | 5.3008 | 31.6827 | 32.9443
3527 | 12697200 | 5.301 | 31.6854 | 32.947
3528 | 12700800 | 5.3011 | 31.6882 | 32.9497
3529 | 12704400 | 5.3012 | 31.6909 | 32.9525
3530 | 12708000 | 5.3014 | 31.6936 | 32.9552
3531 | 12711600 | 5.3015 | 31.6963 | 32.9579
3532 | 12715200 | 5.3016 | 31.6991 | 32.9607
3533 | 12718800 | 5.3018 | 31.7018 | 32.9634
3534 | 12722400 | 5.3019 | 31.7045 | 32.9662
3535 | 12726000 | 5.302 | 31.7073 | 32.9689
3536 | 12729600 | 5.3022 | 31.71 | 32.9716
3537 | 12733200 | 5.3023 | 31.7127 | 32.9744
3538 | 12736800 | 5.3024 | 31.7154 | 32.9771
3539 | 12740400 | 5.3026 | 31.7182 | 32.9798
3540 | 12744000 | 5.3027 | 31.7209 | 32.9826
3541 | 12747600 | 5.3028 | 31.7236 | 32.9853
3542 | 12751200 | 5.303 | 31.7263 | 32.988
3543 | 12754800 | 5.3031 | 31.7291 | 32.9908
3544 | 12758400 | 5.3032 | 31.7318 | 32.9935
3545 | 12762000 | 5.3034 | 31.7345 | 32.9962
3546 | 12765600 | 5.3035 | 31.7372 | 32.999
3547 | 12769200 | 5.3036 | 31.74 | 33.0017
3548 | 12772800 | 5.3038 | 31.7427 | 33.0044
3549 | 12776400 | 5.3039 | 31.7454 | 33.0071
3550 | 12780000 | 5.304 | 31.7481 | 33.0099
3551 | 12783600 | 5.3041 | 31.7508 | 33.0126
3552 | 12787200 | 5.3043 | 31.7536 | 33.0153
3553 | 12790800 | 5.3044 | 31.7563 | 33.0181
3554 | 12794400 | 5.3045 | 31.759 | 33.0208
3555 | 12798000 | 5.3047 | 31.7617 | 33.0235
3556 | 12801600 | 5.3048 | 31.7644 | 33.0262
3557 | 12805200 | 5.3049 | 31.7672 | 33.029
3558 | 12808800 | 5.3051 | 31.7699 | 33.0317
3559 | 12812400 | 5.3052 | 31.7726 | 33.0344
3560 | 12816000 | 5.3053 | 31.7753 | 33.0372
3561 | 12819600 | 5.3055 | 31.778 | 33.0399
3562 | 12823200 | 5.3056 | 31.7808 | 33.0426
3563 | 12826800 | 5.3057 | 31.7835 | 33.0453
3564 | 12830400 | 5.3059 | 31.7862 | 33.0481
3565 | 12834000 | 5.306 | 31.7889 | 33.0508
3566 | 12837600 | 5.3061 | 31.7916 | 33.0535
3567 | 12841200 | 5.3062 | 31.7943 | 33.0562
3568 | 12844800 | 5.3064 | 31.7971 | 33.0589
3569 | 12848400 | 5.3065 | 31.7998 | 33.0617
3570 | 12852000 | 5.3066 | 31.8025 | 33.0644
3571 | 12855600 | 5.3068 | 31.8052 | 33.0671
3572 | 12859200 | 5.3069 | 31.8079 | 33.0698
3573 | 12862800 | 5.307 | 31.8106 | 33.0726
3574 | 12866400 | 5.3072 | 31.8133 | 33.0753
3575 | 12870000 | 5.3073 | 31.8161 | 33.078
3576 | 12873600 | 5.3074 | 31.8188 | 33.0807
3577 | 12877200 | 5.3075 | 31.8215 | 33.0834
3578 | 12880800 | 5.3077 | 31.8242 | 33.0862
3579 | 12884400 | 5.3078 | 31.8269 | 33.0889
3580 | 12888000 | 5.3079 | 31.8296 | 33.0916
3581 | 12891600 | 5.3081 | 31.8323 | 33.0943
3582 | 12895200 | 5.3082 | 31.835 | 33.097
3583 | 12898800 | 5.3083 | 31.8377 | 33.0998
3584 | 12902400 | 5.3085 | 31.8405 | 33.1025
3585 | 12906000 | 5.3086 | 31.8432 | 33.1052
3586 | 12909600 | 5.3087 | 31.8459 | 33.1079
3587 | 12913200 | 5.3088 | 31.8486 | 33.1106
3588 | 12916800 | 5.309 | 31.8513 | 33.1133
3589 | 12920400 | 5.3091 | 31.854 | 33.1161
3590 | 12924000 | 5.3092 | 31.8567 | 33.1188
3591 | 12927600 | 5.3094 | 31.8594 | 33.1215
3592 | 12931200 | 5.3095 | 31.8621 | 33.1242
3593 | 12934800 | 5.3096 | 31.8648 | 33.1269
3594 | 12938400 | 5.3098 | 31.8675 | 33.1296
3595 | 12942000 | 5.3099 | 31.8702 | 33.1323
3596 | 12945600 | 5.31 | 31.8729 | 33.1351
3597 | 12949200 | 5.3101 | 31.8756 | 33.1378
3598 | 12952800 | 5.3103 | 31.8784 | 33.1405
3599 | 12956400 | 5.3104 | 31.8811 | 33.1432
3600 | 12960000 | 5.3105 | 31.8838 | 33.1459
3601 | 12963600 | 5.3107 | 31.8865 | 33.1486
3602 | 12967200 | 5.3108 | 31.8892 | 33.1513
3603 | 12970800 | 5.3109 | 31.8919 | 33.154
3604 | 12974400 | 5.311 | 31.8946 | 33.1568
3605 | 12978000 | 5.3112 | 31.8973 | 33.1595
3606 | 12981600 | 5.3113 | 31.9 | 33.1622
3607 | 12985200 | 5.3114 | 31.9027 | 33.1649
3608 | 12988800 | 5.3116 | 31.9054 | 33.1676
3609 | 12992400 | 5.3117 | 31.9081 | 33.1703
3610 | 12996000 | 5.3118 | 31.9108 | 33.173
3611 | 12999600 | 5.3119 | 31.9135 | 33.1757
3612 | 13003200 | 5.3121 | 31.9162 | 33.1784
3613 | 13006800 | 5.3122 | 31.9189 | 33.1811
3614 | 13010400 | 5.3123 | 31.9216 | 33.1838
3615 | 13014000 | 5.3125 | 31.9243 | 33.1865
3616 | 13017600 | 5.3126 | 31.927 | 33.1893
3617 | 13021200 | 5.3127 | 31.9297 | 33.192
3618 | 13024800 | 5.3128 | 31.9324 | 33.1947
3619 | 13028400 | 5.313 | 31.9351 | 33.1974
3620 | 13032000 | 5.3131 | 31.9378 | 33.2001
3621 | 13035600 | 5.3132 | 31.9405 | 33.2028
3622 | 13039200 | 5.3134 | 31.9432 | 33.2055
3623 | 13042800 | 5.3135 | 31.9459 | 33.2082
3624 | 13046400 | 5.3136 | 31.9486 | 33.2109
3625 | 13050000 | 5.3137 | 31.9512 | 33.2136
3626 | 13053600 | 5.3139 | 31.9539 | 33.2163
3627 | 13057200 | 5.314 | 31.9566 | 33.219
3628 | 13060800 | 5.3141 | 31.9593 | 33.2217
3629 | 13064400 | 5.3142 | 31.962 | 33.2244
3630 | 13068000 | 5.3144 | 31.9647 | 33.2271
3631 | 13071600 | 5.3145 | 31.9674 | 33.2298
3632 | 13075200 | 5.3146 | 31.9701 | 33.2325
3633 | 13078800 | 5.3148 | 31.9728 | 33.2352
3634 | 13082400 | 5.3149 | 31.9755 | 33.2379
3635 | 13086000 | 5.315 | 31.9782 | 33.2406
3636 | 13089600 | 5.3151 | 31.9809 | 33.2433
3637 | 13093200 | 5.3153 | 31.9836 | 33.246
3638 | 13096800 | 5.3154 | 31.9863 | 33.2487
3639 | 13100400 | 5.3155 | 31.989 | 33.2514
3640 | 13104000 | 5.3156 | 31.9916 | 33.2541
3641 | 13107600 | 5.3158 | 31.9943 | 33.2568
3642 | 13111200 | 5.3159 | 31.997 | 33.2595
3643 | 13114800 | 5.316 | 31.9997 | 33.2622
3644 | 13118400 | 5.3162 | 32.0024 | 33.2649
3645 | 13122000 | 5.3163 | 32.0051 | 33.2676
3646 | 13125600 | 5.3164 | 32.0078 | 33.2703
3647 | 13129200 | 5.3165 | 32.0105 | 33.273
3648 | 13132800 | 5.3167 | 32.0132 | 33.2757
3649 | 13136400 | 5.3168 | 32.0158 | 33.2784
3650 | 13140000 | 5.3169 | 32.0185 | 33.2811
3651 | 13143600 | 5.317 | 32.0212 | 33.2838
3652 | 13147200 | 5.3172 | 32.0239 | 33.2865
3653 | 13150800 | 5.3173 | 32.0266 | 33.2891
3654 | 13154400 | 5.3174 | 32.0293 | 33.2918
3655 | 13158000 | 5.3175 | 32.032 | 33.2945
3656 | 13161600 | 5.3177 | 32.0346 | 33.2972
3657 | 13165200 | 5.3178 | 32.0373 | 33.2999
3658 | 13168800 | 5.3179 | 32.04 | 33.3026
3659 | 13172400 | 5.318 | 32.0427 | 33.3053
3660 | 13176000 | 5.3182 | 32.0454 | 33.308
3661 | 13179600 | 5.3183 | 32.0481 | 33.3107
3662 | 13183200 | 5.3184 | 32.0507 | 33.3134
3663 | 13186800 | 5.3186 | 32.0534 | 33.3161
3664 | 13190400 | 5.3187 | 32.0561 | 33.3187
3665 | 13194000 | 5.3188 | 32.0588 | 33.3214
3666 | 13197600 | 5.3189 | 32.0615 | 33.3241
3667 | 13201200 | 5.3191 | 32.0641 | 33.3268
3668 | 13204800 | 5.3192 | 32.0668 | 33.3295
3669 | 13208400 | 5.3193 | 32.0695 | 33.3322
3670 | 13212000 | 5.3194 | 32.0722 | 33.3349
3671 | 13215600 | 5.3196 | 32.0749 | 33.3376
3672 | 13219200 | 5.3197 | 32.0775 | 33.3403
3673 | 13222800 | 5.3198 | 32.0802 | 33.3429
3674 | 13226400 | 5.3199 | 32.0829 | 33.3456
3675 | 13230000 | 5.3201 | 32.0856 | 33.3483
3676 | 13233600 | 5.3202 | 32.0883 | 33.351
3677 | 13237200 | 5.3203 | 32.0909 | 33.3537
3678 | 13240800 | 5.3204 | 32.0936 | 33.3564
3679 | 13244400 | 5.3206 | 32.0963 | 33.3591
3680 | 13248000 | 5.3207 | 32.099 | 33.3617
3681 | 13251600 | 5.3208 | 32.1016 | 33.3644
3682 | 13255200 | 5.3209 | 32.1043 | 33.3671
3683 | 13258800 | 5.3211 | 32.107 | 33.3698
3684 | 13262400 | 5.3212 | 32.1097 | 33.3725
3685 | 13266000 | 5.3213 | 32.1124 | 33.3752
3686 | 13269600 | 5.3214 | 32.115 | 33.3778
3687 | 13273200 | 5.3216 | 32.1177 | 33.3805
3688 | 13276800 | 5.3217 | 32.1204 | 33.3832
3689 | 13280400 | 5.3218 | 32.123 | 33.3859
3690 | 13284000 | 5.3219 | 32.1257 | 33.3886
3691 | 13287600 | 5.3221 | 32.1284 | 33.3912
3692 | 13291200 | 5.3222 | 32.1311 | 33.3939
3693 | 13294800 | 5.3223 | 32.1337 | 33.3966
3694 | 13298400 | 5.3224 | 32.1364 | 33.3993
3695 | 13302000 | 5.3226 | 32.1391 | 33.402
3696 | 13305600 | 5.3227 | 32.1418 | 33.4046
3697 | 13309200 | 5.3228 | 32.1444 | 33.4073
3698 | 13312800 | 5.3229 | 32.1471 | 33.41
3699 | 13316400 | 5.323 | 32.1498 | 33.4127
3700 | 13320000 | 5.3232 | 32.1524 | 33.4154
3701 | 13323600 | 5.3233 | 32.1551 | 33.418
3702 | 13327200 | 5.3234 | 32.1578 | 33.4207
3703 | 13330800 | 5.3235 | 32.1604 | 33.4234
3704 | 13334400 | 5.3237 | 32.1631 | 33.4261
3705 | 13338000 | 5.3238 | 32.1658 | 33.4287
3706 | 13341600 | 5.3239 | 32.1684 | 33.4314
3707 | 13345200 | 5.324 | 32.1711 | 33.4341
3708 | 13348800 | 5.3242 | 32.1738 | 33.4368
3709 | 13352400 | 5.3243 | 32.1764 | 33.4394
3710 | 13356000 | 5.3244 | 32.1791 | 33.4421
3711 | 13359600 | 5.3245 | 32.1818 | 33.4448
3712 | 13363200 | 5.3247 | 32.1844 | 33.4475
3713 | 13366800 | 5.3248 | 32.1871 | 33.4501
3714 | 13370400 | 5.3249 | 32.1898 | 33.4528
3715 | 13374000 | 5.325 | 32.1924 | 33.4555
3716 | 13377600 | 5.3251 | 32.1951 | 33.4581
3717 | 13381200 | 5.3253 | 32.1978 | 33.4608
3718 | 13384800 | 5.3254 | 32.2004 | 33.4635
3719 | 13388400 | 5.3255 | 32.2031 | 33.4662
3720 | 13392000 | 5.3256 | 32.2058 | 33.4688
3721 | 13395600 | 5.3258 | 32.2084 | 33.4715
3722 | 13399200 | 5.3259 | 32.2111 | 33.4742
3723 | 13402800 | 5.326 | 32.2137 | 33.4768
3724 | 13406400 | 5.3261 | 32.2164 | 33.4795
3725 | 13410000 | 5.3263 | 32.2191 | 33.4822
3726 | 13413600 | 5.3264 | 32.2217 | 33.4848
3727 | 13417200 | 5.3265 | 32.2244 | 33.4875
3728 | 13420800 | 5.3266 | 32.2271 | 33.4902
3729 | 13424400 | 5.3267 | 32.2297 | 33.4929
3730 | 13428000 | 5.3269 | 32.2324 | 33.4955
3731 | 13431600 | 5.327 | 32.235 | 33.4982
3732 | 13435200 | 5.3271 | 32.2377 | 33.5009
3733 | 13438800 | 5.3272 | 32.2404 | 33.5035
3734 | 13442400 | 5.3274 | 32.243 | 33.5062
3735 | 13446000 | 5.3275 | 32.2457 | 33.5088
3736 | 13449600 | 5.3276 | 32.2483 | 33.5115
3737 | 13453200 | 5.3277 | 32.251 | 33.5142
3738 | 13456800 | 5.3278 | 32.2536 | 33.5168
3739 | 13460400 | 5.328 | 32.2563 | 33.5195
3740 | 13464000 | 5.3281 | 32.259 | 33.5222
3741 | 13467600 | 5.3282 | 32.2616 | 33.5248
3742 | 13471200 | 5.3283 | 32.2643 | 33.5275
3743 | 13474800 | 5.3285 | 32.2669 | 33.5302
3744 | 13478400 | 5.3286 | 32.2696 | 33.5328
3745 | 13482000 | 5.3287 | 32.2722 | 33.5355
3746 | 13485600 | 5.3288 | 32.2749 | 33.5381
3747 | 13489200 | 5.3289 | 32.2775 | 33.5408
3748 | 13492800 | 5.3291 | 32.2802 | 33.5435
3749 | 13496400 | 5.3292 | 32.2828 | 33.5461
3750 | 13500000 | 5.3293 | 32.2855 | 33.5488
3751 | 13503600 | 5.3294 | 32.2882 | 33.5515
3752 | 13507200 | 5.3296 | 32.2908 | 33.5541
3753 | 13510800 | 5.3297 | 32.2935 | 33.5568
3754 | 13514400 | 5.3298 | 32.2961 | 33.5594
3755 | 13518000 | 5.3299 | 32.2988 | 33.5621
3756 | 13521600 | 5.33 | 32.3014 | 33.5648
3757 | 13525200 | 5.3302 | 32.3041 | 33.5674
3758 | 13528800 | 5.3303 | 32.3067 | 33.5701
3759 | 13532400 | 5.3304 | 32.3094 | 33.5727
3760 | 13536000 | 5.3305 | 32.312 | 33.5754
3761 | 13539600 | 5.3306 | 32.3147 | 33.578
3762 | 13543200 | 5.3308 | 32.3173 | 33.5807
3763 | 13546800 | 5.3309 | 32.32 | 33.5834
3764 | 13550400 | 5.331 | 32.3226 | 33.586
3765 | 13554000 | 5.3311 | 32.3253 | 33.5887
3766 | 13557600 | 5.3313 | 32.3279 | 33.5913
3767 | 13561200 | 5.3314 | 32.3306 | 33.594
3768 | 13564800 | 5.3315 | 32.3332 | 33.5966
3769 | 13568400 | 5.3316 | 32.3359 | 33.5993
3770 | 13572000 | 5.3317 | 32.3385 | 33.6019
3771 | 13575600 | 5.3319 | 32.3411 | 33.6046
3772 | 13579200 | 5.332 | 32.3438 | 33.6072
3773 | 13582800 | 5.3321 | 32.3464 | 33.6099
3774 | 13586400 | 5.3322 | 32.3491 | 33.6126
3775 | 13590000 | 5.3323 | 32.3517 | 33.6152
3776 | 13593600 | 5.3325 | 32.3544 | 33.6179
3777 | 13597200 | 5.3326 | 32.357 | 33.6205
3778 | 13600800 | 5.3327 | 32.3597 | 33.6232
3779 | 13604400 | 5.3328 | 32.3623 | 33.6258
3780 | 13608000 | 5.3329 | 32.3649 | 33.6285
3781 | 13611600 | 5.3331 | 32.3676 | 33.6311
3782 | 13615200 | 5.3332 | 32.3702 | 33.6338
3783 | 13618800 | 5.3333 | 32.3729 | 33.6364
3784 | 13622400 | 5.3334 | 32.3755 | 33.6391
3785 | 13626000 | 5.3335 | 32.3782 | 33.6417
3786 | 13629600 | 5.3337 | 32.3808 | 33.6444
3787 | 13633200 | 5.3338 | 32.3834 | 33.647
3788 | 13636800 | 5.3339 | 32.3861 | 33.6497
3789 | 13640400 | 5.334 | 32.3887 | 33.6523
3790 | 13644000 | 5.3341 | 32.3914 | 33.6549
3791 | 13647600 | 5.3343 | 32.394 | 33.6576
3792 | 13651200 | 5.3344 | 32.3966 | 33.6602
3793 | 13654800 | 5.3345 | 32.3993 | 33.6629
3794 | 13658400 | 5.3346 | 32.4019 | 33.6655
3795 | 13662000 | 5.3347 | 32.4046 | 33.6682
3796 | 13665600 | 5.3349 | 32.4072 | 33.6708
3797 | 13669200 | 5.335 | 32.4098 | 33.6735
3798 | 13672800 | 5.3351 | 32.4125 | 33.6761
3799 | 13676400 | 5.3352 | 32.4151 | 33.6788
3800 | 13680000 | 5.3353 | 32.4177 | 33.6814
3801 | 13683600 | 5.3355 | 32.4204 | 33.684
3802 | 13687200 | 5.3356 | 32.423 | 33.6867
3803 | 13690800 | 5.3357 | 32.4257 | 33.6893
3804 | 13694400 | 5.3358 | 32.4283 | 33.692
3805 | 13698000 | 5.3359 | 32.4309 | 33.6946
3806 | 13701600 | 5.3361 | 32.4336 | 33.6973
3807 | 13705200 | 5.3362 | 32.4362 | 33.6999
3808 | 13708800 | 5.3363 | 32.4388 | 33.7025
3809 | 13712400 | 5.3364 | 32.4415 | 33.7052
3810 | 13716000 | 5.3365 | 32.4441 | 33.7078
3811 | 13719600 | 5.3366 | 32.4467 | 33.7105
3812 | 13723200 | 5.3368 | 32.4494 | 33.7131
3813 | 13726800 | 5.3369 | 32.452 | 33.7157
3814 | 13730400 | 5.337 | 32.4546 | 33.7184
3815 | 13734000 | 5.3371 | 32.4573 | 33.721
3816 | 13737600 | 5.3372 | 32.4599 | 33.7237
3817 | 13741200 | 5.3374 | 32.4625 | 33.7263
3818 | 13744800 | 5.3375 | 32.4652 | 33.7289
3819 | 13748400 | 5.3376 | 32.4678 | 33.7316
3820 | 13752000 | 5.3377 | 32.4704 | 33.7342
3821 | 13755600 | 5.3378 | 32.473 | 33.7369
3822 | 13759200 | 5.338 | 32.4757 | 33.7395
3823 | 13762800 | 5.3381 | 32.4783 | 33.7421
3824 | 13766400 | 5.3382 | 32.4809 | 33.7448
3825 | 13770000 | 5.3383 | 32.4836 | 33.7474
3826 | 13773600 | 5.3384 | 32.4862 | 33.75
3827 | 13777200 | 5.3385 | 32.4888 | 33.7527
3828 | 13780800 | 5.3387 | 32.4914 | 33.7553
3829 | 13784400 | 5.3388 | 32.4941 | 33.7579
3830 | 13788000 | 5.3389 | 32.4967 | 33.7606
3831 | 13791600 | 5.339 | 32.4993 | 33.7632
3832 | 13795200 | 5.3391 | 32.502 | 33.7658
3833 | 13798800 | 5.3392 | 32.5046 | 33.7685
3834 | 13802400 | 5.3394 | 32.5072 | 33.7711
3835 | 13806000 | 5.3395 | 32.5098 | 33.7737
3836 | 13809600 | 5.3396 | 32.5125 | 33.7764
3837 | 13813200 | 5.3397 | 32.5151 | 33.779
3838 | 13816800 | 5.3398 | 32.5177 | 33.7816
3839 | 13820400 | 5.34 | 32.5203 | 33.7843
3840 | 13824000 | 5.3401 | 32.523 | 33.7869
3841 | 13827600 | 5.3402 | 32.5256 | 33.7895
3842 | 13831200 | 5.3403 | 32.5282 | 33.7922
3843 | 13834800 | 5.3404 | 32.5308 | 33.7948
3844 | 13838400 | 5.3405 | 32.5335 | 33.7974
3845 | 13842000 | 5.3407 | 32.5361 | 33.8001
3846 | 13845600 | 5.3408 | 32.5387 | 33.8027
3847 | 13849200 | 5.3409 | 32.5413 | 33.8053
3848 | 13852800 | 5.341 | 32.5439 | 33.8079
3849 | 13856400 | 5.3411 | 32.5466 | 33.8106
3850 | 13860000 | 5.3412 | 32.5492 | 33.8132
3851 | 13863600 | 5.3414 | 32.5518 | 33.8158
3852 | 13867200 | 5.3415 | 32.5544 | 33.8185
3853 | 13870800 | 5.3416 | 32.557 | 33.8211
3854 | 13874400 | 5.3417 | 32.5597 | 33.8237
3855 | 13878000 | 5.3418 | 32.5623 | 33.8263
3856 | 13881600 | 5.3419 | 32.5649 | 33.829
3857 | 13885200 | 5.3421 | 32.5675 | 33.8316
3858 | 13888800 | 5.3422 | 32.5701 | 33.8342
3859 | 13892400 | 5.3423 | 32.5728 | 33.8368
3860 | 13896000 | 5.3424 | 32.5754 | 33.8395
3861 | 13899600 | 5.3425 | 32.578 | 33.8421
3862 | 13903200 | 5.3426 | 32.5806 | 33.8447
3863 | 13906800 | 5.3428 | 32.5832 | 33.8473
3864 | 13910400 | 5.3429 | 32.5858 | 33.85
3865 | 13914000 | 5.343 | 32.5885 | 33.8526
3866 | 13917600 | 5.3431 | 32.5911 | 33.8552
3867 | 13921200 | 5.3432 | 32.5937 | 33.8578
3868 | 13924800 | 5.3433 | 32.5963 | 33.8604
3869 | 13928400 | 5.3435 | 32.5989 | 33.8631
3870 | 13932000 | 5.3436 | 32.6015 | 33.8657
3871 | 13935600 | 5.3437 | 32.6041 | 33.8683
3872 | 13939200 | 5.3438 | 32.6068 | 33.8709
3873 | 13942800 | 5.3439 | 32.6094 | 33.8736
3874 | 13946400 | 5.344 | 32.612 | 33.8762
3875 | 13950000 | 5.3442 | 32.6146 | 33.8788
3876 | 13953600 | 5.3443 | 32.6172 | 33.8814
3877 | 13957200 | 5.3444 | 32.6198 | 33.884
3878 | 13960800 | 5.3445 | 32.6224 | 33.8867
3879 | 13964400 | 5.3446 | 32.625 | 33.8893
3880 | 13968000 | 5.3447 | 32.6277 | 33.8919
3881 | 13971600 | 5.3449 | 32.6303 | 33.8945
3882 | 13975200 | 5.345 | 32.6329 | 33.8971
3883 | 13978800 | 5.3451 | 32.6355 | 33.8997
3884 | 13982400 | 5.3452 | 32.6381 | 33.9024
3885 | 13986000 | 5.3453 | 32.6407 | 33.905
3886 | 13989600 | 5.3454 | 32.6433 | 33.9076
3887 | 13993200 | 5.3456 | 32.6459 | 33.9102
3888 | 13996800 | 5.3457 | 32.6485 | 33.9128
3889 | 14000400 | 5.3458 | 32.6511 | 33.9154
3890 | 14004000 | 5.3459 | 32.6538 | 33.9181
3891 | 14007600 | 5.346 | 32.6564 | 33.9207
3892 | 14011200 | 5.3461 | 32.659 | 33.9233
3893 | 14014800 | 5.3462 | 32.6616 | 33.9259
3894 | 14018400 | 5.3464 | 32.6642 | 33.9285
3895 | 14022000 | 5.3465 | 32.6668 | 33.9311
3896 | 14025600 | 5.3466 | 32.6694 | 33.9337
3897 | 14029200 | 5.3467 | 32.672 | 33.9364
3898 | 14032800 | 5.3468 | 32.6746 | 33.939
3899 | 14036400 | 5.3469 | 32.6772 | 33.9416
3900 | 14040000 | 5.347 | 32.6798 | 33.9442
3901 | 14043600 | 5.3472 | 32.6824 | 33.9468
3902 | 14047200 | 5.3473 | 32.685 | 33.9494
3903 | 14050800 | 5.3474 | 32.6876 | 33.952
3904 | 14054400 | 5.3475 | 32.6902 | 33.9546
3905 | 14058000 | 5.3476 | 32.6928 | 33.9572
3906 | 14061600 | 5.3477 | 32.6954 | 33.9599
3907 | 14065200 | 5.3479 | 32.698 | 33.9625
3908 | 14068800 | 5.348 | 32.7007 | 33.9651
3909 | 14072400 | 5.3481 | 32.7033 | 33.9677
3910 | 14076000 | 5.3482 | 32.7059 | 33.9703
3911 | 14079600 | 5.3483 | 32.7085 | 33.9729
3912 | 14083200 | 5.3484 | 32.7111 | 33.9755
3913 | 14086800 | 5.3485 | 32.7137 | 33.9781
3914 | 14090400 | 5.3487 | 32.7163 | 33.9807
3915 | 14094000 | 5.3488 | 32.7189 | 33.9833
3916 | 14097600 | 5.3489 | 32.7215 | 33.9859
3917 | 14101200 | 5.349 | 32.7241 | 33.9886
3918 | 14104800 | 5.3491 | 32.7267 | 33.9912
3919 | 14108400 | 5.3492 | 32.7293 | 33.9938
3920 | 14112000 | 5.3493 | 32.7319 | 33.9964
3921 | 14115600 | 5.3495 | 32.7345 | 33.999
3922 | 14119200 | 5.3496 | 32.7371 | 34.0016
3923 | 14122800 | 5.3497 | 32.7397 | 34.0042
3924 | 14126400 | 5.3498 | 32.7423 | 34.0068
3925 | 14130000 | 5.3499 | 32.7448 | 34.0094
3926 | 14133600 | 5.35 | 32.7474 | 34.012
3927 | 14137200 | 5.3501 | 32.75 | 34.0146
3928 | 14140800 | 5.3503 | 32.7526 | 34.0172
3929 | 14144400 | 5.3504 | 32.7552 | 34.0198
3930 | 14148000 | 5.3505 | 32.7578 | 34.0224
3931 | 14151600 | 5.3506 | 32.7604 | 34.025
3932 | 14155200 | 5.3507 | 32.763 | 34.0276
3933 | 14158800 | 5.3508 | 32.7656 | 34.0302
3934 | 14162400 | 5.3509 | 32.7682 | 34.0328
3935 | 14166000 | 5.351 | 32.7708 | 34.0354
3936 | 14169600 | 5.3512 | 32.7734 | 34.038
3937 | 14173200 | 5.3513 | 32.776 | 34.0406
3938 | 14176800 | 5.3514 | 32.7786 | 34.0432
3939 | 14180400 | 5.3515 | 32.7812 | 34.0458
3940 | 14184000 | 5.3516 | 32.7838 | 34.0484
3941 | 14187600 | 5.3517 | 32.7864 | 34.051
3942 | 14191200 | 5.3518 | 32.789 | 34.0536
3943 | 14194800 | 5.352 | 32.7915 | 34.0562
3944 | 14198400 | 5.3521 | 32.7941 | 34.0588
3945 | 14202000 | 5.3522 | 32.7967 | 34.0614
3946 | 14205600 | 5.3523 | 32.7993 | 34.064
3947 | 14209200 | 5.3524 | 32.8019 | 34.0666
3948 | 14212800 | 5.3525 | 32.8045 | 34.0692
3949 | 14216400 | 5.3526 | 32.8071 | 34.0718
3950 | 14220000 | 5.3527 | 32.8097 | 34.0744
3951 | 14223600 | 5.3529 | 32.8123 | 34.077
3952 | 14227200 | 5.353 | 32.8149 | 34.0796
3953 | 14230800 | 5.3531 | 32.8174 | 34.0822
3954 | 14234400 | 5.3532 | 32.82 | 34.0848
3955 | 14238000 | 5.3533 | 32.8226 | 34.0874
3956 | 14241600 | 5.3534 | 32.8252 | 34.09
3957 | 14245200 | 5.3535 | 32.8278 | 34.0926
3958 | 14248800 | 5.3536 | 32.8304 | 34.0952
3959 | 14252400 | 5.3538 | 32.833 | 34.0978
3960 | 14256000 | 5.3539 | 32.8356 | 34.1003
3961 | 14259600 | 5.354 | 32.8381 | 34.1029
3962 | 14263200 | 5.3541 | 32.8407 | 34.1055
3963 | 14266800 | 5.3542 | 32.8433 | 34.1081
3964 | 14270400 | 5.3543 | 32.8459 | 34.1107
3965 | 14274000 | 5.3544 | 32.8485 | 34.1133
3966 | 14277600 | 5.3545 | 32.8511 | 34.1159
3967 | 14281200 | 5.3547 | 32.8537 | 34.1185
3968 | 14284800 | 5.3548 | 32.8562 | 34.1211
3969 | 14288400 | 5.3549 | 32.8588 | 34.1237
3970 | 14292000 | 5.355 | 32.8614 | 34.1263
3971 | 14295600 | 5.3551 | 32.864 | 34.1289
3972 | 14299200 | 5.3552 | 32.8666 | 34.1314
3973 | 14302800 | 5.3553 | 32.8692 | 34.134
3974 | 14306400 | 5.3554 | 32.8717 | 34.1366
3975 | 14310000 | 5.3556 | 32.8743 | 34.1392
3976 | 14313600 | 5.3557 | 32.8769 | 34.1418
3977 | 14317200 | 5.3558 | 32.8795 | 34.1444
3978 | 14320800 | 5.3559 | 32.8821 | 34.147
3979 | 14324400 | 5.356 | 32.8846 | 34.1496
3980 | 14328000 | 5.3561 | 32.8872 | 34.1521
3981 | 14331600 | 5.3562 | 32.8898 | 34.1547
3982 | 14335200 | 5.3563 | 32.8924 | 34.1573
3983 | 14338800 | 5.3564 | 32.895 | 34.1599
3984 | 14342400 | 5.3566 | 32.8975 | 34.1625
3985 | 14346000 | 5.3567 | 32.9001 | 34.1651
3986 | 14349600 | 5.3568 | 32.9027 | 34.1677
3987 | 14353200 | 5.3569 | 32.9053 | 34.1703
3988 | 14356800 | 5.357 | 32.9079 | 34.1728
3989 | 14360400 | 5.3571 | 32.9104 | 34.1754
3990 | 14364000 | 5.3572 | 32.913 | 34.178
3991 | 14367600 | 5.3573 | 32.9156 | 34.1806
3992 | 14371200 | 5.3575 | 32.9182 | 34.1832
3993 | 14374800 | 5.3576 | 32.9207 | 34.1858
3994 | 14378400 | 5.3577 | 32.9233 | 34.1883
3995 | 14382000 | 5.3578 | 32.9259 | 34.1909
3996 | 14385600 | 5.3579 | 32.9285 | 34.1935
3997 | 14389200 | 5.358 | 32.931 | 34.1961
3998 | 14392800 | 5.3581 | 32.9336 | 34.1987
3999 | 14396400 | 5.3582 | 32.9362 | 34.2012
4000 | 14400000 | 5.3583 | 32.9388 | 34.2038
4001 | 14403600 | 5.3584 | 32.9413 | 34.2064
4002 | 14407200 | 5.3586 | 32.9439 | 34.209
4003 | 14410800 | 5.3587 | 32.9465 | 34.2116
4004 | 14414400 | 5.3588 | 32.9491 | 34.2142
4005 | 14418000 | 5.3589 | 32.9516 | 34.2167
4006 | 14421600 | 5.359 | 32.9542 | 34.2193
4007 | 14425200 | 5.3591 | 32.9568 | 34.2219
4008 | 14428800 | 5.3592 | 32.9594 | 34.2245
4009 | 14432400 | 5.3593 | 32.9619 | 34.227
4010 | 14436000 | 5.3594 | 32.9645 | 34.2296
4011 | 14439600 | 5.3596 | 32.9671 | 34.2322
4012 | 14443200 | 5.3597 | 32.9696 | 34.2348
4013 | 14446800 | 5.3598 | 32.9722 | 34.2374
4014 | 14450400 | 5.3599 | 32.9748 | 34.2399
4015 | 14454000 | 5.36 | 32.9774 | 34.2425
4016 | 14457600 | 5.3601 | 32.9799 | 34.2451
4017 | 14461200 | 5.3602 | 32.9825 | 34.2477
4018 | 14464800 | 5.3603 | 32.9851 | 34.2502
4019 | 14468400 | 5.3604 | 32.9876 | 34.2528
4020 | 14472000 | 5.3605 | 32.9902 | 34.2554
4021 | 14475600 | 5.3607 | 32.9928 | 34.258
4022 | 14479200 | 5.3608 | 32.9953 | 34.2605
4023 | 14482800 | 5.3609 | 32.9979 | 34.2631
4024 | 14486400 | 5.361 | 33.0005 | 34.2657
4025 | 14490000 | 5.3611 | 33.003 | 34.2683
4026 | 14493600 | 5.3612 | 33.0056 | 34.2708
4027 | 14497200 | 5.3613 | 33.0082 | 34.2734
4028 | 14500800 | 5.3614 | 33.0107 | 34.276
4029 | 14504400 | 5.3615 | 33.0133 | 34.2786
4030 | 14508000 | 5.3616 | 33.0159 | 34.2811
4031 | 14511600 | 5.3618 | 33.0184 | 34.2837
4032 | 14515200 | 5.3619 | 33.021 | 34.2863
4033 | 14518800 | 5.362 | 33.0236 | 34.2888
4034 | 14522400 | 5.3621 | 33.0261 | 34.2914
4035 | 14526000 | 5.3622 | 33.0287 | 34.294
4036 | 14529600 | 5.3623 | 33.0313 | 34.2966
4037 | 14533200 | 5.3624 | 33.0338 | 34.2991
4038 | 14536800 | 5.3625 | 33.0364 | 34.3017
4039 | 14540400 | 5.3626 | 33.0389 | 34.3043
4040 | 14544000 | 5.3627 | 33.0415 | 34.3068
4041 | 14547600 | 5.3629 | 33.0441 | 34.3094
4042 | 14551200 | 5.363 | 33.0466 | 34.312
4043 | 14554800 | 5.3631 | 33.0492 | 34.3145
4044 | 14558400 | 5.3632 | 33.0518 | 34.3171
4045 | 14562000 | 5.3633 | 33.0543 | 34.3197
4046 | 14565600 | 5.3634 | 33.0569 | 34.3222
4047 | 14569200 | 5.3635 | 33.0594 | 34.3248
4048 | 14572800 | 5.3636 | 33.062 | 34.3274
4049 | 14576400 | 5.3637 | 33.0646 | 34.3299
4050 | 14580000 | 5.3638 | 33.0671 | 34.3325
4051 | 14583600 | 5.3639 | 33.0697 | 34.3351
4052 | 14587200 | 5.3641 | 33.0722 | 34.3376
4053 | 14590800 | 5.3642 | 33.0748 | 34.3402
4054 | 14594400 | 5.3643 | 33.0773 | 34.3428
4055 | 14598000 | 5.3644 | 33.0799 | 34.3453
4056 | 14601600 | 5.3645 | 33.0825 | 34.3479
4057 | 14605200 | 5.3646 | 33.085 | 34.3505
4058 | 14608800 | 5.3647 | 33.0876 | 34.353
4059 | 14612400 | 5.3648 | 33.0901 | 34.3556
4060 | 14616000 | 5.3649 | 33.0927 | 34.3581
4061 | 14619600 | 5.365 | 33.0952 | 34.3607
4062 | 14623200 | 5.3651 | 33.0978 | 34.3633
4063 | 14626800 | 5.3652 | 33.1004 | 34.3658
4064 | 14630400 | 5.3654 | 33.1029 | 34.3684
4065 | 14634000 | 5.3655 | 33.1055 | 34.371
4066 | 14637600 | 5.3656 | 33.108 | 34.3735
4067 | 14641200 | 5.3657 | 33.1106 | 34.3761
4068 | 14644800 | 5.3658 | 33.1131 | 34.3786
4069 | 14648400 | 5.3659 | 33.1157 | 34.3812
4070 | 14652000 | 5.366 | 33.1182 | 34.3838
4071 | 14655600 | 5.3661 | 33.1208 | 34.3863
4072 | 14659200 | 5.3662 | 33.1233 | 34.3889
4073 | 14662800 | 5.3663 | 33.1259 | 34.3914
4074 | 14666400 | 5.3664 | 33.1285 | 34.394
4075 | 14670000 | 5.3665 | 33.131 | 34.3966
4076 | 14673600 | 5.3667 | 33.1336 | 34.3991
4077 | 14677200 | 5.3668 | 33.1361 | 34.4017
4078 | 14680800 | 5.3669 | 33.1387 | 34.4042
4079 | 14684400 | 5.367 | 33.1412 | 34.4068
4080 | 14688000 | 5.3671 | 33.1438 | 34.4093
4081 | 14691600 | 5.3672 | 33.1463 | 34.4119
4082 | 14695200 | 5.3673 | 33.1489 | 34.4145
4083 | 14698800 | 5.3674 | 33.1514 | 34.417
4084 | 14702400 | 5.3675 | 33.154 | 34.4196
4085 | 14706000 | 5.3676 | 33.1565 | 34.4221
4086 | 14709600 | 5.3677 | 33.1591 | 34.4247
4087 | 14713200 | 5.3678 | 33.1616 | 34.4272
4088 | 14716800 | 5.3679 | 33.1642 | 34.4298
4089 | 14720400 | 5.3681 | 33.1667 | 34.4324
4090 | 14724000 | 5.3682 | 33.1693 | 34.4349
4091 | 14727600 | 5.3683 | 33.1718 | 34.4375
4092 | 14731200 | 5.3684 | 33.1743 | 34.44
4093 | 14734800 | 5.3685 | 33.1769 | 34.4426
4094 | 14738400 | 5.3686 | 33.1794 | 34.4451
4095 | 14742000 | 5.3687 | 33.182 | 34.4477
4096 | 14745600 | 5.3688 | 33.1845 | 34.4502
4097 | 14749200 | 5.3689 | 33.1871 | 34.4528
4098 | 14752800 | 5.369 | 33.1896 | 34.4553
4099 | 14756400 | 5.3691 | 33.1922 | 34.4579
4100 | 14760000 | 5.3692 | 33.1947 | 34.4604
4101 | 14763600 | 5.3693 | 33.1973 | 34.463
4102 | 14767200 | 5.3694 | 33.1998 | 34.4655
4103 | 14770800 | 5.3696 | 33.2023 | 34.4681
4104 | 14774400 | 5.3697 | 33.2049 | 34.4706
4105 | 14778000 | 5.3698 | 33.2074 | 34.4732
4106 | 14781600 | 5.3699 | 33.21 | 34.4757
4107 | 14785200 | 5.37 | 33.2125 | 34.4783
4108 | 14788800 | 5.3701 | 33.2151 | 34.4808
4109 | 14792400 | 5.3702 | 33.2176 | 34.4834
4110 | 14796000 | 5.3703 | 33.2201 | 34.4859
4111 | 14799600 | 5.3704 | 33.2227 | 34.4885
4112 | 14803200 | 5.3705 | 33.2252 | 34.491
4113 | 14806800 | 5.3706 | 33.2278 | 34.4936
4114 | 14810400 | 5.3707 | 33.2303 | 34.4961
4115 | 14814000 | 5.3708 | 33.2328 | 34.4987
4116 | 14817600 | 5.3709 | 33.2354 | 34.5012
4117 | 14821200 | 5.371 | 33.2379 | 34.5038
4118 | 14824800 | 5.3711 | 33.2405 | 34.5063
4119 | 14828400 | 5.3713 | 33.243 | 34.5089
4120 | 14832000 | 5.3714 | 33.2455 | 34.5114
4121 | 14835600 | 5.3715 | 33.2481 | 34.5139
4122 | 14839200 | 5.3716 | 33.2506 | 34.5165
4123 | 14842800 | 5.3717 | 33.2532 | 34.519
4124 | 14846400 | 5.3718 | 33.2557 | 34.5216
4125 | 14850000 | 5.3719 | 33.2582 | 34.5241
4126 | 14853600 | 5.372 | 33.2608 | 34.5267
4127 | 14857200 | 5.3721 | 33.2633 | 34.5292
4128 | 14860800 | 5.3722 | 33.2658 | 34.5317
4129 | 14864400 | 5.3723 | 33.2684 | 34.5343
4130 | 14868000 | 5.3724 | 33.2709 | 34.5368
4131 | 14871600 | 5.3725 | 33.2735 | 34.5394
4132 | 14875200 | 5.3726 | 33.276 | 34.5419
4133 | 14878800 | 5.3727 | 33.2785 | 34.5445
4134 | 14882400 | 5.3728 | 33.2811 | 34.547
4135 | 14886000 | 5.373 | 33.2836 | 34.5495
4136 | 14889600 | 5.3731 | 33.2861 | 34.5521
4137 | 14893200 | 5.3732 | 33.2887 | 34.5546
4138 | 14896800 | 5.3733 | 33.2912 | 34.5572
4139 | 14900400 | 5.3734 | 33.2937 | 34.5597
4140 | 14904000 | 5.3735 | 33.2963 | 34.5622
4141 | 14907600 | 5.3736 | 33.2988 | 34.5648
4142 | 14911200 | 5.3737 | 33.3013 | 34.5673
4143 | 14914800 | 5.3738 | 33.3039 | 34.5699
4144 | 14918400 | 5.3739 | 33.3064 | 34.5724
4145 | 14922000 | 5.374 | 33.3089 | 34.5749
4146 | 14925600 | 5.3741 | 33.3115 | 34.5775
4147 | 14929200 | 5.3742 | 33.314 | 34.58
4148 | 14932800 | 5.3743 | 33.3165 | 34.5826
4149 | 14936400 | 5.3744 | 33.3191 | 34.5851
4150 | 14940000 | 5.3745 | 33.3216 | 34.5876
4151 | 14943600 | 5.3746 | 33.3241 | 34.5902
4152 | 14947200 | 5.3747 | 33.3266 | 34.5927
4153 | 14950800 | 5.3748 | 33.3292 | 34.5952
4154 | 14954400 | 5.375 | 33.3317 | 34.5978
4155 | 14958000 | 5.3751 | 33.3342 | 34.6003
4156 | 14961600 | 5.3752 | 33.3368 | 34.6028
4157 | 14965200 | 5.3753 | 33.3393 | 34.6054
4158 | 14968800 | 5.3754 | 33.3418 | 34.6079
4159 | 14972400 | 5.3755 | 33.3443 | 34.6104
4160 | 14976000 | 5.3756 | 33.3469 | 34.613
4161 | 14979600 | 5.3757 | 33.3494 | 34.6155
4162 | 14983200 | 5.3758 | 33.3519 | 34.618
4163 | 14986800 | 5.3759 | 33.3545 | 34.6206
4164 | 14990400 | 5.376 | 33.357 | 34.6231
4165 | 14994000 | 5.3761 | 33.3595 | 34.6256
4166 | 14997600 | 5.3762 | 33.362 | 34.6282
4167 | 15001200 | 5.3763 | 33.3646 | 34.6307
4168 | 15004800 | 5.3764 | 33.3671 | 34.6332
4169 | 15008400 | 5.3765 | 33.3696 | 34.6358
4170 | 15012000 | 5.3766 | 33.3721 | 34.6383
4171 | 15015600 | 5.3767 | 33.3747 | 34.6408
4172 | 15019200 | 5.3768 | 33.3772 | 34.6434
4173 | 15022800 | 5.3769 | 33.3797 | 34.6459
4174 | 15026400 | 5.377 | 33.3822 | 34.6484
4175 | 15030000 | 5.3772 | 33.3847 | 34.651
4176 | 15033600 | 5.3773 | 33.3873 | 34.6535
4177 | 15037200 | 5.3774 | 33.3898 | 34.656
4178 | 15040800 | 5.3775 | 33.3923 | 34.6585
4179 | 15044400 | 5.3776 | 33.3948 | 34.6611
4180 | 15048000 | 5.3777 | 33.3974 | 34.6636
4181 | 15051600 | 5.3778 | 33.3999 | 34.6661
4182 | 15055200 | 5.3779 | 33.4024 | 34.6686
4183 | 15058800 | 5.378 | 33.4049 | 34.6712
4184 | 15062400 | 5.3781 | 33.4074 | 34.6737
4185 | 15066000 | 5.3782 | 33.41 | 34.6762
4186 | 15069600 | 5.3783 | 33.4125 | 34.6788
4187 | 15073200 | 5.3784 | 33.415 | 34.6813
4188 | 15076800 | 5.3785 | 33.4175 | 34.6838
4189 | 15080400 | 5.3786 | 33.42 | 34.6863
4190 | 15084000 | 5.3787 | 33.4226 | 34.6889
4191 | 15087600 | 5.3788 | 33.4251 | 34.6914
4192 | 15091200 | 5.3789 | 33.4276 | 34.6939
4193 | 15094800 | 5.379 | 33.4301 | 34.6964
4194 | 15098400 | 5.3791 | 33.4326 | 34.699
4195 | 15102000 | 5.3792 | 33.4352 | 34.7015
4196 | 15105600 | 5.3793 | 33.4377 | 34.704
4197 | 15109200 | 5.3794 | 33.4402 | 34.7065
4198 | 15112800 | 5.3795 | 33.4427 | 34.7091
4199 | 15116400 | 5.3796 | 33.4452 | 34.7116
4200 | 15120000 | 5.3797 | 33.4477 | 34.7141
4201 | 15123600 | 5.3798 | 33.4503 | 34.7166
4202 | 15127200 | 5.38 | 33.4528 | 34.7191
4203 | 15130800 | 5.3801 | 33.4553 | 34.7217
4204 | 15134400 | 5.3802 | 33.4578 | 34.7242
4205 | 15138000 | 5.3803 | 33.4603 | 34.7267
4206 | 15141600 | 5.3804 | 33.4628 | 34.7292
4207 | 15145200 | 5.3805 | 33.4653 | 34.7317
4208 | 15148800 | 5.3806 | 33.4679 | 34.7343
4209 | 15152400 | 5.3807 | 33.4704 | 34.7368
4210 | 15156000 | 5.3808 | 33.4729 | 34.7393
4211 | 15159600 | 5.3809 | 33.4754 | 34.7418
4212 | 15163200 | 5.381 | 33.4779 | 34.7443
4213 | 15166800 | 5.3811 | 33.4804 | 34.7469
4214 | 15170400 | 5.3812 | 33.4829 | 34.7494
4215 | 15174000 | 5.3813 | 33.4854 | 34.7519
4216 | 15177600 | 5.3814 | 33.488 | 34.7544
4217 | 15181200 | 5.3815 | 33.4905 | 34.7569
4218 | 15184800 | 5.3816 | 33.493 | 34.7595
4219 | 15188400 | 5.3817 | 33.4955 | 34.762
4220 | 15192000 | 5.3818 | 33.498 | 34.7645
4221 | 15195600 | 5.3819 | 33.5005 | 34.767
4222 | 15199200 | 5.382 | 33.503 | 34.7695
4223 | 15202800 | 5.3821 | 33.5055 | 34.772
4224 | 15206400 | 5.3822 | 33.508 | 34.7746
4225 | 15210000 | 5.3823 | 33.5106 | 34.7771
4226 | 15213600 | 5.3824 | 33.5131 | 34.7796
4227 | 15217200 | 5.3825 | 33.5156 | 34.7821
4228 | 15220800 | 5.3826 | 33.5181 | 34.7846
4229 | 15224400 | 5.3827 | 33.5206 | 34.7871
4230 | 15228000 | 5.3828 | 33.5231 | 34.7896
4231 | 15231600 | 5.3829 | 33.5256 | 34.7922
4232 | 15235200 | 5.383 | 33.5281 | 34.7947
4233 | 15238800 | 5.3831 | 33.5306 | 34.7972
4234 | 15242400 | 5.3832 | 33.5331 | 34.7997
4235 | 15246000 | 5.3833 | 33.5356 | 34.8022
4236 | 15249600 | 5.3834 | 33.5381 | 34.8047
4237 | 15253200 | 5.3835 | 33.5406 | 34.8072
4238 | 15256800 | 5.3836 | 33.5431 | 34.8097
4239 | 15260400 | 5.3837 | 33.5457 | 34.8123
4240 | 15264000 | 5.3839 | 33.5482 | 34.8148
4241 | 15267600 | 5.384 | 33.5507 | 34.8173
4242 | 15271200 | 5.3841 | 33.5532 | 34.8198
4243 | 15274800 | 5.3842 | 33.5557 | 34.8223
4244 | 15278400 | 5.3843 | 33.5582 | 34.8248
4245 | 15282000 | 5.3844 | 33.5607 | 34.8273
4246 | 15285600 | 5.3845 | 33.5632 | 34.8298
4247 | 15289200 | 5.3846 | 33.5657 | 34.8323
4248 | 15292800 | 5.3847 | 33.5682 | 34.8348
4249 | 15296400 | 5.3848 | 33.5707 | 34.8374
4250 | 15300000 | 5.3849 | 33.5732 | 34.8399
4251 | 15303600 | 5.385 | 33.5757 | 34.8424
4252 | 15307200 | 5.3851 | 33.5782 | 34.8449
4253 | 15310800 | 5.3852 | 33.5807 | 34.8474
4254 | 15314400 | 5.3853 | 33.5832 | 34.8499
4255 | 15318000 | 5.3854 | 33.5857 | 34.8524
4256 | 15321600 | 5.3855 | 33.5882 | 34.8549
4257 | 15325200 | 5.3856 | 33.5907 | 34.8574
4258 | 15328800 | 5.3857 | 33.5932 | 34.8599
4259 | 15332400 | 5.3858 | 33.5957 | 34.8624
4260 | 15336000 | 5.3859 | 33.5982 | 34.8649
4261 | 15339600 | 5.386 | 33.6007 | 34.8674
4262 | 15343200 | 5.3861 | 33.6032 | 34.8699
4263 | 15346800 | 5.3862 | 33.6057 | 34.8724
4264 | 15350400 | 5.3863 | 33.6082 | 34.8749
4265 | 15354000 | 5.3864 | 33.6107 | 34.8775
4266 | 15357600 | 5.3865 | 33.6132 | 34.88
4267 | 15361200 | 5.3866 | 33.6157 | 34.8825
4268 | 15364800 | 5.3867 | 33.6182 | 34.885
4269 | 15368400 | 5.3868 | 33.6207 | 34.8875
4270 | 15372000 | 5.3869 | 33.6232 | 34.89
4271 | 15375600 | 5.387 | 33.6257 | 34.8925
4272 | 15379200 | 5.3871 | 33.6282 | 34.895
4273 | 15382800 | 5.3872 | 33.6307 | 34.8975
4274 | 15386400 | 5.3873 | 33.6332 | 34.9
4275 | 15390000 | 5.3874 | 33.6357 | 34.9025
4276 | 15393600 | 5.3875 | 33.6382 | 34.905
4277 | 15397200 | 5.3876 | 33.6406 | 34.9075
4278 | 15400800 | 5.3877 | 33.6431 | 34.91
4279 | 15404400 | 5.3878 | 33.6456 | 34.9125
4280 | 15408000 | 5.3879 | 33.6481 | 34.915
4281 | 15411600 | 5.388 | 33.6506 | 34.9175
4282 | 15415200 | 5.3881 | 33.6531 | 34.92
4283 | 15418800 | 5.3882 | 33.6556 | 34.9225
4284 | 15422400 | 5.3883 | 33.6581 | 34.925
4285 | 15426000 | 5.3884 | 33.6606 | 34.9275
4286 | 15429600 | 5.3885 | 33.6631 | 34.93
4287 | 15433200 | 5.3886 | 33.6656 | 34.9325
4288 | 15436800 | 5.3887 | 33.6681 | 34.935
4289 | 15440400 | 5.3888 | 33.6706 | 34.9375
4290 | 15444000 | 5.3889 | 33.6731 | 34.94
4291 | 15447600 | 5.389 | 33.6755 | 34.9425
4292 | 15451200 | 5.3891 | 33.678 | 34.945
4293 | 15454800 | 5.3892 | 33.6805 | 34.9475
4294 | 15458400 | 5.3893 | 33.683 | 34.95
4295 | 15462000 | 5.3894 | 33.6855 | 34.9525
4296 | 15465600 | 5.3895 | 33.688 | 34.9549
4297 | 15469200 | 5.3896 | 33.6905 | 34.9574
4298 | 15472800 | 5.3897 | 33.693 | 34.9599
4299 | 15476400 | 5.3898 | 33.6955 | 34.9624
4300 | 15480000 | 5.3899 | 33.698 | 34.9649
4301 | 15483600 | 5.39 | 33.7004 | 34.9674
4302 | 15487200 | 5.3901 | 33.7029 | 34.9699
4303 | 15490800 | 5.3902 | 33.7054 | 34.9724
4304 | 15494400 | 5.3903 | 33.7079 | 34.9749
4305 | 15498000 | 5.3904 | 33.7104 | 34.9774
4306 | 15501600 | 5.3905 | 33.7129 | 34.9799
4307 | 15505200 | 5.3906 | 33.7154 | 34.9824
4308 | 15508800 | 5.3907 | 33.7178 | 34.9849
4309 | 15512400 | 5.3908 | 33.7203 | 34.9874
4310 | 15516000 | 5.3909 | 33.7228 | 34.9899
4311 | 15519600 | 5.391 | 33.7253 | 34.9923
4312 | 15523200 | 5.3911 | 33.7278 | 34.9948
4313 | 15526800 | 5.3912 | 33.7303 | 34.9973
4314 | 15530400 | 5.3913 | 33.7328 | 34.9998
4315 | 15534000 | 5.3914 | 33.7352 | 35.0023
4316 | 15537600 | 5.3915 | 33.7377 | 35.0048
4317 | 15541200 | 5.3916 | 33.7402 | 35.0073
4318 | 15544800 | 5.3917 | 33.7427 | 35.0098
4319 | 15548400 | 5.3918 | 33.7452 | 35.0123
4320 | 15552000 | 5.3919 | 33.7477 | 35.0148
4321 | 15555600 | 5.392 | 33.7501 | 35.0173
4322 | 15559200 | 5.3921 | 33.7526 | 35.0197
4323 | 15562800 | 5.3922 | 33.7551 | 35.0222
4324 | 15566400 | 5.3923 | 33.7576 | 35.0247
4325 | 15570000 | 5.3924 | 33.7601 | 35.0272
4326 | 15573600 | 5.3925 | 33.7626 | 35.0297
4327 | 15577200 | 5.3926 | 33.765 | 35.0322
4328 | 15580800 | 5.3927 | 33.7675 | 35.0347
4329 | 15584400 | 5.3928 | 33.77 | 35.0372
4330 | 15588000 | 5.3929 | 33.7725 | 35.0396
4331 | 15591600 | 5.393 | 33.775 | 35.0421
4332 | 15595200 | 5.3931 | 33.7774 | 35.0446
4333 | 15598800 | 5.3932 | 33.7799 | 35.0471
4334 | 15602400 | 5.3933 | 33.7824 | 35.0496
4335 | 15606000 | 5.3934 | 33.7849 | 35.0521
4336 | 15609600 | 5.3935 | 33.7874 | 35.0546
4337 | 15613200 | 5.3936 | 33.7898 | 35.057
4338 | 15616800 | 5.3937 | 33.7923 | 35.0595
4339 | 15620400 | 5.3938 | 33.7948 | 35.062
4340 | 15624000 | 5.3939 | 33.7973 | 35.0645
4341 | 15627600 | 5.394 | 33.7997 | 35.067
4342 | 15631200 | 5.3941 | 33.8022 | 35.0695
4343 | 15634800 | 5.3942 | 33.8047 | 35.0719
4344 | 15638400 | 5.3943 | 33.8072 | 35.0744
4345 | 15642000 | 5.3944 | 33.8097 | 35.0769
4346 | 15645600 | 5.3945 | 33.8121 | 35.0794
4347 | 15649200 | 5.3946 | 33.8146 | 35.0819
4348 | 15652800 | 5.3947 | 33.8171 | 35.0843
4349 | 15656400 | 5.3948 | 33.8196 | 35.0868
4350 | 15660000 | 5.3949 | 33.822 | 35.0893
4351 | 15663600 | 5.395 | 33.8245 | 35.0918
4352 | 15667200 | 5.3951 | 33.827 | 35.0943
4353 | 15670800 | 5.3952 | 33.8295 | 35.0967
4354 | 15674400 | 5.3953 | 33.8319 | 35.0992
4355 | 15678000 | 5.3954 | 33.8344 | 35.1017
4356 | 15681600 | 5.3954 | 33.8369 | 35.1042
4357 | 15685200 | 5.3955 | 33.8393 | 35.1067
4358 | 15688800 | 5.3956 | 33.8418 | 35.1091
4359 | 15692400 | 5.3957 | 33.8443 | 35.1116
4360 | 15696000 | 5.3958 | 33.8468 | 35.1141
4361 | 15699600 | 5.3959 | 33.8492 | 35.1166
4362 | 15703200 | 5.396 | 33.8517 | 35.1191
4363 | 15706800 | 5.3961 | 33.8542 | 35.1215
4364 | 15710400 | 5.3962 | 33.8567 | 35.124
4365 | 15714000 | 5.3963 | 33.8591 | 35.1265
4366 | 15717600 | 5.3964 | 33.8616 | 35.129
4367 | 15721200 | 5.3965 | 33.8641 | 35.1314
4368 | 15724800 | 5.3966 | 33.8665 | 35.1339
4369 | 15728400 | 5.3967 | 33.869 | 35.1364
4370 | 15732000 | 5.3968 | 33.8715 | 35.1389
4371 | 15735600 | 5.3969 | 33.8739 | 35.1413
4372 | 15739200 | 5.397 | 33.8764 | 35.1438
4373 | 15742800 | 5.3971 | 33.8789 | 35.1463
4374 | 15746400 | 5.3972 | 33.8813 | 35.1488
4375 | 15750000 | 5.3973 | 33.8838 | 35.1512
4376 | 15753600 | 5.3974 | 33.8863 | 35.1537
4377 | 15757200 | 5.3975 | 33.8888 | 35.1562
4378 | 15760800 | 5.3976 | 33.8912 | 35.1587
4379 | 15764400 | 5.3977 | 33.8937 | 35.1611
4380 | 15768000 | 5.3978 | 33.8962 | 35.1636
4381 | 15771600 | 5.3979 | 33.8986 | 35.1661
4382 | 15775200 | 5.398 | 33.9011 | 35.1686
4383 | 15778800 | 5.3981 | 33.9036 | 35.171
4384 | 15782400 | 5.3982 | 33.906 | 35.1735
4385 | 15786000 | 5.3983 | 33.9085 | 35.176
4386 | 15789600 | 5.3984 | 33.911 | 35.1784
4387 | 15793200 | 5.3985 | 33.9134 | 35.1809
4388 | 15796800 | 5.3986 | 33.9159 | 35.1834
4389 | 15800400 | 5.3987 | 33.9183 | 35.1859
4390 | 15804000 | 5.3988 | 33.9208 | 35.1883
4391 | 15807600 | 5.3989 | 33.9233 | 35.1908
4392 | 15811200 | 5.399 | 33.9257 | 35.1933
4393 | 15814800 | 5.3991 | 33.9282 | 35.1957
4394 | 15818400 | 5.3992 | 33.9307 | 35.1982
4395 | 15822000 | 5.3992 | 33.9331 | 35.2007
4396 | 15825600 | 5.3993 | 33.9356 | 35.2031
4397 | 15829200 | 5.3994 | 33.9381 | 35.2056
4398 | 15832800 | 5.3995 | 33.9405 | 35.2081
4399 | 15836400 | 5.3996 | 33.943 | 35.2105
4400 | 15840000 | 5.3997 | 33.9454 | 35.213
4401 | 15843600 | 5.3998 | 33.9479 | 35.2155
4402 | 15847200 | 5.3999 | 33.9504 | 35.2179
4403 | 15850800 | 5.4 | 33.9528 | 35.2204
4404 | 15854400 | 5.4001 | 33.9553 | 35.2229
4405 | 15858000 | 5.4002 | 33.9577 | 35.2253
4406 | 15861600 | 5.4003 | 33.9602 | 35.2278
4407 | 15865200 | 5.4004 | 33.9627 | 35.2303
4408 | 15868800 | 5.4005 | 33.9651 | 35.2327
4409 | 15872400 | 5.4006 | 33.9676 | 35.2352
4410 | 15876000 | 5.4007 | 33.97 | 35.2377
4411 | 15879600 | 5.4008 | 33.9725 | 35.2401
4412 | 15883200 | 5.4009 | 33.975 | 35.2426
4413 | 15886800 | 5.401 | 33.9774 | 35.2451
4414 | 15890400 | 5.4011 | 33.9799 | 35.2475
4415 | 15894000 | 5.4012 | 33.9823 | 35.25
4416 | 15897600 | 5.4013 | 33.9848 | 35.2525
4417 | 15901200 | 5.4014 | 33.9872 | 35.2549
4418 | 15904800 | 5.4015 | 33.9897 | 35.2574
4419 | 15908400 | 5.4016 | 33.9922 | 35.2598
4420 | 15912000 | 5.4017 | 33.9946 | 35.2623
4421 | 15915600 | 5.4018 | 33.9971 | 35.2648
4422 | 15919200 | 5.4019 | 33.9995 | 35.2672
4423 | 15922800 | 5.4019 | 34.002 | 35.2697
4424 | 15926400 | 5.402 | 34.0044 | 35.2722
4425 | 15930000 | 5.4021 | 34.0069 | 35.2746
4426 | 15933600 | 5.4022 | 34.0094 | 35.2771
4427 | 15937200 | 5.4023 | 34.0118 | 35.2795
4428 | 15940800 | 5.4024 | 34.0143 | 35.282
4429 | 15944400 | 5.4025 | 34.0167 | 35.2845
4430 | 15948000 | 5.4026 | 34.0192 | 35.2869
4431 | 15951600 | 5.4027 | 34.0216 | 35.2894
4432 | 15955200 | 5.4028 | 34.0241 | 35.2918
4433 | 15958800 | 5.4029 | 34.0265 | 35.2943
4434 | 15962400 | 5.403 | 34.029 | 35.2968
4435 | 15966000 | 5.4031 | 34.0314 | 35.2992
4436 | 15969600 | 5.4032 | 34.0339 | 35.3017
4437 | 15973200 | 5.4033 | 34.0363 | 35.3041
4438 | 15976800 | 5.4034 | 34.0388 | 35.3066
4439 | 15980400 | 5.4035 | 34.0412 | 35.309
4440 | 15984000 | 5.4036 | 34.0437 | 35.3115
4441 | 15987600 | 5.4037 | 34.0461 | 35.314
4442 | 15991200 | 5.4038 | 34.0486 | 35.3164
4443 | 15994800 | 5.4039 | 34.051 | 35.3189
4444 | 15998400 | 5.404 | 34.0535 | 35.3213
4445 | 16002000 | 5.404 | 34.0559 | 35.3238
4446 | 16005600 | 5.4041 | 34.0584 | 35.3262
4447 | 16009200 | 5.4042 | 34.0608 | 35.3287
4448 | 16012800 | 5.4043 | 34.0633 | 35.3311
4449 | 16016400 | 5.4044 | 34.0657 | 35.3336
4450 | 16020000 | 5.4045 | 34.0682 | 35.3361
4451 | 16023600 | 5.4046 | 34.0706 | 35.3385
4452 | 16027200 | 5.4047 | 34.0731 | 35.341
4453 | 16030800 | 5.4048 | 34.0755 | 35.3434
4454 | 16034400 | 5.4049 | 34.078 | 35.3459
4455 | 16038000 | 5.405 | 34.0804 | 35.3483
4456 | 16041600 | 5.4051 | 34.0829 | 35.3508
4457 | 16045200 | 5.4052 | 34.0853 | 35.3532
4458 | 16048800 | 5.4053 | 34.0878 | 35.3557
4459 | 16052400 | 5.4054 | 34.0902 | 35.3581
4460 | 16056000 | 5.4055 | 34.0927 | 35.3606
4461 | 16059600 | 5.4056 | 34.0951 | 35.363
4462 | 16063200 | 5.4057 | 34.0976 | 35.3655
4463 | 16066800 | 5.4058 | 34.1 | 35.3679
4464 | 16070400 | 5.4059 | 34.1024 | 35.3704
4465 | 16074000 | 5.4059 | 34.1049 | 35.3728
4466 | 16077600 | 5.406 | 34.1073 | 35.3753
4467 | 16081200 | 5.4061 | 34.1098 | 35.3777
4468 | 16084800 | 5.4062 | 34.1122 | 35.3802
4469 | 16088400 | 5.4063 | 34.1147 | 35.3826
4470 | 16092000 | 5.4064 | 34.1171 | 35.3851
4471 | 16095600 | 5.4065 | 34.1196 | 35.3875
4472 | 16099200 | 5.4066 | 34.122 | 35.39
4473 | 16102800 | 5.4067 | 34.1244 | 35.3924
4474 | 16106400 | 5.4068 | 34.1269 | 35.3949
4475 | 16110000 | 5.4069 | 34.1293 | 35.3973
4476 | 16113600 | 5.407 | 34.1318 | 35.3998
4477 | 16117200 | 5.4071 | 34.1342 | 35.4022
4478 | 16120800 | 5.4072 | 34.1366 | 35.4047
4479 | 16124400 | 5.4073 | 34.1391 | 35.4071
4480 | 16128000 | 5.4074 | 34.1415 | 35.4096
4481 | 16131600 | 5.4075 | 34.144 | 35.412
4482 | 16135200 | 5.4076 | 34.1464 | 35.4145
4483 | 16138800 | 5.4076 | 34.1489 | 35.4169
4484 | 16142400 | 5.4077 | 34.1513 | 35.4194
4485 | 16146000 | 5.4078 | 34.1537 | 35.4218
4486 | 16149600 | 5.4079 | 34.1562 | 35.4242
4487 | 16153200 | 5.408 | 34.1586 | 35.4267
4488 | 16156800 | 5.4081 | 34.161 | 35.4291
4489 | 16160400 | 5.4082 | 34.1635 | 35.4316
4490 | 16164000 | 5.4083 | 34.1659 | 35.434
4491 | 16167600 | 5.4084 | 34.1684 | 35.4365
4492 | 16171200 | 5.4085 | 34.1708 | 35.4389
4493 | 16174800 | 5.4086 | 34.1732 | 35.4414
4494 | 16178400 | 5.4087 | 34.1757 | 35.4438
4495 | 16182000 | 5.4088 | 34.1781 | 35.4462
4496 | 16185600 | 5.4089 | 34.1805 | 35.4487
4497 | 16189200 | 5.409 | 34.183 | 35.4511
4498 | 16192800 | 5.4091 | 34.1854 | 35.4536
4499 | 16196400 | 5.4091 | 34.1879 | 35.456
4500 | 16200000 | 5.4092 | 34.1903 | 35.4584
4501 | 16203600 | 5.4093 | 34.1927 | 35.4609
4502 | 16207200 | 5.4094 | 34.1952 | 35.4633
4503 | 16210800 | 5.4095 | 34.1976 | 35.4658
4504 | 16214400 | 5.4096 | 34.2 | 35.4682
4505 | 16218000 | 5.4097 | 34.2025 | 35.4707
4506 | 16221600 | 5.4098 | 34.2049 | 35.4731
4507 | 16225200 | 5.4099 | 34.2073 | 35.4755
4508 | 16228800 | 5.41 | 34.2098 | 35.478
4509 | 16232400 | 5.4101 | 34.2122 | 35.4804
4510 | 16236000 | 5.4102 | 34.2146 | 35.4828
4511 | 16239600 | 5.4103 | 34.2171 | 35.4853
4512 | 16243200 | 5.4104 | 34.2195 | 35.4877
4513 | 16246800 | 5.4105 | 34.2219 | 35.4902
4514 | 16250400 | 5.4105 | 34.2244 | 35.4926
4515 | 16254000 | 5.4106 | 34.2268 | 35.495
4516 | 16257600 | 5.4107 | 34.2292 | 35.4975
4517 | 16261200 | 5.4108 | 34.2317 | 35.4999
4518 | 16264800 | 5.4109 | 34.2341 | 35.5023
4519 | 16268400 | 5.411 | 34.2365 | 35.5048
4520 | 16272000 | 5.4111 | 34.239 | 35.5072
4521 | 16275600 | 5.4112 | 34.2414 | 35.5097
4522 | 16279200 | 5.4113 | 34.2438 | 35.5121
4523 | 16282800 | 5.4114 | 34.2462 | 35.5145
4524 | 16286400 | 5.4115 | 34.2487 | 35.517
4525 | 16290000 | 5.4116 | 34.2511 | 35.5194
4526 | 16293600 | 5.4117 | 34.2535 | 35.5218
4527 | 16297200 | 5.4118 | 34.256 | 35.5243
4528 | 16300800 | 5.4118 | 34.2584 | 35.5267
4529 | 16304400 | 5.4119 | 34.2608 | 35.5291
4530 | 16308000 | 5.412 | 34.2632 | 35.5316
4531 | 16311600 | 5.4121 | 34.2657 | 35.534
4532 | 16315200 | 5.4122 | 34.2681 | 35.5364
4533 | 16318800 | 5.4123 | 34.2705 | 35.5389
4534 | 16322400 | 5.4124 | 34.273 | 35.5413
4535 | 16326000 | 5.4125 | 34.2754 | 35.5437
4536 | 16329600 | 5.4126 | 34.2778 | 35.5462
4537 | 16333200 | 5.4127 | 34.2802 | 35.5486
4538 | 16336800 | 5.4128 | 34.2827 | 35.551
4539 | 16340400 | 5.4129 | 34.2851 | 35.5535
4540 | 16344000 | 5.413 | 34.2875 | 35.5559
4541 | 16347600 | 5.4131 | 34.2899 | 35.5583
4542 | 16351200 | 5.4131 | 34.2924 | 35.5608
4543 | 16354800 | 5.4132 | 34.2948 | 35.5632
4544 | 16358400 | 5.4133 | 34.2972 | 35.5656
4545 | 16362000 | 5.4134 | 34.2996 | 35.568
4546 | 16365600 | 5.4135 | 34.3021 | 35.5705
4547 | 16369200 | 5.4136 | 34.3045 | 35.5729
4548 | 16372800 | 5.4137 | 34.3069 | 35.5753
4549 | 16376400 | 5.4138 | 34.3093 | 35.5778
4550 | 16380000 | 5.4139 | 34.3118 | 35.5802
4551 | 16383600 | 5.414 | 34.3142 | 35.5826
4552 | 16387200 | 5.4141 | 34.3166 | 35.585
4553 | 16390800 | 5.4142 | 34.319 | 35.5875
4554 | 16394400 | 5.4142 | 34.3214 | 35.5899
4555 | 16398000 | 5.4143 | 34.3239 | 35.5923
4556 | 16401600 | 5.4144 | 34.3263 | 35.5948
4557 | 16405200 | 5.4145 | 34.3287 | 35.5972
4558 | 16408800 | 5.4146 | 34.3311 | 35.5996
4559 | 16412400 | 5.4147 | 34.3336 | 35.602
4560 | 16416000 | 5.4148 | 34.336 | 35.6045
4561 | 16419600 | 5.4149 | 34.3384 | 35.6069
4562 | 16423200 | 5.415 | 34.3408 | 35.6093
4563 | 16426800 | 5.4151 | 34.3432 | 35.6117
4564 | 16430400 | 5.4152 | 34.3457 | 35.6142
4565 | 16434000 | 5.4153 | 34.3481 | 35.6166
4566 | 16437600 | 5.4154 | 34.3505 | 35.619
4567 | 16441200 | 5.4154 | 34.3529 | 35.6214
4568 | 16444800 | 5.4155 | 34.3553 | 35.6239
4569 | 16448400 | 5.4156 | 34.3577 | 35.6263
4570 | 16452000 | 5.4157 | 34.3602 | 35.6287
4571 | 16455600 | 5.4158 | 34.3626 | 35.6311
4572 | 16459200 | 5.4159 | 34.365 | 35.6336
4573 | 16462800 | 5.416 | 34.3674 | 35.636
4574 | 16466400 | 5.4161 | 34.3698 | 35.6384
4575 | 16470000 | 5.4162 | 34.3723 | 35.6408
4576 | 16473600 | 5.4163 | 34.3747 | 35.6433
4577 | 16477200 | 5.4164 | 34.3771 | 35.6457
4578 | 16480800 | 5.4164 | 34.3795 | 35.6481
4579 | 16484400 | 5.4165 | 34.3819 | 35.6505
4580 | 16488000 | 5.4166 | 34.3843 | 35.6529
4581 | 16491600 | 5.4167 | 34.3868 | 35.6554
4582 | 16495200 | 5.4168 | 34.3892 | 35.6578
4583 | 16498800 | 5.4169 | 34.3916 | 35.6602
4584 | 16502400 | 5.417 | 34.394 | 35.6626
4585 | 16506000 | 5.4171 | 34.3964 | 35.665
4586 | 16509600 | 5.4172 | 34.3988 | 35.6675
4587 | 16513200 | 5.4173 | 34.4012 | 35.6699
4588 | 16516800 | 5.4174 | 34.4037 | 35.6723
4589 | 16520400 | 5.4174 | 34.4061 | 35.6747
4590 | 16524000 | 5.4175 | 34.4085 | 35.6771
4591 | 16527600 | 5.4176 | 34.4109 | 35.6796
4592 | 16531200 | 5.4177 | 34.4133 | 35.682
4593 | 16534800 | 5.4178 | 34.4157 | 35.6844
4594 | 16538400 | 5.4179 | 34.4181 | 35.6868
4595 | 16542000 | 5.418 | 34.4205 | 35.6892
4596 | 16545600 | 5.4181 | 34.423 | 35.6916
4597 | 16549200 | 5.4182 | 34.4254 | 35.6941
4598 | 16552800 | 5.4183 | 34.4278 | 35.6965
4599 | 16556400 | 5.4184 | 34.4302 | 35.6989
4600 | 16560000 | 5.4184 | 34.4326 | 35.7013
4601 | 16563600 | 5.4185 | 34.435 | 35.7037
4602 | 16567200 | 5.4186 | 34.4374 | 35.7061
4603 | 16570800 | 5.4187 | 34.4398 | 35.7086
4604 | 16574400 | 5.4188 | 34.4422 | 35.711
4605 | 16578000 | 5.4189 | 34.4446 | 35.7134
4606 | 16581600 | 5.419 | 34.4471 | 35.7158
4607 | 16585200 | 5.4191 | 34.4495 | 35.7182
4608 | 16588800 | 5.4192 | 34.4519 | 35.7206
4609 | 16592400 | 5.4193 | 34.4543 | 35.723
4610 | 16596000 | 5.4194 | 34.4567 | 35.7255
4611 | 16599600 | 5.4194 | 34.4591 | 35.7279
4612 | 16603200 | 5.4195 | 34.4615 | 35.7303
4613 | 16606800 | 5.4196 | 34.4639 | 35.7327
4614 | 16610400 | 5.4197 | 34.4663 | 35.7351
4615 | 16614000 | 5.4198 | 34.4687 | 35.7375
4616 | 16617600 | 5.4199 | 34.4711 | 35.7399
4617 | 16621200 | 5.42 | 34.4735 | 35.7423
4618 | 16624800 | 5.4201 | 34.4759 | 35.7448
4619 | 16628400 | 5.4202 | 34.4783 | 35.7472
4620 | 16632000 | 5.4203 | 34.4808 | 35.7496
4621 | 16635600 | 5.4203 | 34.4832 | 35.752
4622 | 16639200 | 5.4204 | 34.4856 | 35.7544
4623 | 16642800 | 5.4205 | 34.488 | 35.7568
4624 | 16646400 | 5.4206 | 34.4904 | 35.7592
4625 | 16650000 | 5.4207 | 34.4928 | 35.7616
4626 | 16653600 | 5.4208 | 34.4952 | 35.764
4627 | 16657200 | 5.4209 | 34.4976 | 35.7664
4628 | 16660800 | 5.421 | 34.5 | 35.7689
4629 | 16664400 | 5.4211 | 34.5024 | 35.7713
4630 | 16668000 | 5.4212 | 34.5048 | 35.7737
4631 | 16671600 | 5.4212 | 34.5072 | 35.7761
4632 | 16675200 | 5.4213 | 34.5096 | 35.7785
4633 | 16678800 | 5.4214 | 34.512 | 35.7809
4634 | 16682400 | 5.4215 | 34.5144 | 35.7833
4635 | 16686000 | 5.4216 | 34.5168 | 35.7857
4636 | 16689600 | 5.4217 | 34.5192 | 35.7881
4637 | 16693200 | 5.4218 | 34.5216 | 35.7905
4638 | 16696800 | 5.4219 | 34.524 | 35.7929
4639 | 16700400 | 5.422 | 34.5264 | 35.7953
4640 | 16704000 | 5.4221 | 34.5288 | 35.7977
4641 | 16707600 | 5.4221 | 34.5312 | 35.8002
4642 | 16711200 | 5.4222 | 34.5336 | 35.8026
4643 | 16714800 | 5.4223 | 34.536 | 35.805
4644 | 16718400 | 5.4224 | 34.5384 | 35.8074
4645 | 16722000 | 5.4225 | 34.5408 | 35.8098
4646 | 16725600 | 5.4226 | 34.5432 | 35.8122
4647 | 16729200 | 5.4227 | 34.5456 | 35.8146
4648 | 16732800 | 5.4228 | 34.548 | 35.817
4649 | 16736400 | 5.4229 | 34.5504 | 35.8194
4650 | 16740000 | 5.4229 | 34.5528 | 35.8218
4651 | 16743600 | 5.423 | 34.5552 | 35.8242
4652 | 16747200 | 5.4231 | 34.5576 | 35.8266
4653 | 16750800 | 5.4232 | 34.56 | 35.829
4654 | 16754400 | 5.4233 | 34.5624 | 35.8314
4655 | 16758000 | 5.4234 | 34.5648 | 35.8338
4656 | 16761600 | 5.4235 | 34.5672 | 35.8362
4657 | 16765200 | 5.4236 | 34.5696 | 35.8386
4658 | 16768800 | 5.4237 | 34.572 | 35.841
4659 | 16772400 | 5.4237 | 34.5744 | 35.8434
4660 | 16776000 | 5.4238 | 34.5768 | 35.8458
4661 | 16779600 | 5.4239 | 34.5792 | 35.8482
4662 | 16783200 | 5.424 | 34.5816 | 35.8506
4663 | 16786800 | 5.4241 | 34.584 | 35.853
4664 | 16790400 | 5.4242 | 34.5864 | 35.8554
4665 | 16794000 | 5.4243 | 34.5888 | 35.8578
4666 | 16797600 | 5.4244 | 34.5912 | 35.8602
4667 | 16801200 | 5.4245 | 34.5935 | 35.8626
4668 | 16804800 | 5.4245 | 34.5959 | 35.865
4669 | 16808400 | 5.4246 | 34.5983 | 35.8674
4670 | 16812000 | 5.4247 | 34.6007 | 35.8698
4671 | 16815600 | 5.4248 | 34.6031 | 35.8722
4672 | 16819200 | 5.4249 | 34.6055 | 35.8746
4673 | 16822800 | 5.425 | 34.6079 | 35.877
4674 | 16826400 | 5.4251 | 34.6103 | 35.8794
4675 | 16830000 | 5.4252 | 34.6127 | 35.8818
4676 | 16833600 | 5.4253 | 34.6151 | 35.8842
4677 | 16837200 | 5.4253 | 34.6175 | 35.8866
4678 | 16840800 | 5.4254 | 34.6199 | 35.889
4679 | 16844400 | 5.4255 | 34.6223 | 35.8914
4680 | 16848000 | 5.4256 | 34.6246 | 35.8938
4681 | 16851600 | 5.4257 | 34.627 | 35.8962
4682 | 16855200 | 5.4258 | 34.6294 | 35.8986
4683 | 16858800 | 5.4259 | 34.6318 | 35.901
4684 | 16862400 | 5.426 | 34.6342 | 35.9034
4685 | 16866000 | 5.4261 | 34.6366 | 35.9058
4686 | 16869600 | 5.4261 | 34.639 | 35.9082
4687 | 16873200 | 5.4262 | 34.6414 | 35.9106
4688 | 16876800 | 5.4263 | 34.6438 | 35.913
4689 | 16880400 | 5.4264 | 34.6462 | 35.9154
4690 | 16884000 | 5.4265 | 34.6485 | 35.9177
4691 | 16887600 | 5.4266 | 34.6509 | 35.9201
4692 | 16891200 | 5.4267 | 34.6533 | 35.9225
4693 | 16894800 | 5.4268 | 34.6557 | 35.9249
4694 | 16898400 | 5.4268 | 34.6581 | 35.9273
4695 | 16902000 | 5.4269 | 34.6605 | 35.9297
4696 | 16905600 | 5.427 | 34.6629 | 35.9321
4697 | 16909200 | 5.4271 | 34.6653 | 35.9345
4698 | 16912800 | 5.4272 | 34.6676 | 35.9369
4699 | 16916400 | 5.4273 | 34.67 | 35.9393
4700 | 16920000 | 5.4274 | 34.6724 | 35.9417
4701 | 16923600 | 5.4275 | 34.6748 | 35.9441
4702 | 16927200 | 5.4275 | 34.6772 | 35.9465
4703 | 16930800 | 5.4276 | 34.6796 | 35.9488
4704 | 16934400 | 5.4277 | 34.682 | 35.9512
4705 | 16938000 | 5.4278 | 34.6843 | 35.9536
4706 | 16941600 | 5.4279 | 34.6867 | 35.956
4707 | 16945200 | 5.428 | 34.6891 | 35.9584
4708 | 16948800 | 5.4281 | 34.6915 | 35.9608
4709 | 16952400 | 5.4282 | 34.6939 | 35.9632
4710 | 16956000 | 5.4282 | 34.6963 | 35.9656
4711 | 16959600 | 5.4283 | 34.6987 | 35.968
4712 | 16963200 | 5.4284 | 34.701 | 35.9704
4713 | 16966800 | 5.4285 | 34.7034 | 35.9727
4714 | 16970400 | 5.4286 | 34.7058 | 35.9751
4715 | 16974000 | 5.4287 | 34.7082 | 35.9775
4716 | 16977600 | 5.4288 | 34.7106 | 35.9799
4717 | 16981200 | 5.4289 | 34.7129 | 35.9823
4718 | 16984800 | 5.4289 | 34.7153 | 35.9847
4719 | 16988400 | 5.429 | 34.7177 | 35.9871
4720 | 16992000 | 5.4291 | 34.7201 | 35.9895
4721 | 16995600 | 5.4292 | 34.7225 | 35.9918
4722 | 16999200 | 5.4293 | 34.7249 | 35.9942
4723 | 17002800 | 5.4294 | 34.7272 | 35.9966
4724 | 17006400 | 5.4295 | 34.7296 | 35.999
4725 | 17010000 | 5.4296 | 34.732 | 36.0014
4726 | 17013600 | 5.4296 | 34.7344 | 36.0038
4727 | 17017200 | 5.4297 | 34.7368 | 36.0062
4728 | 17020800 | 5.4298 | 34.7391 | 36.0085
4729 | 17024400 | 5.4299 | 34.7415 | 36.0109
4730 | 17028000 | 5.43 | 34.7439 | 36.0133
4731 | 17031600 | 5.4301 | 34.7463 | 36.0157
4732 | 17035200 | 5.4302 | 34.7487 | 36.0181
4733 | 17038800 | 5.4303 | 34.751 | 36.0205
4734 | 17042400 | 5.4303 | 34.7534 | 36.0228
4735 | 17046000 | 5.4304 | 34.7558 | 36.0252
4736 | 17049600 | 5.4305 | 34.7582 | 36.0276
4737 | 17053200 | 5.4306 | 34.7605 | 36.03
4738 | 17056800 | 5.4307 | 34.7629 | 36.0324
4739 | 17060400 | 5.4308 | 34.7653 | 36.0348
4740 | 17064000 | 5.4309 | 34.7677 | 36.0371
4741 | 17067600 | 5.431 | 34.7701 | 36.0395
4742 | 17071200 | 5.431 | 34.7724 | 36.0419
4743 | 17074800 | 5.4311 | 34.7748 | 36.0443
4744 | 17078400 | 5.4312 | 34.7772 | 36.0467
4745 | 17082000 | 5.4313 | 34.7796 | 36.049
4746 | 17085600 | 5.4314 | 34.7819 | 36.0514
4747 | 17089200 | 5.4315 | 34.7843 | 36.0538
4748 | 17092800 | 5.4316 | 34.7867 | 36.0562
4749 | 17096400 | 5.4316 | 34.7891 | 36.0586
4750 | 17100000 | 5.4317 | 34.7914 | 36.0609
4751 | 17103600 | 5.4318 | 34.7938 | 36.0633
4752 | 17107200 | 5.4319 | 34.7962 | 36.0657
4753 | 17110800 | 5.432 | 34.7985 | 36.0681
4754 | 17114400 | 5.4321 | 34.8009 | 36.0705
4755 | 17118000 | 5.4322 | 34.8033 | 36.0728
4756 | 17121600 | 5.4322 | 34.8057 | 36.0752
4757 | 17125200 | 5.4323 | 34.808 | 36.0776
4758 | 17128800 | 5.4324 | 34.8104 | 36.08
4759 | 17132400 | 5.4325 | 34.8128 | 36.0824
4760 | 17136000 | 5.4326 | 34.8152 | 36.0847
4761 | 17139600 | 5.4327 | 34.8175 | 36.0871
4762 | 17143200 | 5.4328 | 34.8199 | 36.0895
4763 | 17146800 | 5.4329 | 34.8223 | 36.0919
4764 | 17150400 | 5.4329 | 34.8246 | 36.0942
4765 | 17154000 | 5.433 | 34.827 | 36.0966
4766 | 17157600 | 5.4331 | 34.8294 | 36.099
4767 | 17161200 | 5.4332 | 34.8318 | 36.1014
4768 | 17164800 | 5.4333 | 34.8341 | 36.1037
4769 | 17168400 | 5.4334 | 34.8365 | 36.1061
4770 | 17172000 | 5.4335 | 34.8389 | 36.1085
4771 | 17175600 | 5.4335 | 34.8412 | 36.1109
4772 | 17179200 | 5.4336 | 34.8436 | 36.1132
4773 | 17182800 | 5.4337 | 34.846 | 36.1156
4774 | 17186400 | 5.4338 | 34.8483 | 36.118
4775 | 17190000 | 5.4339 | 34.8507 | 36.1204
4776 | 17193600 | 5.434 | 34.8531 | 36.1227
4777 | 17197200 | 5.4341 | 34.8554 | 36.1251
4778 | 17200800 | 5.4341 | 34.8578 | 36.1275
4779 | 17204400 | 5.4342 | 34.8602 | 36.1299
4780 | 17208000 | 5.4343 | 34.8625 | 36.1322
4781 | 17211600 | 5.4344 | 34.8649 | 36.1346
4782 | 17215200 | 5.4345 | 34.8673 | 36.137
4783 | 17218800 | 5.4346 | 34.8696 | 36.1393
4784 | 17222400 | 5.4347 | 34.872 | 36.1417
4785 | 17226000 | 5.4347 | 34.8744 | 36.1441
4786 | 17229600 | 5.4348 | 34.8767 | 36.1465
4787 | 17233200 | 5.4349 | 34.8791 | 36.1488
4788 | 17236800 | 5.435 | 34.8815 | 36.1512
4789 | 17240400 | 5.4351 | 34.8838 | 36.1536
4790 | 17244000 | 5.4352 | 34.8862 | 36.1559
4791 | 17247600 | 5.4353 | 34.8886 | 36.1583
4792 | 17251200 | 5.4353 | 34.8909 | 36.1607
4793 | 17254800 | 5.4354 | 34.8933 | 36.163
4794 | 17258400 | 5.4355 | 34.8957 | 36.1654
4795 | 17262000 | 5.4356 | 34.898 | 36.1678
4796 | 17265600 | 5.4357 | 34.9004 | 36.1702
4797 | 17269200 | 5.4358 | 34.9028 | 36.1725
4798 | 17272800 | 5.4359 | 34.9051 | 36.1749
4799 | 17276400 | 5.4359 | 34.9075 | 36.1773
4800 | 17280000 | 5.436 | 34.9098 | 36.1796
4801 | 17283600 | 5.4361 | 34.9122 | 36.182
4802 | 17287200 | 5.4362 | 34.9146 | 36.1844
4803 | 17290800 | 5.4363 | 34.9169 | 36.1867
4804 | 17294400 | 5.4364 | 34.9193 | 36.1891
4805 | 17298000 | 5.4365 | 34.9217 | 36.1915
4806 | 17301600 | 5.4365 | 34.924 | 36.1938
4807 | 17305200 | 5.4366 | 34.9264 | 36.1962
4808 | 17308800 | 5.4367 | 34.9287 | 36.1986
4809 | 17312400 | 5.4368 | 34.9311 | 36.2009
4810 | 17316000 | 5.4369 | 34.9335 | 36.2033
4811 | 17319600 | 5.437 | 34.9358 | 36.2057
4812 | 17323200 | 5.437 | 34.9382 | 36.208
4813 | 17326800 | 5.4371 | 34.9405 | 36.2104
4814 | 17330400 | 5.4372 | 34.9429 | 36.2128
4815 | 17334000 | 5.4373 | 34.9453 | 36.2151
4816 | 17337600 | 5.4374 | 34.9476 | 36.2175
4817 | 17341200 | 5.4375 | 34.95 | 36.2198
4818 | 17344800 | 5.4376 | 34.9523 | 36.2222
4819 | 17348400 | 5.4376 | 34.9547 | 36.2246
4820 | 17352000 | 5.4377 | 34.957 | 36.2269
4821 | 17355600 | 5.4378 | 34.9594 | 36.2293
4822 | 17359200 | 5.4379 | 34.9618 | 36.2317
4823 | 17362800 | 5.438 | 34.9641 | 36.234
4824 | 17366400 | 5.4381 | 34.9665 | 36.2364
4825 | 17370000 | 5.4381 | 34.9688 | 36.2387
4826 | 17373600 | 5.4382 | 34.9712 | 36.2411
4827 | 17377200 | 5.4383 | 34.9735 | 36.2435
4828 | 17380800 | 5.4384 | 34.9759 | 36.2458
4829 | 17384400 | 5.4385 | 34.9783 | 36.2482
4830 | 17388000 | 5.4386 | 34.9806 | 36.2506
4831 | 17391600 | 5.4387 | 34.983 | 36.2529
4832 | 17395200 | 5.4387 | 34.9853 | 36.2553
4833 | 17398800 | 5.4388 | 34.9877 | 36.2576
4834 | 17402400 | 5.4389 | 34.99 | 36.26
4835 | 17406000 | 5.439 | 34.9924 | 36.2624
4836 | 17409600 | 5.4391 | 34.9947 | 36.2647
4837 | 17413200 | 5.4392 | 34.9971 | 36.2671
4838 | 17416800 | 5.4392 | 34.9995 | 36.2694
4839 | 17420400 | 5.4393 | 35.0018 | 36.2718
4840 | 17424000 | 5.4394 | 35.0042 | 36.2741
4841 | 17427600 | 5.4395 | 35.0065 | 36.2765
4842 | 17431200 | 5.4396 | 35.0089 | 36.2789
4843 | 17434800 | 5.4397 | 35.0112 | 36.2812
4844 | 17438400 | 5.4397 | 35.0136 | 36.2836
4845 | 17442000 | 5.4398 | 35.0159 | 36.2859
4846 | 17445600 | 5.4399 | 35.0183 | 36.2883
4847 | 17449200 | 5.44 | 35.0206 | 36.2906
4848 | 17452800 | 5.4401 | 35.023 | 36.293
4849 | 17456400 | 5.4402 | 35.0253 | 36.2954
4850 | 17460000 | 5.4403 | 35.0277 | 36.2977
4851 | 17463600 | 5.4403 | 35.03 | 36.3001
4852 | 17467200 | 5.4404 | 35.0324 | 36.3024
4853 | 17470800 | 5.4405 | 35.0347 | 36.3048
4854 | 17474400 | 5.4406 | 35.0371 | 36.3071
4855 | 17478000 | 5.4407 | 35.0394 | 36.3095
4856 | 17481600 | 5.4408 | 35.0418 | 36.3118
4857 | 17485200 | 5.4408 | 35.0441 | 36.3142
4858 | 17488800 | 5.4409 | 35.0465 | 36.3166
4859 | 17492400 | 5.441 | 35.0488 | 36.3189
4860 | 17496000 | 5.4411 | 35.0512 | 36.3213
4861 | 17499600 | 5.4412 | 35.0535 | 36.3236
4862 | 17503200 | 5.4413 | 35.0559 | 36.326
4863 | 17506800 | 5.4413 | 35.0582 | 36.3283
4864 | 17510400 | 5.4414 | 35.0606 | 36.3307
4865 | 17514000 | 5.4415 | 35.0629 | 36.333
4866 | 17517600 | 5.4416 | 35.0653 | 36.3354
4867 | 17521200 | 5.4417 | 35.0676 | 36.3377
4868 | 17524800 | 5.4418 | 35.07 | 36.3401
4869 | 17528400 | 5.4418 | 35.0723 | 36.3424
4870 | 17532000 | 5.4419 | 35.0747 | 36.3448
4871 | 17535600 | 5.442 | 35.077 | 36.3471
4872 | 17539200 | 5.4421 | 35.0793 | 36.3495
4873 | 17542800 | 5.4422 | 35.0817 | 36.3518
4874 | 17546400 | 5.4423 | 35.084 | 36.3542
4875 | 17550000 | 5.4423 | 35.0864 | 36.3565
4876 | 17553600 | 5.4424 | 35.0887 | 36.3589
4877 | 17557200 | 5.4425 | 35.0911 | 36.3612
4878 | 17560800 | 5.4426 | 35.0934 | 36.3636
4879 | 17564400 | 5.4427 | 35.0958 | 36.3659
4880 | 17568000 | 5.4428 | 35.0981 | 36.3683
4881 | 17571600 | 5.4428 | 35.1004 | 36.3706
4882 | 17575200 | 5.4429 | 35.1028 | 36.373
4883 | 17578800 | 5.443 | 35.1051 | 36.3753
4884 | 17582400 | 5.4431 | 35.1075 | 36.3777
4885 | 17586000 | 5.4432 | 35.1098 | 36.38
4886 | 17589600 | 5.4433 | 35.1122 | 36.3824
4887 | 17593200 | 5.4433 | 35.1145 | 36.3847
4888 | 17596800 | 5.4434 | 35.1168 | 36.3871
4889 | 17600400 | 5.4435 | 35.1192 | 36.3894
4890 | 17604000 | 5.4436 | 35.1215 | 36.3918
4891 | 17607600 | 5.4437 | 35.1239 | 36.3941
4892 | 17611200 | 5.4438 | 35.1262 | 36.3965
4893 | 17614800 | 5.4438 | 35.1286 | 36.3988
4894 | 17618400 | 5.4439 | 35.1309 | 36.4012
4895 | 17622000 | 5.444 | 35.1332 | 36.4035
4896 | 17625600 | 5.4441 | 35.1356 | 36.4059
4897 | 17629200 | 5.4442 | 35.1379 | 36.4082
4898 | 17632800 | 5.4443 | 35.1403 | 36.4105
4899 | 17636400 | 5.4443 | 35.1426 | 36.4129
4900 | 17640000 | 5.4444 | 35.1449 | 36.4152
4901 | 17643600 | 5.4445 | 35.1473 | 36.4176
4902 | 17647200 | 5.4446 | 35.1496 | 36.4199
4903 | 17650800 | 5.4447 | 35.152 | 36.4223
4904 | 17654400 | 5.4448 | 35.1543 | 36.4246
4905 | 17658000 | 5.4448 | 35.1566 | 36.427
4906 | 17661600 | 5.4449 | 35.159 | 36.4293
4907 | 17665200 | 5.445 | 35.1613 | 36.4316
4908 | 17668800 | 5.4451 | 35.1636 | 36.434
4909 | 17672400 | 5.4452 | 35.166 | 36.4363
4910 | 17676000 | 5.4452 | 35.1683 | 36.4387
4911 | 17679600 | 5.4453 | 35.1707 | 36.441
4912 | 17683200 | 5.4454 | 35.173 | 36.4433
4913 | 17686800 | 5.4455 | 35.1753 | 36.4457
4914 | 17690400 | 5.4456 | 35.1777 | 36.448
4915 | 17694000 | 5.4457 | 35.18 | 36.4504
4916 | 17697600 | 5.4457 | 35.1823 | 36.4527
4917 | 17701200 | 5.4458 | 35.1847 | 36.4551
4918 | 17704800 | 5.4459 | 35.187 | 36.4574
4919 | 17708400 | 5.446 | 35.1893 | 36.4597
4920 | 17712000 | 5.4461 | 35.1917 | 36.4621
4921 | 17715600 | 5.4462 | 35.194 | 36.4644
4922 | 17719200 | 5.4462 | 35.1964 | 36.4668
4923 | 17722800 | 5.4463 | 35.1987 | 36.4691
4924 | 17726400 | 5.4464 | 35.201 | 36.4714
4925 | 17730000 | 5.4465 | 35.2034 | 36.4738
4926 | 17733600 | 5.4466 | 35.2057 | 36.4761
4927 | 17737200 | 5.4466 | 35.208 | 36.4785
4928 | 17740800 | 5.4467 | 35.2104 | 36.4808
4929 | 17744400 | 5.4468 | 35.2127 | 36.4831
4930 | 17748000 | 5.4469 | 35.215 | 36.4855
4931 | 17751600 | 5.447 | 35.2174 | 36.4878
4932 | 17755200 | 5.4471 | 35.2197 | 36.4901
4933 | 17758800 | 5.4471 | 35.222 | 36.4925
4934 | 17762400 | 5.4472 | 35.2244 | 36.4948
4935 | 17766000 | 5.4473 | 35.2267 | 36.4972
4936 | 17769600 | 5.4474 | 35.229 | 36.4995
4937 | 17773200 | 5.4475 | 35.2313 | 36.5018
4938 | 17776800 | 5.4475 | 35.2337 | 36.5042
4939 | 17780400 | 5.4476 | 35.236 | 36.5065
4940 | 17784000 | 5.4477 | 35.2383 | 36.5088
4941 | 17787600 | 5.4478 | 35.2407 | 36.5112
4942 | 17791200 | 5.4479 | 35.243 | 36.5135
4943 | 17794800 | 5.448 | 35.2453 | 36.5158
4944 | 17798400 | 5.448 | 35.2477 | 36.5182
4945 | 17802000 | 5.4481 | 35.25 | 36.5205
4946 | 17805600 | 5.4482 | 35.2523 | 36.5228
4947 | 17809200 | 5.4483 | 35.2546 | 36.5252
4948 | 17812800 | 5.4484 | 35.257 | 36.5275
4949 | 17816400 | 5.4484 | 35.2593 | 36.5298
4950 | 17820000 | 5.4485 | 35.2616 | 36.5322
4951 | 17823600 | 5.4486 | 35.264 | 36.5345
4952 | 17827200 | 5.4487 | 35.2663 | 36.5368
4953 | 17830800 | 5.4488 | 35.2686 | 36.5392
4954 | 17834400 | 5.4489 | 35.2709 | 36.5415
4955 | 17838000 | 5.4489 | 35.2733 | 36.5438
4956 | 17841600 | 5.449 | 35.2756 | 36.5462
4957 | 17845200 | 5.4491 | 35.2779 | 36.5485
4958 | 17848800 | 5.4492 | 35.2803 | 36.5508
4959 | 17852400 | 5.4493 | 35.2826 | 36.5532
4960 | 17856000 | 5.4493 | 35.2849 | 36.5555
4961 | 17859600 | 5.4494 | 35.2872 | 36.5578
4962 | 17863200 | 5.4495 | 35.2896 | 36.5602
4963 | 17866800 | 5.4496 | 35.2919 | 36.5625
4964 | 17870400 | 5.4497 | 35.2942 | 36.5648
4965 | 17874000 | 5.4497 | 35.2965 | 36.5671
4966 | 17877600 | 5.4498 | 35.2989 | 36.5695
4967 | 17881200 | 5.4499 | 35.3012 | 36.5718
4968 | 17884800 | 5.45 | 35.3035 | 36.5741
4969 | 17888400 | 5.4501 | 35.3058 | 36.5765
4970 | 17892000 | 5.4502 | 35.3082 | 36.5788
4971 | 17895600 | 5.4502 | 35.3105 | 36.5811
4972 | 17899200 | 5.4503 | 35.3128 | 36.5835
4973 | 17902800 | 5.4504 | 35.3151 | 36.5858
4974 | 17906400 | 5.4505 | 35.3174 | 36.5881
4975 | 17910000 | 5.4506 | 35.3198 | 36.5904
4976 | 17913600 | 5.4506 | 35.3221 | 36.5928
4977 | 17917200 | 5.4507 | 35.3244 | 36.5951
4978 | 17920800 | 5.4508 | 35.3267 | 36.5974
4979 | 17924400 | 5.4509 | 35.3291 | 36.5997
4980 | 17928000 | 5.451 | 35.3314 | 36.6021
4981 | 17931600 | 5.451 | 35.3337 | 36.6044
4982 | 17935200 | 5.4511 | 35.336 | 36.6067
4983 | 17938800 | 5.4512 | 35.3383 | 36.609
4984 | 17942400 | 5.4513 | 35.3407 | 36.6114
4985 | 17946000 | 5.4514 | 35.343 | 36.6137
4986 | 17949600 | 5.4514 | 35.3453 | 36.616
4987 | 17953200 | 5.4515 | 35.3476 | 36.6184
4988 | 17956800 | 5.4516 | 35.3499 | 36.6207
4989 | 17960400 | 5.4517 | 35.3523 | 36.623
4990 | 17964000 | 5.4518 | 35.3546 | 36.6253
4991 | 17967600 | 5.4518 | 35.3569 | 36.6276
4992 | 17971200 | 5.4519 | 35.3592 | 36.63
4993 | 17974800 | 5.452 | 35.3615 | 36.6323
4994 | 17978400 | 5.4521 | 35.3639 | 36.6346
4995 | 17982000 | 5.4522 | 35.3662 | 36.6369
4996 | 17985600 | 5.4522 | 35.3685 | 36.6393
4997 | 17989200 | 5.4523 | 35.3708 | 36.6416
4998 | 17992800 | 5.4524 | 35.3731 | 36.6439
4999 | 17996400 | 5.4525 | 35.3755 | 36.6462
5000 | 18000000 | 5.4526 | 35.3778 | 36.6486
5001 | 18003600 | 5.4527 | 35.3801 | 36.6509
5002 | 18007200 | 5.4527 | 35.3824 | 36.6532
5003 | 18010800 | 5.4528 | 35.3847 | 36.6555
5004 | 18014400 | 5.4529 | 35.387 | 36.6578
5005 | 18018000 | 5.453 | 35.3894 | 36.6602
5006 | 18021600 | 5.4531 | 35.3917 | 36.6625
5007 | 18025200 | 5.4531 | 35.394 | 36.6648
5008 | 18028800 | 5.4532 | 35.3963 | 36.6671
5009 | 18032400 | 5.4533 | 35.3986 | 36.6694
5010 | 18036000 | 5.4534 | 35.4009 | 36.6718
5011 | 18039600 | 5.4535 | 35.4032 | 36.6741
5012 | 18043200 | 5.4535 | 35.4056 | 36.6764
5013 | 18046800 | 5.4536 | 35.4079 | 36.6787
5014 | 18050400 | 5.4537 | 35.4102 | 36.681
5015 | 18054000 | 5.4538 | 35.4125 | 36.6834
5016 | 18057600 | 5.4539 | 35.4148 | 36.6857
5017 | 18061200 | 5.4539 | 35.4171 | 36.688
5018 | 18064800 | 5.454 | 35.4194 | 36.6903
5019 | 18068400 | 5.4541 | 35.4218 | 36.6926
5020 | 18072000 | 5.4542 | 35.4241 | 36.695
5021 | 18075600 | 5.4543 | 35.4264 | 36.6973
5022 | 18079200 | 5.4543 | 35.4287 | 36.6996
5023 | 18082800 | 5.4544 | 35.431 | 36.7019
5024 | 18086400 | 5.4545 | 35.4333 | 36.7042
5025 | 18090000 | 5.4546 | 35.4356 | 36.7065
5026 | 18093600 | 5.4547 | 35.4379 | 36.7089
5027 | 18097200 | 5.4547 | 35.4403 | 36.7112
5028 | 18100800 | 5.4548 | 35.4426 | 36.7135
5029 | 18104400 | 5.4549 | 35.4449 | 36.7158
5030 | 18108000 | 5.455 | 35.4472 | 36.7181
5031 | 18111600 | 5.4551 | 35.4495 | 36.7204
5032 | 18115200 | 5.4551 | 35.4518 | 36.7228
5033 | 18118800 | 5.4552 | 35.4541 | 36.7251
5034 | 18122400 | 5.4553 | 35.4564 | 36.7274
5035 | 18126000 | 5.4554 | 35.4587 | 36.7297
5036 | 18129600 | 5.4554 | 35.461 | 36.732
5037 | 18133200 | 5.4555 | 35.4634 | 36.7343
5038 | 18136800 | 5.4556 | 35.4657 | 36.7366
5039 | 18140400 | 5.4557 | 35.468 | 36.739
5040 | 18144000 | 5.4558 | 35.4703 | 36.7413
5041 | 18147600 | 5.4558 | 35.4726 | 36.7436
5042 | 18151200 | 5.4559 | 35.4749 | 36.7459
5043 | 18154800 | 5.456 | 35.4772 | 36.7482
5044 | 18158400 | 5.4561 | 35.4795 | 36.7505
5045 | 18162000 | 5.4562 | 35.4818 | 36.7528
5046 | 18165600 | 5.4562 | 35.4841 | 36.7551
5047 | 18169200 | 5.4563 | 35.4864 | 36.7575
5048 | 18172800 | 5.4564 | 35.4887 | 36.7598
5049 | 18176400 | 5.4565 | 35.4911 | 36.7621
5050 | 18180000 | 5.4566 | 35.4934 | 36.7644
5051 | 18183600 | 5.4566 | 35.4957 | 36.7667
5052 | 18187200 | 5.4567 | 35.498 | 36.769
5053 | 18190800 | 5.4568 | 35.5003 | 36.7713
5054 | 18194400 | 5.4569 | 35.5026 | 36.7736
5055 | 18198000 | 5.457 | 35.5049 | 36.7759
5056 | 18201600 | 5.457 | 35.5072 | 36.7782
5057 | 18205200 | 5.4571 | 35.5095 | 36.7806
5058 | 18208800 | 5.4572 | 35.5118 | 36.7829
5059 | 18212400 | 5.4573 | 35.5141 | 36.7852
5060 | 18216000 | 5.4573 | 35.5164 | 36.7875
5061 | 18219600 | 5.4574 | 35.5187 | 36.7898
5062 | 18223200 | 5.4575 | 35.521 | 36.7921
5063 | 18226800 | 5.4576 | 35.5233 | 36.7944
5064 | 18230400 | 5.4577 | 35.5256 | 36.7967
5065 | 18234000 | 5.4577 | 35.5279 | 36.799
5066 | 18237600 | 5.4578 | 35.5302 | 36.8013
5067 | 18241200 | 5.4579 | 35.5325 | 36.8036
5068 | 18244800 | 5.458 | 35.5348 | 36.806
5069 | 18248400 | 5.4581 | 35.5371 | 36.8083
5070 | 18252000 | 5.4581 | 35.5394 | 36.8106
5071 | 18255600 | 5.4582 | 35.5417 | 36.8129
5072 | 18259200 | 5.4583 | 35.544 | 36.8152
5073 | 18262800 | 5.4584 | 35.5463 | 36.8175
5074 | 18266400 | 5.4585 | 35.5486 | 36.8198
5075 | 18270000 | 5.4585 | 35.5509 | 36.8221
5076 | 18273600 | 5.4586 | 35.5532 | 36.8244
5077 | 18277200 | 5.4587 | 35.5555 | 36.8267
5078 | 18280800 | 5.4588 | 35.5578 | 36.829
5079 | 18284400 | 5.4588 | 35.5601 | 36.8313
5080 | 18288000 | 5.4589 | 35.5624 | 36.8336
5081 | 18291600 | 5.459 | 35.5647 | 36.8359
5082 | 18295200 | 5.4591 | 35.567 | 36.8382
5083 | 18298800 | 5.4592 | 35.5693 | 36.8405
5084 | 18302400 | 5.4592 | 35.5716 | 36.8428
5085 | 18306000 | 5.4593 | 35.5739 | 36.8451
5086 | 18309600 | 5.4594 | 35.5762 | 36.8474
5087 | 18313200 | 5.4595 | 35.5785 | 36.8497
5088 | 18316800 | 5.4596 | 35.5808 | 36.8521
5089 | 18320400 | 5.4596 | 35.5831 | 36.8544
5090 | 18324000 | 5.4597 | 35.5854 | 36.8567
5091 | 18327600 | 5.4598 | 35.5877 | 36.859
5092 | 18331200 | 5.4599 | 35.59 | 36.8613
5093 | 18334800 | 5.4599 | 35.5923 | 36.8636
5094 | 18338400 | 5.46 | 35.5946 | 36.8659
5095 | 18342000 | 5.4601 | 35.5969 | 36.8682
5096 | 18345600 | 5.4602 | 35.5992 | 36.8705
5097 | 18349200 | 5.4603 | 35.6015 | 36.8728
5098 | 18352800 | 5.4603 | 35.6038 | 36.8751
5099 | 18356400 | 5.4604 | 35.6061 | 36.8774
5100 | 18360000 | 5.4605 | 35.6084 | 36.8797
5101 | 18363600 | 5.4606 | 35.6107 | 36.882
5102 | 18367200 | 5.4606 | 35.613 | 36.8843
5103 | 18370800 | 5.4607 | 35.6153 | 36.8866
5104 | 18374400 | 5.4608 | 35.6176 | 36.8889
5105 | 18378000 | 5.4609 | 35.6199 | 36.8912
5106 | 18381600 | 5.461 | 35.6222 | 36.8935
5107 | 18385200 | 5.461 | 35.6245 | 36.8958
5108 | 18388800 | 5.4611 | 35.6268 | 36.8981
5109 | 18392400 | 5.4612 | 35.6291 | 36.9004
5110 | 18396000 | 5.4613 | 35.6313 | 36.9027
5111 | 18399600 | 5.4613 | 35.6336 | 36.905
5112 | 18403200 | 5.4614 | 35.6359 | 36.9073
5113 | 18406800 | 5.4615 | 35.6382 | 36.9096
5114 | 18410400 | 5.4616 | 35.6405 | 36.9119
5115 | 18414000 | 5.4617 | 35.6428 | 36.9142
5116 | 18417600 | 5.4617 | 35.6451 | 36.9164
5117 | 18421200 | 5.4618 | 35.6474 | 36.9187
5118 | 18424800 | 5.4619 | 35.6497 | 36.921
5119 | 18428400 | 5.462 | 35.652 | 36.9233
5120 | 18432000 | 5.462 | 35.6543 | 36.9256
5121 | 18435600 | 5.4621 | 35.6566 | 36.9279
5122 | 18439200 | 5.4622 | 35.6589 | 36.9302
5123 | 18442800 | 5.4623 | 35.6611 | 36.9325
5124 | 18446400 | 5.4624 | 35.6634 | 36.9348
5125 | 18450000 | 5.4624 | 35.6657 | 36.9371
5126 | 18453600 | 5.4625 | 35.668 | 36.9394
5127 | 18457200 | 5.4626 | 35.6703 | 36.9417
5128 | 18460800 | 5.4627 | 35.6726 | 36.944
5129 | 18464400 | 5.4627 | 35.6749 | 36.9463
5130 | 18468000 | 5.4628 | 35.6772 | 36.9486
5131 | 18471600 | 5.4629 | 35.6795 | 36.9509
5132 | 18475200 | 5.463 | 35.6817 | 36.9532
5133 | 18478800 | 5.4631 | 35.684 | 36.9555
5134 | 18482400 | 5.4631 | 35.6863 | 36.9578
5135 | 18486000 | 5.4632 | 35.6886 | 36.96
5136 | 18489600 | 5.4633 | 35.6909 | 36.9623
5137 | 18493200 | 5.4634 | 35.6932 | 36.9646
5138 | 18496800 | 5.4634 | 35.6955 | 36.9669
5139 | 18500400 | 5.4635 | 35.6978 | 36.9692
5140 | 18504000 | 5.4636 | 35.7001 | 36.9715
5141 | 18507600 | 5.4637 | 35.7023 | 36.9738
5142 | 18511200 | 5.4637 | 35.7046 | 36.9761
5143 | 18514800 | 5.4638 | 35.7069 | 36.9784
5144 | 18518400 | 5.4639 | 35.7092 | 36.9807
5145 | 18522000 | 5.464 | 35.7115 | 36.983
5146 | 18525600 | 5.4641 | 35.7138 | 36.9853
5147 | 18529200 | 5.4641 | 35.7161 | 36.9875
5148 | 18532800 | 5.4642 | 35.7183 | 36.9898
5149 | 18536400 | 5.4643 | 35.7206 | 36.9921
5150 | 18540000 | 5.4644 | 35.7229 | 36.9944
5151 | 18543600 | 5.4644 | 35.7252 | 36.9967
5152 | 18547200 | 5.4645 | 35.7275 | 36.999
5153 | 18550800 | 5.4646 | 35.7298 | 37.0013
5154 | 18554400 | 5.4647 | 35.7321 | 37.0036
5155 | 18558000 | 5.4647 | 35.7343 | 37.0059
5156 | 18561600 | 5.4648 | 35.7366 | 37.0082
5157 | 18565200 | 5.4649 | 35.7389 | 37.0104
5158 | 18568800 | 5.465 | 35.7412 | 37.0127
5159 | 18572400 | 5.4651 | 35.7435 | 37.015
5160 | 18576000 | 5.4651 | 35.7458 | 37.0173
5161 | 18579600 | 5.4652 | 35.748 | 37.0196
5162 | 18583200 | 5.4653 | 35.7503 | 37.0219
5163 | 18586800 | 5.4654 | 35.7526 | 37.0242
5164 | 18590400 | 5.4654 | 35.7549 | 37.0265
5165 | 18594000 | 5.4655 | 35.7572 | 37.0287
5166 | 18597600 | 5.4656 | 35.7594 | 37.031
5167 | 18601200 | 5.4657 | 35.7617 | 37.0333
5168 | 18604800 | 5.4657 | 35.764 | 37.0356
5169 | 18608400 | 5.4658 | 35.7663 | 37.0379
5170 | 18612000 | 5.4659 | 35.7686 | 37.0402
5171 | 18615600 | 5.466 | 35.7708 | 37.0425
5172 | 18619200 | 5.4661 | 35.7731 | 37.0447
5173 | 18622800 | 5.4661 | 35.7754 | 37.047
5174 | 18626400 | 5.4662 | 35.7777 | 37.0493
5175 | 18630000 | 5.4663 | 35.78 | 37.0516
5176 | 18633600 | 5.4664 | 35.7822 | 37.0539
5177 | 18637200 | 5.4664 | 35.7845 | 37.0562
5178 | 18640800 | 5.4665 | 35.7868 | 37.0584
5179 | 18644400 | 5.4666 | 35.7891 | 37.0607
5180 | 18648000 | 5.4667 | 35.7914 | 37.063
5181 | 18651600 | 5.4667 | 35.7936 | 37.0653
5182 | 18655200 | 5.4668 | 35.7959 | 37.0676
5183 | 18658800 | 5.4669 | 35.7982 | 37.0699
5184 | 18662400 | 5.467 | 35.8005 | 37.0721
5185 | 18666000 | 5.467 | 35.8028 | 37.0744
5186 | 18669600 | 5.4671 | 35.805 | 37.0767
5187 | 18673200 | 5.4672 | 35.8073 | 37.079
5188 | 18676800 | 5.4673 | 35.8096 | 37.0813
5189 | 18680400 | 5.4673 | 35.8119 | 37.0836
5190 | 18684000 | 5.4674 | 35.8141 | 37.0858
5191 | 18687600 | 5.4675 | 35.8164 | 37.0881
5192 | 18691200 | 5.4676 | 35.8187 | 37.0904
5193 | 18694800 | 5.4677 | 35.821 | 37.0927
5194 | 18698400 | 5.4677 | 35.8232 | 37.095
5195 | 18702000 | 5.4678 | 35.8255 | 37.0972
5196 | 18705600 | 5.4679 | 35.8278 | 37.0995
5197 | 18709200 | 5.468 | 35.8301 | 37.1018
5198 | 18712800 | 5.468 | 35.8323 | 37.1041
5199 | 18716400 | 5.4681 | 35.8346 | 37.1064
5200 | 18720000 | 5.4682 | 35.8369 | 37.1086
5201 | 18723600 | 5.4683 | 35.8392 | 37.1109
5202 | 18727200 | 5.4683 | 35.8414 | 37.1132
5203 | 18730800 | 5.4684 | 35.8437 | 37.1155
5204 | 18734400 | 5.4685 | 35.846 | 37.1177
5205 | 18738000 | 5.4686 | 35.8483 | 37.12
5206 | 18741600 | 5.4686 | 35.8505 | 37.1223
5207 | 18745200 | 5.4687 | 35.8528 | 37.1246
5208 | 18748800 | 5.4688 | 35.8551 | 37.1269
5209 | 18752400 | 5.4689 | 35.8574 | 37.1291
5210 | 18756000 | 5.4689 | 35.8596 | 37.1314
5211 | 18759600 | 5.469 | 35.8619 | 37.1337
5212 | 18763200 | 5.4691 | 35.8642 | 37.136
5213 | 18766800 | 5.4692 | 35.8664 | 37.1382
5214 | 18770400 | 5.4692 | 35.8687 | 37.1405
5215 | 18774000 | 5.4693 | 35.871 | 37.1428
5216 | 18777600 | 5.4694 | 35.8733 | 37.1451
5217 | 18781200 | 5.4695 | 35.8755 | 37.1473
5218 | 18784800 | 5.4695 | 35.8778 | 37.1496
5219 | 18788400 | 5.4696 | 35.8801 | 37.1519
5220 | 18792000 | 5.4697 | 35.8823 | 37.1542
5221 | 18795600 | 5.4698 | 35.8846 | 37.1564
5222 | 18799200 | 5.4698 | 35.8869 | 37.1587
5223 | 18802800 | 5.4699 | 35.8892 | 37.161
5224 | 18806400 | 5.47 | 35.8914 | 37.1633
5225 | 18810000 | 5.4701 | 35.8937 | 37.1655
5226 | 18813600 | 5.4702 | 35.896 | 37.1678
5227 | 18817200 | 5.4702 | 35.8982 | 37.1701
5228 | 18820800 | 5.4703 | 35.9005 | 37.1724
5229 | 18824400 | 5.4704 | 35.9028 | 37.1746
5230 | 18828000 | 5.4705 | 35.905 | 37.1769
5231 | 18831600 | 5.4705 | 35.9073 | 37.1792
5232 | 18835200 | 5.4706 | 35.9096 | 37.1815
5233 | 18838800 | 5.4707 | 35.9118 | 37.1837
5234 | 18842400 | 5.4708 | 35.9141 | 37.186
5235 | 18846000 | 5.4708 | 35.9164 | 37.1883
5236 | 18849600 | 5.4709 | 35.9186 | 37.1905
5237 | 18853200 | 5.471 | 35.9209 | 37.1928
5238 | 18856800 | 5.4711 | 35.9232 | 37.1951
5239 | 18860400 | 5.4711 | 35.9254 | 37.1974
5240 | 18864000 | 5.4712 | 35.9277 | 37.1996
5241 | 18867600 | 5.4713 | 35.93 | 37.2019
5242 | 18871200 | 5.4714 | 35.9322 | 37.2042
5243 | 18874800 | 5.4714 | 35.9345 | 37.2064
5244 | 18878400 | 5.4715 | 35.9368 | 37.2087
5245 | 18882000 | 5.4716 | 35.939 | 37.211
5246 | 18885600 | 5.4717 | 35.9413 | 37.2132
5247 | 18889200 | 5.4717 | 35.9436 | 37.2155
5248 | 18892800 | 5.4718 | 35.9458 | 37.2178
5249 | 18896400 | 5.4719 | 35.9481 | 37.2201
5250 | 18900000 | 5.472 | 35.9504 | 37.2223
5251 | 18903600 | 5.472 | 35.9526 | 37.2246
5252 | 18907200 | 5.4721 | 35.9549 | 37.2269
5253 | 18910800 | 5.4722 | 35.9572 | 37.2291
5254 | 18914400 | 5.4723 | 35.9594 | 37.2314
5255 | 18918000 | 5.4723 | 35.9617 | 37.2337
5256 | 18921600 | 5.4724 | 35.9639 | 37.2359
5257 | 18925200 | 5.4725 | 35.9662 | 37.2382
5258 | 18928800 | 5.4726 | 35.9685 | 37.2405
5259 | 18932400 | 5.4726 | 35.9707 | 37.2427
5260 | 18936000 | 5.4727 | 35.973 | 37.245
5261 | 18939600 | 5.4728 | 35.9753 | 37.2473
5262 | 18943200 | 5.4728 | 35.9775 | 37.2495
5263 | 18946800 | 5.4729 | 35.9798 | 37.2518
5264 | 18950400 | 5.473 | 35.982 | 37.2541
5265 | 18954000 | 5.4731 | 35.9843 | 37.2563
5266 | 18957600 | 5.4731 | 35.9866 | 37.2586
5267 | 18961200 | 5.4732 | 35.9888 | 37.2609
5268 | 18964800 | 5.4733 | 35.9911 | 37.2631
5269 | 18968400 | 5.4734 | 35.9933 | 37.2654
5270 | 18972000 | 5.4734 | 35.9956 | 37.2677
5271 | 18975600 | 5.4735 | 35.9979 | 37.2699
5272 | 18979200 | 5.4736 | 36.0001 | 37.2722
5273 | 18982800 | 5.4737 | 36.0024 | 37.2745
5274 | 18986400 | 5.4737 | 36.0046 | 37.2767
5275 | 18990000 | 5.4738 | 36.0069 | 37.279
5276 | 18993600 | 5.4739 | 36.0092 | 37.2812
5277 | 18997200 | 5.474 | 36.0114 | 37.2835
5278 | 19000800 | 5.474 | 36.0137 | 37.2858
5279 | 19004400 | 5.4741 | 36.0159 | 37.288
5280 | 19008000 | 5.4742 | 36.0182 | 37.2903
5281 | 19011600 | 5.4743 | 36.0204 | 37.2926
5282 | 19015200 | 5.4743 | 36.0227 | 37.2948
5283 | 19018800 | 5.4744 | 36.025 | 37.2971
5284 | 19022400 | 5.4745 | 36.0272 | 37.2993
5285 | 19026000 | 5.4746 | 36.0295 | 37.3016
5286 | 19029600 | 5.4746 | 36.0317 | 37.3039
5287 | 19033200 | 5.4747 | 36.034 | 37.3061
5288 | 19036800 | 5.4748 | 36.0362 | 37.3084
5289 | 19040400 | 5.4749 | 36.0385 | 37.3106
5290 | 19044000 | 5.4749 | 36.0408 | 37.3129
5291 | 19047600 | 5.475 | 36.043 | 37.3152
5292 | 19051200 | 5.4751 | 36.0453 | 37.3174
5293 | 19054800 | 5.4752 | 36.0475 | 37.3197
5294 | 19058400 | 5.4752 | 36.0498 | 37.3219
5295 | 19062000 | 5.4753 | 36.052 | 37.3242
5296 | 19065600 | 5.4754 | 36.0543 | 37.3265
5297 | 19069200 | 5.4754 | 36.0565 | 37.3287
5298 | 19072800 | 5.4755 | 36.0588 | 37.331
5299 | 19076400 | 5.4756 | 36.0611 | 37.3332
5300 | 19080000 | 5.4757 | 36.0633 | 37.3355
5301 | 19083600 | 5.4757 | 36.0656 | 37.3378
5302 | 19087200 | 5.4758 | 36.0678 | 37.34
5303 | 19090800 | 5.4759 | 36.0701 | 37.3423
5304 | 19094400 | 5.476 | 36.0723 | 37.3445
5305 | 19098000 | 5.476 | 36.0746 | 37.3468
5306 | 19101600 | 5.4761 | 36.0768 | 37.349
5307 | 19105200 | 5.4762 | 36.0791 | 37.3513
5308 | 19108800 | 5.4763 | 36.0813 | 37.3536
5309 | 19112400 | 5.4763 | 36.0836 | 37.3558
5310 | 19116000 | 5.4764 | 36.0858 | 37.3581
5311 | 19119600 | 5.4765 | 36.0881 | 37.3603
5312 | 19123200 | 5.4766 | 36.0903 | 37.3626
5313 | 19126800 | 5.4766 | 36.0926 | 37.3648
5314 | 19130400 | 5.4767 | 36.0948 | 37.3671
5315 | 19134000 | 5.4768 | 36.0971 | 37.3694
5316 | 19137600 | 5.4768 | 36.0993 | 37.3716
5317 | 19141200 | 5.4769 | 36.1016 | 37.3739
5318 | 19144800 | 5.477 | 36.1038 | 37.3761
5319 | 19148400 | 5.4771 | 36.1061 | 37.3784
5320 | 19152000 | 5.4771 | 36.1083 | 37.3806
5321 | 19155600 | 5.4772 | 36.1106 | 37.3829
5322 | 19159200 | 5.4773 | 36.1128 | 37.3851
5323 | 19162800 | 5.4774 | 36.1151 | 37.3874
5324 | 19166400 | 5.4774 | 36.1173 | 37.3896
5325 | 19170000 | 5.4775 | 36.1196 | 37.3919
5326 | 19173600 | 5.4776 | 36.1218 | 37.3942
5327 | 19177200 | 5.4777 | 36.1241 | 37.3964
5328 | 19180800 | 5.4777 | 36.1263 | 37.3987
5329 | 19184400 | 5.4778 | 36.1286 | 37.4009
5330 | 19188000 | 5.4779 | 36.1308 | 37.4032
5331 | 19191600 | 5.4779 | 36.1331 | 37.4054
5332 | 19195200 | 5.478 | 36.1353 | 37.4077
5333 | 19198800 | 5.4781 | 36.1376 | 37.4099
5334 | 19202400 | 5.4782 | 36.1398 | 37.4122
5335 | 19206000 | 5.4782 | 36.1421 | 37.4144
5336 | 19209600 | 5.4783 | 36.1443 | 37.4167
5337 | 19213200 | 5.4784 | 36.1466 | 37.4189
5338 | 19216800 | 5.4785 | 36.1488 | 37.4212
5339 | 19220400 | 5.4785 | 36.1511 | 37.4234
5340 | 19224000 | 5.4786 | 36.1533 | 37.4257
5341 | 19227600 | 5.4787 | 36.1556 | 37.4279
5342 | 19231200 | 5.4788 | 36.1578 | 37.4302
5343 | 19234800 | 5.4788 | 36.16 | 37.4324
5344 | 19238400 | 5.4789 | 36.1623 | 37.4347
5345 | 19242000 | 5.479 | 36.1645 | 37.4369
5346 | 19245600 | 5.479 | 36.1668 | 37.4392
5347 | 19249200 | 5.4791 | 36.169 | 37.4414
5348 | 19252800 | 5.4792 | 36.1713 | 37.4437
5349 | 19256400 | 5.4793 | 36.1735 | 37.4459
5350 | 19260000 | 5.4793 | 36.1758 | 37.4482
5351 | 19263600 | 5.4794 | 36.178 | 37.4504
5352 | 19267200 | 5.4795 | 36.1802 | 37.4527
5353 | 19270800 | 5.4796 | 36.1825 | 37.4549
5354 | 19274400 | 5.4796 | 36.1847 | 37.4572
5355 | 19278000 | 5.4797 | 36.187 | 37.4594
5356 | 19281600 | 5.4798 | 36.1892 | 37.4617
5357 | 19285200 | 5.4798 | 36.1915 | 37.4639
5358 | 19288800 | 5.4799 | 36.1937 | 37.4662
5359 | 19292400 | 5.48 | 36.1959 | 37.4684
5360 | 19296000 | 5.4801 | 36.1982 | 37.4706
5361 | 19299600 | 5.4801 | 36.2004 | 37.4729
5362 | 19303200 | 5.4802 | 36.2027 | 37.4751
5363 | 19306800 | 5.4803 | 36.2049 | 37.4774
5364 | 19310400 | 5.4804 | 36.2072 | 37.4796
5365 | 19314000 | 5.4804 | 36.2094 | 37.4819
5366 | 19317600 | 5.4805 | 36.2116 | 37.4841
5367 | 19321200 | 5.4806 | 36.2139 | 37.4864
5368 | 19324800 | 5.4806 | 36.2161 | 37.4886
5369 | 19328400 | 5.4807 | 36.2184 | 37.4909
5370 | 19332000 | 5.4808 | 36.2206 | 37.4931
5371 | 19335600 | 5.4809 | 36.2228 | 37.4953
5372 | 19339200 | 5.4809 | 36.2251 | 37.4976
5373 | 19342800 | 5.481 | 36.2273 | 37.4998
5374 | 19346400 | 5.4811 | 36.2296 | 37.5021
5375 | 19350000 | 5.4811 | 36.2318 | 37.5043
5376 | 19353600 | 5.4812 | 36.234 | 37.5066
5377 | 19357200 | 5.4813 | 36.2363 | 37.5088
5378 | 19360800 | 5.4814 | 36.2385 | 37.511
5379 | 19364400 | 5.4814 | 36.2407 | 37.5133
5380 | 19368000 | 5.4815 | 36.243 | 37.5155
5381 | 19371600 | 5.4816 | 36.2452 | 37.5178
5382 | 19375200 | 5.4817 | 36.2475 | 37.52
5383 | 19378800 | 5.4817 | 36.2497 | 37.5223
5384 | 19382400 | 5.4818 | 36.2519 | 37.5245
5385 | 19386000 | 5.4819 | 36.2542 | 37.5267
5386 | 19389600 | 5.4819 | 36.2564 | 37.529
5387 | 19393200 | 5.482 | 36.2586 | 37.5312
5388 | 19396800 | 5.4821 | 36.2609 | 37.5335
5389 | 19400400 | 5.4822 | 36.2631 | 37.5357
5390 | 19404000 | 5.4822 | 36.2654 | 37.5379
5391 | 19407600 | 5.4823 | 36.2676 | 37.5402
5392 | 19411200 | 5.4824 | 36.2698 | 37.5424
5393 | 19414800 | 5.4824 | 36.2721 | 37.5447
5394 | 19418400 | 5.4825 | 36.2743 | 37.5469
5395 | 19422000 | 5.4826 | 36.2765 | 37.5491
5396 | 19425600 | 5.4827 | 36.2788 | 37.5514
5397 | 19429200 | 5.4827 | 36.281 | 37.5536
5398 | 19432800 | 5.4828 | 36.2832 | 37.5559
5399 | 19436400 | 5.4829 | 36.2855 | 37.5581
5400 | 19440000 | 5.483 | 36.2877 | 37.5603
5401 | 19443600 | 5.483 | 36.2899 | 37.5626
5402 | 19447200 | 5.4831 | 36.2922 | 37.5648
5403 | 19450800 | 5.4832 | 36.2944 | 37.5671
5404 | 19454400 | 5.4832 | 36.2966 | 37.5693
5405 | 19458000 | 5.4833 | 36.2989 | 37.5715
5406 | 19461600 | 5.4834 | 36.3011 | 37.5738
5407 | 19465200 | 5.4835 | 36.3033 | 37.576
5408 | 19468800 | 5.4835 | 36.3056 | 37.5782
5409 | 19472400 | 5.4836 | 36.3078 | 37.5805
5410 | 19476000 | 5.4837 | 36.31 | 37.5827
5411 | 19479600 | 5.4837 | 36.3123 | 37.5849
5412 | 19483200 | 5.4838 | 36.3145 | 37.5872
5413 | 19486800 | 5.4839 | 36.3167 | 37.5894
5414 | 19490400 | 5.484 | 36.319 | 37.5917
5415 | 19494000 | 5.484 | 36.3212 | 37.5939
5416 | 19497600 | 5.4841 | 36.3234 | 37.5961
5417 | 19501200 | 5.4842 | 36.3257 | 37.5984
5418 | 19504800 | 5.4842 | 36.3279 | 37.6006
5419 | 19508400 | 5.4843 | 36.3301 | 37.6028
5420 | 19512000 | 5.4844 | 36.3323 | 37.6051
5421 | 19515600 | 5.4845 | 36.3346 | 37.6073
5422 | 19519200 | 5.4845 | 36.3368 | 37.6095
5423 | 19522800 | 5.4846 | 36.339 | 37.6118
5424 | 19526400 | 5.4847 | 36.3413 | 37.614
5425 | 19530000 | 5.4847 | 36.3435 | 37.6162
5426 | 19533600 | 5.4848 | 36.3457 | 37.6185
5427 | 19537200 | 5.4849 | 36.3479 | 37.6207
5428 | 19540800 | 5.485 | 36.3502 | 37.6229
5429 | 19544400 | 5.485 | 36.3524 | 37.6252
5430 | 19548000 | 5.4851 | 36.3546 | 37.6274
5431 | 19551600 | 5.4852 | 36.3569 | 37.6296
5432 | 19555200 | 5.4852 | 36.3591 | 37.6319
5433 | 19558800 | 5.4853 | 36.3613 | 37.6341
5434 | 19562400 | 5.4854 | 36.3635 | 37.6363
5435 | 19566000 | 5.4855 | 36.3658 | 37.6386
5436 | 19569600 | 5.4855 | 36.368 | 37.6408
5437 | 19573200 | 5.4856 | 36.3702 | 37.643
5438 | 19576800 | 5.4857 | 36.3725 | 37.6453
5439 | 19580400 | 5.4857 | 36.3747 | 37.6475
5440 | 19584000 | 5.4858 | 36.3769 | 37.6497
5441 | 19587600 | 5.4859 | 36.3791 | 37.6519
5442 | 19591200 | 5.486 | 36.3814 | 37.6542
5443 | 19594800 | 5.486 | 36.3836 | 37.6564
5444 | 19598400 | 5.4861 | 36.3858 | 37.6586
5445 | 19602000 | 5.4862 | 36.388 | 37.6609
5446 | 19605600 | 5.4862 | 36.3903 | 37.6631
5447 | 19609200 | 5.4863 | 36.3925 | 37.6653
5448 | 19612800 | 5.4864 | 36.3947 | 37.6675
5449 | 19616400 | 5.4864 | 36.3969 | 37.6698
5450 | 19620000 | 5.4865 | 36.3992 | 37.672
5451 | 19623600 | 5.4866 | 36.4014 | 37.6742
5452 | 19627200 | 5.4867 | 36.4036 | 37.6765
5453 | 19630800 | 5.4867 | 36.4058 | 37.6787
5454 | 19634400 | 5.4868 | 36.408 | 37.6809
5455 | 19638000 | 5.4869 | 36.4103 | 37.6831
5456 | 19641600 | 5.4869 | 36.4125 | 37.6854
5457 | 19645200 | 5.487 | 36.4147 | 37.6876
5458 | 19648800 | 5.4871 | 36.4169 | 37.6898
5459 | 19652400 | 5.4872 | 36.4192 | 37.6921
5460 | 19656000 | 5.4872 | 36.4214 | 37.6943
5461 | 19659600 | 5.4873 | 36.4236 | 37.6965
5462 | 19663200 | 5.4874 | 36.4258 | 37.6987
5463 | 19666800 | 5.4874 | 36.4281 | 37.701
5464 | 19670400 | 5.4875 | 36.4303 | 37.7032
5465 | 19674000 | 5.4876 | 36.4325 | 37.7054
5466 | 19677600 | 5.4877 | 36.4347 | 37.7076
5467 | 19681200 | 5.4877 | 36.4369 | 37.7099
5468 | 19684800 | 5.4878 | 36.4392 | 37.7121
5469 | 19688400 | 5.4879 | 36.4414 | 37.7143
5470 | 19692000 | 5.4879 | 36.4436 | 37.7165
5471 | 19695600 | 5.488 | 36.4458 | 37.7188
5472 | 19699200 | 5.4881 | 36.448 | 37.721
5473 | 19702800 | 5.4881 | 36.4503 | 37.7232
5474 | 19706400 | 5.4882 | 36.4525 | 37.7254
5475 | 19710000 | 5.4883 | 36.4547 | 37.7277
5476 | 19713600 | 5.4884 | 36.4569 | 37.7299
5477 | 19717200 | 5.4884 | 36.4591 | 37.7321
5478 | 19720800 | 5.4885 | 36.4614 | 37.7343
5479 | 19724400 | 5.4886 | 36.4636 | 37.7366
5480 | 19728000 | 5.4886 | 36.4658 | 37.7388
5481 | 19731600 | 5.4887 | 36.468 | 37.741
5482 | 19735200 | 5.4888 | 36.4702 | 37.7432
5483 | 19738800 | 5.4888 | 36.4724 | 37.7454
5484 | 19742400 | 5.4889 | 36.4747 | 37.7477
5485 | 19746000 | 5.489 | 36.4769 | 37.7499
5486 | 19749600 | 5.4891 | 36.4791 | 37.7521
5487 | 19753200 | 5.4891 | 36.4813 | 37.7543
5488 | 19756800 | 5.4892 | 36.4835 | 37.7565
5489 | 19760400 | 5.4893 | 36.4858 | 37.7588
5490 | 19764000 | 5.4893 | 36.488 | 37.761
5491 | 19767600 | 5.4894 | 36.4902 | 37.7632
5492 | 19771200 | 5.4895 | 36.4924 | 37.7654
5493 | 19774800 | 5.4895 | 36.4946 | 37.7677
5494 | 19778400 | 5.4896 | 36.4968 | 37.7699
5495 | 19782000 | 5.4897 | 36.499 | 37.7721
5496 | 19785600 | 5.4898 | 36.5013 | 37.7743
5497 | 19789200 | 5.4898 | 36.5035 | 37.7765
5498 | 19792800 | 5.4899 | 36.5057 | 37.7787
5499 | 19796400 | 5.49 | 36.5079 | 37.781
5500 | 19800000 | 5.49 | 36.5101 | 37.7832
5501 | 19803600 | 5.4901 | 36.5123 | 37.7854
5502 | 19807200 | 5.4902 | 36.5146 | 37.7876
5503 | 19810800 | 5.4902 | 36.5168 | 37.7898
5504 | 19814400 | 5.4903 | 36.519 | 37.7921
5505 | 19818000 | 5.4904 | 36.5212 | 37.7943
5506 | 19821600 | 5.4905 | 36.5234 | 37.7965
5507 | 19825200 | 5.4905 | 36.5256 | 37.7987
5508 | 19828800 | 5.4906 | 36.5278 | 37.8009
5509 | 19832400 | 5.4907 | 36.53 | 37.8031
5510 | 19836000 | 5.4907 | 36.5323 | 37.8054
5511 | 19839600 | 5.4908 | 36.5345 | 37.8076
5512 | 19843200 | 5.4909 | 36.5367 | 37.8098
5513 | 19846800 | 5.4909 | 36.5389 | 37.812
5514 | 19850400 | 5.491 | 36.5411 | 37.8142
5515 | 19854000 | 5.4911 | 36.5433 | 37.8164
5516 | 19857600 | 5.4912 | 36.5455 | 37.8187
5517 | 19861200 | 5.4912 | 36.5477 | 37.8209
5518 | 19864800 | 5.4913 | 36.55 | 37.8231
5519 | 19868400 | 5.4914 | 36.5522 | 37.8253
5520 | 19872000 | 5.4914 | 36.5544 | 37.8275
5521 | 19875600 | 5.4915 | 36.5566 | 37.8297
5522 | 19879200 | 5.4916 | 36.5588 | 37.832
5523 | 19882800 | 5.4916 | 36.561 | 37.8342
5524 | 19886400 | 5.4917 | 36.5632 | 37.8364
5525 | 19890000 | 5.4918 | 36.5654 | 37.8386
5526 | 19893600 | 5.4919 | 36.5676 | 37.8408
5527 | 19897200 | 5.4919 | 36.5698 | 37.843
5528 | 19900800 | 5.492 | 36.5721 | 37.8452
5529 | 19904400 | 5.4921 | 36.5743 | 37.8475
5530 | 19908000 | 5.4921 | 36.5765 | 37.8497
5531 | 19911600 | 5.4922 | 36.5787 | 37.8519
5532 | 19915200 | 5.4923 | 36.5809 | 37.8541
5533 | 19918800 | 5.4923 | 36.5831 | 37.8563
5534 | 19922400 | 5.4924 | 36.5853 | 37.8585
5535 | 19926000 | 5.4925 | 36.5875 | 37.8607
5536 | 19929600 | 5.4925 | 36.5897 | 37.8629
5537 | 19933200 | 5.4926 | 36.5919 | 37.8652
5538 | 19936800 | 5.4927 | 36.5941 | 37.8674
5539 | 19940400 | 5.4928 | 36.5963 | 37.8696
5540 | 19944000 | 5.4928 | 36.5985 | 37.8718
5541 | 19947600 | 5.4929 | 36.6008 | 37.874
5542 | 19951200 | 5.493 | 36.603 | 37.8762
5543 | 19954800 | 5.493 | 36.6052 | 37.8784
5544 | 19958400 | 5.4931 | 36.6074 | 37.8806
5545 | 19962000 | 5.4932 | 36.6096 | 37.8828
5546 | 19965600 | 5.4932 | 36.6118 | 37.885
5547 | 19969200 | 5.4933 | 36.614 | 37.8873
5548 | 19972800 | 5.4934 | 36.6162 | 37.8895
5549 | 19976400 | 5.4934 | 36.6184 | 37.8917
5550 | 19980000 | 5.4935 | 36.6206 | 37.8939
5551 | 19983600 | 5.4936 | 36.6228 | 37.8961
5552 | 19987200 | 5.4937 | 36.625 | 37.8983
5553 | 19990800 | 5.4937 | 36.6272 | 37.9005
5554 | 19994400 | 5.4938 | 36.6294 | 37.9027
5555 | 19998000 | 5.4939 | 36.6316 | 37.9049
5556 | 20001600 | 5.4939 | 36.6338 | 37.9071
5557 | 20005200 | 5.494 | 36.636 | 37.9093
5558 | 20008800 | 5.4941 | 36.6382 | 37.9116
5559 | 20012400 | 5.4941 | 36.6404 | 37.9138
5560 | 20016000 | 5.4942 | 36.6426 | 37.916
5561 | 20019600 | 5.4943 | 36.6449 | 37.9182
5562 | 20023200 | 5.4943 | 36.6471 | 37.9204
5563 | 20026800 | 5.4944 | 36.6493 | 37.9226
5564 | 20030400 | 5.4945 | 36.6515 | 37.9248
5565 | 20034000 | 5.4945 | 36.6537 | 37.927
5566 | 20037600 | 5.4946 | 36.6559 | 37.9292
5567 | 20041200 | 5.4947 | 36.6581 | 37.9314
5568 | 20044800 | 5.4948 | 36.6603 | 37.9336
5569 | 20048400 | 5.4948 | 36.6625 | 37.9358
5570 | 20052000 | 5.4949 | 36.6647 | 37.938
5571 | 20055600 | 5.495 | 36.6669 | 37.9402
5572 | 20059200 | 5.495 | 36.6691 | 37.9424
5573 | 20062800 | 5.4951 | 36.6713 | 37.9446
5574 | 20066400 | 5.4952 | 36.6735 | 37.9469
5575 | 20070000 | 5.4952 | 36.6757 | 37.9491
5576 | 20073600 | 5.4953 | 36.6779 | 37.9513
5577 | 20077200 | 5.4954 | 36.6801 | 37.9535
5578 | 20080800 | 5.4954 | 36.6823 | 37.9557
5579 | 20084400 | 5.4955 | 36.6845 | 37.9579
5580 | 20088000 | 5.4956 | 36.6867 | 37.9601
5581 | 20091600 | 5.4956 | 36.6889 | 37.9623
5582 | 20095200 | 5.4957 | 36.6911 | 37.9645
5583 | 20098800 | 5.4958 | 36.6933 | 37.9667
5584 | 20102400 | 5.4958 | 36.6955 | 37.9689
5585 | 20106000 | 5.4959 | 36.6977 | 37.9711
5586 | 20109600 | 5.496 | 36.6999 | 37.9733
5587 | 20113200 | 5.4961 | 36.7021 | 37.9755
5588 | 20116800 | 5.4961 | 36.7043 | 37.9777
5589 | 20120400 | 5.4962 | 36.7065 | 37.9799
5590 | 20124000 | 5.4963 | 36.7087 | 37.9821
5591 | 20127600 | 5.4963 | 36.7109 | 37.9843
5592 | 20131200 | 5.4964 | 36.7131 | 37.9865
5593 | 20134800 | 5.4965 | 36.7152 | 37.9887
5594 | 20138400 | 5.4965 | 36.7174 | 37.9909
5595 | 20142000 | 5.4966 | 36.7196 | 37.9931
5596 | 20145600 | 5.4967 | 36.7218 | 37.9953
5597 | 20149200 | 5.4967 | 36.724 | 37.9975
5598 | 20152800 | 5.4968 | 36.7262 | 37.9997
5599 | 20156400 | 5.4969 | 36.7284 | 38.0019
5600 | 20160000 | 5.4969 | 36.7306 | 38.0041
5601 | 20163600 | 5.497 | 36.7328 | 38.0063
5602 | 20167200 | 5.4971 | 36.735 | 38.0085
5603 | 20170800 | 5.4971 | 36.7372 | 38.0107
5604 | 20174400 | 5.4972 | 36.7394 | 38.0129
5605 | 20178000 | 5.4973 | 36.7416 | 38.0151
5606 | 20181600 | 5.4974 | 36.7438 | 38.0173
5607 | 20185200 | 5.4974 | 36.746 | 38.0195
5608 | 20188800 | 5.4975 | 36.7482 | 38.0217
5609 | 20192400 | 5.4976 | 36.7504 | 38.0239
5610 | 20196000 | 5.4976 | 36.7526 | 38.0261
5611 | 20199600 | 5.4977 | 36.7548 | 38.0283
5612 | 20203200 | 5.4978 | 36.757 | 38.0305
5613 | 20206800 | 5.4978 | 36.7591 | 38.0327
5614 | 20210400 | 5.4979 | 36.7613 | 38.0349
5615 | 20214000 | 5.498 | 36.7635 | 38.0371
5616 | 20217600 | 5.498 | 36.7657 | 38.0393
5617 | 20221200 | 5.4981 | 36.7679 | 38.0415
5618 | 20224800 | 5.4982 | 36.7701 | 38.0437
5619 | 20228400 | 5.4982 | 36.7723 | 38.0459
5620 | 20232000 | 5.4983 | 36.7745 | 38.0481
5621 | 20235600 | 5.4984 | 36.7767 | 38.0503
5622 | 20239200 | 5.4984 | 36.7789 | 38.0525
5623 | 20242800 | 5.4985 | 36.7811 | 38.0547
5624 | 20246400 | 5.4986 | 36.7833 | 38.0568
5625 | 20250000 | 5.4986 | 36.7855 | 38.059
5626 | 20253600 | 5.4987 | 36.7876 | 38.0612
5627 | 20257200 | 5.4988 | 36.7898 | 38.0634
5628 | 20260800 | 5.4988 | 36.792 | 38.0656
5629 | 20264400 | 5.4989 | 36.7942 | 38.0678
5630 | 20268000 | 5.499 | 36.7964 | 38.07
5631 | 20271600 | 5.499 | 36.7986 | 38.0722
5632 | 20275200 | 5.4991 | 36.8008 | 38.0744
5633 | 20278800 | 5.4992 | 36.803 | 38.0766
5634 | 20282400 | 5.4992 | 36.8052 | 38.0788
5635 | 20286000 | 5.4993 | 36.8074 | 38.081
5636 | 20289600 | 5.4994 | 36.8095 | 38.0832
5637 | 20293200 | 5.4995 | 36.8117 | 38.0854
5638 | 20296800 | 5.4995 | 36.8139 | 38.0876
5639 | 20300400 | 5.4996 | 36.8161 | 38.0898
5640 | 20304000 | 5.4997 | 36.8183 | 38.0919
5641 | 20307600 | 5.4997 | 36.8205 | 38.0941
5642 | 20311200 | 5.4998 | 36.8227 | 38.0963
5643 | 20314800 | 5.4999 | 36.8249 | 38.0985
5644 | 20318400 | 5.4999 | 36.827 | 38.1007
5645 | 20322000 | 5.5 | 36.8292 | 38.1029
5646 | 20325600 | 5.5001 | 36.8314 | 38.1051
5647 | 20329200 | 5.5001 | 36.8336 | 38.1073
5648 | 20332800 | 5.5002 | 36.8358 | 38.1095
5649 | 20336400 | 5.5003 | 36.838 | 38.1117
5650 | 20340000 | 5.5003 | 36.8402 | 38.1139
5651 | 20343600 | 5.5004 | 36.8424 | 38.116
5652 | 20347200 | 5.5005 | 36.8445 | 38.1182
5653 | 20350800 | 5.5005 | 36.8467 | 38.1204
5654 | 20354400 | 5.5006 | 36.8489 | 38.1226
5655 | 20358000 | 5.5007 | 36.8511 | 38.1248
5656 | 20361600 | 5.5007 | 36.8533 | 38.127
5657 | 20365200 | 5.5008 | 36.8555 | 38.1292
5658 | 20368800 | 5.5009 | 36.8577 | 38.1314
5659 | 20372400 | 5.5009 | 36.8598 | 38.1336
5660 | 20376000 | 5.501 | 36.862 | 38.1358
5661 | 20379600 | 5.5011 | 36.8642 | 38.1379
5662 | 20383200 | 5.5011 | 36.8664 | 38.1401
5663 | 20386800 | 5.5012 | 36.8686 | 38.1423
5664 | 20390400 | 5.5013 | 36.8708 | 38.1445
5665 | 20394000 | 5.5013 | 36.8729 | 38.1467
5666 | 20397600 | 5.5014 | 36.8751 | 38.1489
5667 | 20401200 | 5.5015 | 36.8773 | 38.1511
5668 | 20404800 | 5.5015 | 36.8795 | 38.1533
5669 | 20408400 | 5.5016 | 36.8817 | 38.1554
5670 | 20412000 | 5.5017 | 36.8839 | 38.1576
5671 | 20415600 | 5.5017 | 36.886 | 38.1598
5672 | 20419200 | 5.5018 | 36.8882 | 38.162
5673 | 20422800 | 5.5019 | 36.8904 | 38.1642
5674 | 20426400 | 5.5019 | 36.8926 | 38.1664
5675 | 20430000 | 5.502 | 36.8948 | 38.1686
5676 | 20433600 | 5.5021 | 36.8969 | 38.1707
5677 | 20437200 | 5.5021 | 36.8991 | 38.1729
5678 | 20440800 | 5.5022 | 36.9013 | 38.1751
5679 | 20444400 | 5.5023 | 36.9035 | 38.1773
5680 | 20448000 | 5.5023 | 36.9057 | 38.1795
5681 | 20451600 | 5.5024 | 36.9079 | 38.1817
5682 | 20455200 | 5.5025 | 36.91 | 38.1839
5683 | 20458800 | 5.5025 | 36.9122 | 38.186
5684 | 20462400 | 5.5026 | 36.9144 | 38.1882
5685 | 20466000 | 5.5027 | 36.9166 | 38.1904
5686 | 20469600 | 5.5027 | 36.9188 | 38.1926
5687 | 20473200 | 5.5028 | 36.9209 | 38.1948
5688 | 20476800 | 5.5029 | 36.9231 | 38.197
5689 | 20480400 | 5.5029 | 36.9253 | 38.1991
5690 | 20484000 | 5.503 | 36.9275 | 38.2013
5691 | 20487600 | 5.5031 | 36.9297 | 38.2035
5692 | 20491200 | 5.5031 | 36.9318 | 38.2057
5693 | 20494800 | 5.5032 | 36.934 | 38.2079
5694 | 20498400 | 5.5033 | 36.9362 | 38.2101
5695 | 20502000 | 5.5033 | 36.9384 | 38.2122
5696 | 20505600 | 5.5034 | 36.9405 | 38.2144
5697 | 20509200 | 5.5035 | 36.9427 | 38.2166
5698 | 20512800 | 5.5035 | 36.9449 | 38.2188
5699 | 20516400 | 5.5036 | 36.9471 | 38.221
5700 | 20520000 | 5.5037 | 36.9493 | 38.2231
5701 | 20523600 | 5.5037 | 36.9514 | 38.2253
5702 | 20527200 | 5.5038 | 36.9536 | 38.2275
5703 | 20530800 | 5.5039 | 36.9558 | 38.2297
5704 | 20534400 | 5.5039 | 36.958 | 38.2319
5705 | 20538000 | 5.504 | 36.9601 | 38.234
5706 | 20541600 | 5.5041 | 36.9623 | 38.2362
5707 | 20545200 | 5.5041 | 36.9645 | 38.2384
5708 | 20548800 | 5.5042 | 36.9667 | 38.2406
5709 | 20552400 | 5.5043 | 36.9688 | 38.2428
5710 | 20556000 | 5.5043 | 36.971 | 38.2449
5711 | 20559600 | 5.5044 | 36.9732 | 38.2471
5712 | 20563200 | 5.5045 | 36.9754 | 38.2493
5713 | 20566800 | 5.5045 | 36.9775 | 38.2515
5714 | 20570400 | 5.5046 | 36.9797 | 38.2537
5715 | 20574000 | 5.5047 | 36.9819 | 38.2558
5716 | 20577600 | 5.5047 | 36.9841 | 38.258
5717 | 20581200 | 5.5048 | 36.9862 | 38.2602
5718 | 20584800 | 5.5049 | 36.9884 | 38.2624
5719 | 20588400 | 5.5049 | 36.9906 | 38.2646
5720 | 20592000 | 5.505 | 36.9928 | 38.2667
5721 | 20595600 | 5.5051 | 36.9949 | 38.2689
5722 | 20599200 | 5.5051 | 36.9971 | 38.2711
5723 | 20602800 | 5.5052 | 36.9993 | 38.2733
5724 | 20606400 | 5.5053 | 37.0015 | 38.2754
5725 | 20610000 | 5.5053 | 37.0036 | 38.2776
5726 | 20613600 | 5.5054 | 37.0058 | 38.2798
5727 | 20617200 | 5.5055 | 37.008 | 38.282
5728 | 20620800 | 5.5055 | 37.0101 | 38.2841
5729 | 20624400 | 5.5056 | 37.0123 | 38.2863
5730 | 20628000 | 5.5057 | 37.0145 | 38.2885
5731 | 20631600 | 5.5057 | 37.0167 | 38.2907
5732 | 20635200 | 5.5058 | 37.0188 | 38.2928
5733 | 20638800 | 5.5059 | 37.021 | 38.295
5734 | 20642400 | 5.5059 | 37.0232 | 38.2972
5735 | 20646000 | 5.506 | 37.0253 | 38.2994
5736 | 20649600 | 5.506 | 37.0275 | 38.3015
5737 | 20653200 | 5.5061 | 37.0297 | 38.3037
5738 | 20656800 | 5.5062 | 37.0319 | 38.3059
5739 | 20660400 | 5.5062 | 37.034 | 38.3081
5740 | 20664000 | 5.5063 | 37.0362 | 38.3102
5741 | 20667600 | 5.5064 | 37.0384 | 38.3124
5742 | 20671200 | 5.5064 | 37.0405 | 38.3146
5743 | 20674800 | 5.5065 | 37.0427 | 38.3168
5744 | 20678400 | 5.5066 | 37.0449 | 38.3189
5745 | 20682000 | 5.5066 | 37.047 | 38.3211
5746 | 20685600 | 5.5067 | 37.0492 | 38.3233
5747 | 20689200 | 5.5068 | 37.0514 | 38.3255
5748 | 20692800 | 5.5068 | 37.0535 | 38.3276
5749 | 20696400 | 5.5069 | 37.0557 | 38.3298
5750 | 20700000 | 5.507 | 37.0579 | 38.332
5751 | 20703600 | 5.507 | 37.06 | 38.3341
5752 | 20707200 | 5.5071 | 37.0622 | 38.3363
5753 | 20710800 | 5.5072 | 37.0644 | 38.3385
5754 | 20714400 | 5.5072 | 37.0666 | 38.3407
5755 | 20718000 | 5.5073 | 37.0687 | 38.3428
5756 | 20721600 | 5.5074 | 37.0709 | 38.345
5757 | 20725200 | 5.5074 | 37.0731 | 38.3472
5758 | 20728800 | 5.5075 | 37.0752 | 38.3493
5759 | 20732400 | 5.5076 | 37.0774 | 38.3515
5760 | 20736000 | 5.5076 | 37.0796 | 38.3537
5761 | 20739600 | 5.5077 | 37.0817 | 38.3559
5762 | 20743200 | 5.5078 | 37.0839 | 38.358
5763 | 20746800 | 5.5078 | 37.086 | 38.3602
5764 | 20750400 | 5.5079 | 37.0882 | 38.3624
5765 | 20754000 | 5.5079 | 37.0904 | 38.3645
5766 | 20757600 | 5.508 | 37.0925 | 38.3667
5767 | 20761200 | 5.5081 | 37.0947 | 38.3689
5768 | 20764800 | 5.5081 | 37.0969 | 38.371
5769 | 20768400 | 5.5082 | 37.099 | 38.3732
5770 | 20772000 | 5.5083 | 37.1012 | 38.3754
5771 | 20775600 | 5.5083 | 37.1034 | 38.3775
5772 | 20779200 | 5.5084 | 37.1055 | 38.3797
5773 | 20782800 | 5.5085 | 37.1077 | 38.3819
5774 | 20786400 | 5.5085 | 37.1099 | 38.3841
5775 | 20790000 | 5.5086 | 37.112 | 38.3862
5776 | 20793600 | 5.5087 | 37.1142 | 38.3884
5777 | 20797200 | 5.5087 | 37.1164 | 38.3906
5778 | 20800800 | 5.5088 | 37.1185 | 38.3927
5779 | 20804400 | 5.5089 | 37.1207 | 38.3949
5780 | 20808000 | 5.5089 | 37.1228 | 38.3971
5781 | 20811600 | 5.509 | 37.125 | 38.3992
5782 | 20815200 | 5.5091 | 37.1272 | 38.4014
5783 | 20818800 | 5.5091 | 37.1293 | 38.4036
5784 | 20822400 | 5.5092 | 37.1315 | 38.4057
5785 | 20826000 | 5.5093 | 37.1337 | 38.4079
5786 | 20829600 | 5.5093 | 37.1358 | 38.4101
5787 | 20833200 | 5.5094 | 37.138 | 38.4122
5788 | 20836800 | 5.5094 | 37.1401 | 38.4144
5789 | 20840400 | 5.5095 | 37.1423 | 38.4165
5790 | 20844000 | 5.5096 | 37.1445 | 38.4187
5791 | 20847600 | 5.5096 | 37.1466 | 38.4209
5792 | 20851200 | 5.5097 | 37.1488 | 38.423
5793 | 20854800 | 5.5098 | 37.1509 | 38.4252
5794 | 20858400 | 5.5098 | 37.1531 | 38.4274
5795 | 20862000 | 5.5099 | 37.1553 | 38.4295
5796 | 20865600 | 5.51 | 37.1574 | 38.4317
5797 | 20869200 | 5.51 | 37.1596 | 38.4339
5798 | 20872800 | 5.5101 | 37.1617 | 38.436
5799 | 20876400 | 5.5102 | 37.1639 | 38.4382
5800 | 20880000 | 5.5102 | 37.1661 | 38.4404
5801 | 20883600 | 5.5103 | 37.1682 | 38.4425
5802 | 20887200 | 5.5104 | 37.1704 | 38.4447
5803 | 20890800 | 5.5104 | 37.1725 | 38.4468
5804 | 20894400 | 5.5105 | 37.1747 | 38.449
5805 | 20898000 | 5.5105 | 37.1769 | 38.4512
5806 | 20901600 | 5.5106 | 37.179 | 38.4533
5807 | 20905200 | 5.5107 | 37.1812 | 38.4555
5808 | 20908800 | 5.5107 | 37.1833 | 38.4576
5809 | 20912400 | 5.5108 | 37.1855 | 38.4598
5810 | 20916000 | 5.5109 | 37.1876 | 38.462
5811 | 20919600 | 5.5109 | 37.1898 | 38.4641
5812 | 20923200 | 5.511 | 37.192 | 38.4663
5813 | 20926800 | 5.5111 | 37.1941 | 38.4685
5814 | 20930400 | 5.5111 | 37.1963 | 38.4706
5815 | 20934000 | 5.5112 | 37.1984 | 38.4728
5816 | 20937600 | 5.5113 | 37.2006 | 38.4749
5817 | 20941200 | 5.5113 | 37.2027 | 38.4771
5818 | 20944800 | 5.5114 | 37.2049 | 38.4793
5819 | 20948400 | 5.5115 | 37.207 | 38.4814
5820 | 20952000 | 5.5115 | 37.2092 | 38.4836
5821 | 20955600 | 5.5116 | 37.2114 | 38.4857
5822 | 20959200 | 5.5116 | 37.2135 | 38.4879
5823 | 20962800 | 5.5117 | 37.2157 | 38.4901
5824 | 20966400 | 5.5118 | 37.2178 | 38.4922
5825 | 20970000 | 5.5118 | 37.22 | 38.4944
5826 | 20973600 | 5.5119 | 37.2221 | 38.4965
5827 | 20977200 | 5.512 | 37.2243 | 38.4987
5828 | 20980800 | 5.512 | 37.2264 | 38.5008
5829 | 20984400 | 5.5121 | 37.2286 | 38.503
5830 | 20988000 | 5.5122 | 37.2308 | 38.5052
5831 | 20991600 | 5.5122 | 37.2329 | 38.5073
5832 | 20995200 | 5.5123 | 37.2351 | 38.5095
5833 | 20998800 | 5.5124 | 37.2372 | 38.5116
5834 | 21002400 | 5.5124 | 37.2394 | 38.5138
5835 | 21006000 | 5.5125 | 37.2415 | 38.5159
5836 | 21009600 | 5.5125 | 37.2437 | 38.5181
5837 | 21013200 | 5.5126 | 37.2458 | 38.5203
5838 | 21016800 | 5.5127 | 37.248 | 38.5224
5839 | 21020400 | 5.5127 | 37.2501 | 38.5246
5840 | 21024000 | 5.5128 | 37.2523 | 38.5267
5841 | 21027600 | 5.5129 | 37.2544 | 38.5289
5842 | 21031200 | 5.5129 | 37.2566 | 38.531
5843 | 21034800 | 5.513 | 37.2587 | 38.5332
5844 | 21038400 | 5.5131 | 37.2609 | 38.5354
5845 | 21042000 | 5.5131 | 37.263 | 38.5375
5846 | 21045600 | 5.5132 | 37.2652 | 38.5397
5847 | 21049200 | 5.5132 | 37.2673 | 38.5418
5848 | 21052800 | 5.5133 | 37.2695 | 38.544
5849 | 21056400 | 5.5134 | 37.2716 | 38.5461
5850 | 21060000 | 5.5134 | 37.2738 | 38.5483
5851 | 21063600 | 5.5135 | 37.2759 | 38.5504
5852 | 21067200 | 5.5136 | 37.2781 | 38.5526
5853 | 21070800 | 5.5136 | 37.2802 | 38.5547
5854 | 21074400 | 5.5137 | 37.2824 | 38.5569
5855 | 21078000 | 5.5138 | 37.2845 | 38.559
5856 | 21081600 | 5.5138 | 37.2867 | 38.5612
5857 | 21085200 | 5.5139 | 37.2888 | 38.5634
5858 | 21088800 | 5.514 | 37.291 | 38.5655
5859 | 21092400 | 5.514 | 37.2931 | 38.5677
5860 | 21096000 | 5.5141 | 37.2953 | 38.5698
5861 | 21099600 | 5.5141 | 37.2974 | 38.572
5862 | 21103200 | 5.5142 | 37.2996 | 38.5741
5863 | 21106800 | 5.5143 | 37.3017 | 38.5763
5864 | 21110400 | 5.5143 | 37.3039 | 38.5784
5865 | 21114000 | 5.5144 | 37.306 | 38.5806
5866 | 21117600 | 5.5145 | 37.3082 | 38.5827
5867 | 21121200 | 5.5145 | 37.3103 | 38.5849
5868 | 21124800 | 5.5146 | 37.3125 | 38.587
5869 | 21128400 | 5.5147 | 37.3146 | 38.5892
5870 | 21132000 | 5.5147 | 37.3168 | 38.5913
5871 | 21135600 | 5.5148 | 37.3189 | 38.5935
5872 | 21139200 | 5.5148 | 37.3211 | 38.5956
5873 | 21142800 | 5.5149 | 37.3232 | 38.5978
5874 | 21146400 | 5.515 | 37.3253 | 38.5999
5875 | 21150000 | 5.515 | 37.3275 | 38.6021
5876 | 21153600 | 5.5151 | 37.3296 | 38.6042
5877 | 21157200 | 5.5152 | 37.3318 | 38.6064
5878 | 21160800 | 5.5152 | 37.3339 | 38.6085
5879 | 21164400 | 5.5153 | 37.3361 | 38.6107
5880 | 21168000 | 5.5154 | 37.3382 | 38.6128
5881 | 21171600 | 5.5154 | 37.3404 | 38.615
5882 | 21175200 | 5.5155 | 37.3425 | 38.6171
5883 | 21178800 | 5.5155 | 37.3447 | 38.6193
5884 | 21182400 | 5.5156 | 37.3468 | 38.6214
5885 | 21186000 | 5.5157 | 37.3489 | 38.6236
5886 | 21189600 | 5.5157 | 37.3511 | 38.6257
5887 | 21193200 | 5.5158 | 37.3532 | 38.6279
5888 | 21196800 | 5.5159 | 37.3554 | 38.63
5889 | 21200400 | 5.5159 | 37.3575 | 38.6322
5890 | 21204000 | 5.516 | 37.3597 | 38.6343
5891 | 21207600 | 5.516 | 37.3618 | 38.6365
5892 | 21211200 | 5.5161 | 37.3639 | 38.6386
5893 | 21214800 | 5.5162 | 37.3661 | 38.6407
5894 | 21218400 | 5.5162 | 37.3682 | 38.6429
5895 | 21222000 | 5.5163 | 37.3704 | 38.645
5896 | 21225600 | 5.5164 | 37.3725 | 38.6472
5897 | 21229200 | 5.5164 | 37.3747 | 38.6493
5898 | 21232800 | 5.5165 | 37.3768 | 38.6515
5899 | 21236400 | 5.5166 | 37.3789 | 38.6536
5900 | 21240000 | 5.5166 | 37.3811 | 38.6558
5901 | 21243600 | 5.5167 | 37.3832 | 38.6579
5902 | 21247200 | 5.5167 | 37.3854 | 38.6601
5903 | 21250800 | 5.5168 | 37.3875 | 38.6622
5904 | 21254400 | 5.5169 | 37.3896 | 38.6643
5905 | 21258000 | 5.5169 | 37.3918 | 38.6665
5906 | 21261600 | 5.517 | 37.3939 | 38.6686
5907 | 21265200 | 5.5171 | 37.3961 | 38.6708
5908 | 21268800 | 5.5171 | 37.3982 | 38.6729
5909 | 21272400 | 5.5172 | 37.4004 | 38.6751
5910 | 21276000 | 5.5172 | 37.4025 | 38.6772
5911 | 21279600 | 5.5173 | 37.4046 | 38.6794
5912 | 21283200 | 5.5174 | 37.4068 | 38.6815
5913 | 21286800 | 5.5174 | 37.4089 | 38.6836
5914 | 21290400 | 5.5175 | 37.411 | 38.6858
5915 | 21294000 | 5.5176 | 37.4132 | 38.6879
5916 | 21297600 | 5.5176 | 37.4153 | 38.6901
5917 | 21301200 | 5.5177 | 37.4175 | 38.6922
5918 | 21304800 | 5.5178 | 37.4196 | 38.6944
5919 | 21308400 | 5.5178 | 37.4217 | 38.6965
5920 | 21312000 | 5.5179 | 37.4239 | 38.6986
5921 | 21315600 | 5.5179 | 37.426 | 38.7008
5922 | 21319200 | 5.518 | 37.4282 | 38.7029
5923 | 21322800 | 5.5181 | 37.4303 | 38.7051
5924 | 21326400 | 5.5181 | 37.4324 | 38.7072
5925 | 21330000 | 5.5182 | 37.4346 | 38.7093
5926 | 21333600 | 5.5183 | 37.4367 | 38.7115
5927 | 21337200 | 5.5183 | 37.4388 | 38.7136
5928 | 21340800 | 5.5184 | 37.441 | 38.7158
5929 | 21344400 | 5.5184 | 37.4431 | 38.7179
5930 | 21348000 | 5.5185 | 37.4453 | 38.72
5931 | 21351600 | 5.5186 | 37.4474 | 38.7222
5932 | 21355200 | 5.5186 | 37.4495 | 38.7243
5933 | 21358800 | 5.5187 | 37.4517 | 38.7265
5934 | 21362400 | 5.5188 | 37.4538 | 38.7286
5935 | 21366000 | 5.5188 | 37.4559 | 38.7307
5936 | 21369600 | 5.5189 | 37.4581 | 38.7329
5937 | 21373200 | 5.5189 | 37.4602 | 38.735
5938 | 21376800 | 5.519 | 37.4623 | 38.7372
5939 | 21380400 | 5.5191 | 37.4645 | 38.7393
5940 | 21384000 | 5.5191 | 37.4666 | 38.7414
5941 | 21387600 | 5.5192 | 37.4687 | 38.7436
5942 | 21391200 | 5.5193 | 37.4709 | 38.7457
5943 | 21394800 | 5.5193 | 37.473 | 38.7479
5944 | 21398400 | 5.5194 | 37.4751 | 38.75
5945 | 21402000 | 5.5194 | 37.4773 | 38.7521
5946 | 21405600 | 5.5195 | 37.4794 | 38.7543
5947 | 21409200 | 5.5196 | 37.4815 | 38.7564
5948 | 21412800 | 5.5196 | 37.4837 | 38.7585
5949 | 21416400 | 5.5197 | 37.4858 | 38.7607
5950 | 21420000 | 5.5198 | 37.4879 | 38.7628
5951 | 21423600 | 5.5198 | 37.4901 | 38.765
5952 | 21427200 | 5.5199 | 37.4922 | 38.7671
5953 | 21430800 | 5.5199 | 37.4943 | 38.7692
5954 | 21434400 | 5.52 | 37.4965 | 38.7714
5955 | 21438000 | 5.5201 | 37.4986 | 38.7735
5956 | 21441600 | 5.5201 | 37.5007 | 38.7756
5957 | 21445200 | 5.5202 | 37.5029 | 38.7778
5958 | 21448800 | 5.5203 | 37.505 | 38.7799
5959 | 21452400 | 5.5203 | 37.5071 | 38.782
5960 | 21456000 | 5.5204 | 37.5093 | 38.7842
5961 | 21459600 | 5.5204 | 37.5114 | 38.7863
5962 | 21463200 | 5.5205 | 37.5135 | 38.7884
5963 | 21466800 | 5.5206 | 37.5157 | 38.7906
5964 | 21470400 | 5.5206 | 37.5178 | 38.7927
5965 | 21474000 | 5.5207 | 37.5199 | 38.7948
5966 | 21477600 | 5.5208 | 37.522 | 38.797
5967 | 21481200 | 5.5208 | 37.5242 | 38.7991
5968 | 21484800 | 5.5209 | 37.5263 | 38.8012
5969 | 21488400 | 5.5209 | 37.5284 | 38.8034
5970 | 21492000 | 5.521 | 37.5306 | 38.8055
5971 | 21495600 | 5.5211 | 37.5327 | 38.8076
5972 | 21499200 | 5.5211 | 37.5348 | 38.8098
5973 | 21502800 | 5.5212 | 37.537 | 38.8119
5974 | 21506400 | 5.5212 | 37.5391 | 38.814
5975 | 21510000 | 5.5213 | 37.5412 | 38.8162
5976 | 21513600 | 5.5214 | 37.5433 | 38.8183
5977 | 21517200 | 5.5214 | 37.5455 | 38.8204
5978 | 21520800 | 5.5215 | 37.5476 | 38.8226
5979 | 21524400 | 5.5216 | 37.5497 | 38.8247
5980 | 21528000 | 5.5216 | 37.5519 | 38.8268
5981 | 21531600 | 5.5217 | 37.554 | 38.829
5982 | 21535200 | 5.5217 | 37.5561 | 38.8311
5983 | 21538800 | 5.5218 | 37.5582 | 38.8332
5984 | 21542400 | 5.5219 | 37.5604 | 38.8354
5985 | 21546000 | 5.5219 | 37.5625 | 38.8375
5986 | 21549600 | 5.522 | 37.5646 | 38.8396
5987 | 21553200 | 5.5221 | 37.5667 | 38.8418
5988 | 21556800 | 5.5221 | 37.5689 | 38.8439
5989 | 21560400 | 5.5222 | 37.571 | 38.846
5990 | 21564000 | 5.5222 | 37.5731 | 38.8481
5991 | 21567600 | 5.5223 | 37.5752 | 38.8503
5992 | 21571200 | 5.5224 | 37.5774 | 38.8524
5993 | 21574800 | 5.5224 | 37.5795 | 38.8545
5994 | 21578400 | 5.5225 | 37.5816 | 38.8567
5995 | 21582000 | 5.5225 | 37.5838 | 38.8588
5996 | 21585600 | 5.5226 | 37.5859 | 38.8609
5997 | 21589200 | 5.5227 | 37.588 | 38.8631
5998 | 21592800 | 5.5227 | 37.5901 | 38.8652
5999 | 21596400 | 5.5228 | 37.5923 | 38.8673
6000 | 21600000 | 5.5229 | 37.5944 | 38.8694
6001 | 21603600 | 5.5229 | 37.5965 | 38.8716
6002 | 21607200 | 5.523 | 37.5986 | 38.8737
6003 | 21610800 | 5.523 | 37.6007 | 38.8758
6004 | 21614400 | 5.5231 | 37.6029 | 38.8779
6005 | 21618000 | 5.5232 | 37.605 | 38.8801
6006 | 21621600 | 5.5232 | 37.6071 | 38.8822
6007 | 21625200 | 5.5233 | 37.6092 | 38.8843
6008 | 21628800 | 5.5233 | 37.6114 | 38.8865
6009 | 21632400 | 5.5234 | 37.6135 | 38.8886
6010 | 21636000 | 5.5235 | 37.6156 | 38.8907
6011 | 21639600 | 5.5235 | 37.6177 | 38.8928
6012 | 21643200 | 5.5236 | 37.6199 | 38.895
6013 | 21646800 | 5.5237 | 37.622 | 38.8971
6014 | 21650400 | 5.5237 | 37.6241 | 38.8992
6015 | 21654000 | 5.5238 | 37.6262 | 38.9013
6016 | 21657600 | 5.5238 | 37.6283 | 38.9035
6017 | 21661200 | 5.5239 | 37.6305 | 38.9056
6018 | 21664800 | 5.524 | 37.6326 | 38.9077
6019 | 21668400 | 5.524 | 37.6347 | 38.9098
6020 | 21672000 | 5.5241 | 37.6368 | 38.912
6021 | 21675600 | 5.5241 | 37.6389 | 38.9141
6022 | 21679200 | 5.5242 | 37.6411 | 38.9162
6023 | 21682800 | 5.5243 | 37.6432 | 38.9183
6024 | 21686400 | 5.5243 | 37.6453 | 38.9205
6025 | 21690000 | 5.5244 | 37.6474 | 38.9226
6026 | 21693600 | 5.5245 | 37.6496 | 38.9247
6027 | 21697200 | 5.5245 | 37.6517 | 38.9268
6028 | 21700800 | 5.5246 | 37.6538 | 38.929
6029 | 21704400 | 5.5246 | 37.6559 | 38.9311
6030 | 21708000 | 5.5247 | 37.658 | 38.9332
6031 | 21711600 | 5.5248 | 37.6601 | 38.9353
6032 | 21715200 | 5.5248 | 37.6623 | 38.9374
6033 | 21718800 | 5.5249 | 37.6644 | 38.9396
6034 | 21722400 | 5.5249 | 37.6665 | 38.9417
6035 | 21726000 | 5.525 | 37.6686 | 38.9438
6036 | 21729600 | 5.5251 | 37.6707 | 38.9459
6037 | 21733200 | 5.5251 | 37.6729 | 38.9481
6038 | 21736800 | 5.5252 | 37.675 | 38.9502
6039 | 21740400 | 5.5252 | 37.6771 | 38.9523
6040 | 21744000 | 5.5253 | 37.6792 | 38.9544
6041 | 21747600 | 5.5254 | 37.6813 | 38.9565
6042 | 21751200 | 5.5254 | 37.6834 | 38.9587
6043 | 21754800 | 5.5255 | 37.6856 | 38.9608
6044 | 21758400 | 5.5256 | 37.6877 | 38.9629
6045 | 21762000 | 5.5256 | 37.6898 | 38.965
6046 | 21765600 | 5.5257 | 37.6919 | 38.9671
6047 | 21769200 | 5.5257 | 37.694 | 38.9693
6048 | 21772800 | 5.5258 | 37.6962 | 38.9714
6049 | 21776400 | 5.5259 | 37.6983 | 38.9735
6050 | 21780000 | 5.5259 | 37.7004 | 38.9756
6051 | 21783600 | 5.526 | 37.7025 | 38.9777
6052 | 21787200 | 5.526 | 37.7046 | 38.9799
6053 | 21790800 | 5.5261 | 37.7067 | 38.982
6054 | 21794400 | 5.5262 | 37.7088 | 38.9841
6055 | 21798000 | 5.5262 | 37.711 | 38.9862
6056 | 21801600 | 5.5263 | 37.7131 | 38.9883
6057 | 21805200 | 5.5263 | 37.7152 | 38.9905
6058 | 21808800 | 5.5264 | 37.7173 | 38.9926
6059 | 21812400 | 5.5265 | 37.7194 | 38.9947
6060 | 21816000 | 5.5265 | 37.7215 | 38.9968
6061 | 21819600 | 5.5266 | 37.7236 | 38.9989
6062 | 21823200 | 5.5266 | 37.7258 | 39.0011
6063 | 21826800 | 5.5267 | 37.7279 | 39.0032
6064 | 21830400 | 5.5268 | 37.73 | 39.0053
6065 | 21834000 | 5.5268 | 37.7321 | 39.0074
6066 | 21837600 | 5.5269 | 37.7342 | 39.0095
6067 | 21841200 | 5.527 | 37.7363 | 39.0116
6068 | 21844800 | 5.527 | 37.7384 | 39.0138
6069 | 21848400 | 5.5271 | 37.7406 | 39.0159
6070 | 21852000 | 5.5271 | 37.7427 | 39.018
6071 | 21855600 | 5.5272 | 37.7448 | 39.0201
6072 | 21859200 | 5.5273 | 37.7469 | 39.0222
6073 | 21862800 | 5.5273 | 37.749 | 39.0243
6074 | 21866400 | 5.5274 | 37.7511 | 39.0265
6075 | 21870000 | 5.5274 | 37.7532 | 39.0286
6076 | 21873600 | 5.5275 | 37.7553 | 39.0307
6077 | 21877200 | 5.5276 | 37.7575 | 39.0328
6078 | 21880800 | 5.5276 | 37.7596 | 39.0349
6079 | 21884400 | 5.5277 | 37.7617 | 39.037
6080 | 21888000 | 5.5277 | 37.7638 | 39.0391
6081 | 21891600 | 5.5278 | 37.7659 | 39.0413
6082 | 21895200 | 5.5279 | 37.768 | 39.0434
6083 | 21898800 | 5.5279 | 37.7701 | 39.0455
6084 | 21902400 | 5.528 | 37.7722 | 39.0476
6085 | 21906000 | 5.528 | 37.7743 | 39.0497
6086 | 21909600 | 5.5281 | 37.7764 | 39.0518
6087 | 21913200 | 5.5282 | 37.7786 | 39.0539
6088 | 21916800 | 5.5282 | 37.7807 | 39.0561
6089 | 21920400 | 5.5283 | 37.7828 | 39.0582
6090 | 21924000 | 5.5283 | 37.7849 | 39.0603
6091 | 21927600 | 5.5284 | 37.787 | 39.0624
6092 | 21931200 | 5.5285 | 37.7891 | 39.0645
6093 | 21934800 | 5.5285 | 37.7912 | 39.0666
6094 | 21938400 | 5.5286 | 37.7933 | 39.0687
6095 | 21942000 | 5.5286 | 37.7954 | 39.0708
6096 | 21945600 | 5.5287 | 37.7975 | 39.073
6097 | 21949200 | 5.5288 | 37.7996 | 39.0751
6098 | 21952800 | 5.5288 | 37.8018 | 39.0772
6099 | 21956400 | 5.5289 | 37.8039 | 39.0793
6100 | 21960000 | 5.5289 | 37.806 | 39.0814
6101 | 21963600 | 5.529 | 37.8081 | 39.0835
6102 | 21967200 | 5.5291 | 37.8102 | 39.0856
6103 | 21970800 | 5.5291 | 37.8123 | 39.0877
6104 | 21974400 | 5.5292 | 37.8144 | 39.0898
6105 | 21978000 | 5.5292 | 37.8165 | 39.092
6106 | 21981600 | 5.5293 | 37.8186 | 39.0941
6107 | 21985200 | 5.5294 | 37.8207 | 39.0962
6108 | 21988800 | 5.5294 | 37.8228 | 39.0983
6109 | 21992400 | 5.5295 | 37.8249 | 39.1004
6110 | 21996000 | 5.5295 | 37.827 | 39.1025
6111 | 21999600 | 5.5296 | 37.8291 | 39.1046
6112 | 22003200 | 5.5297 | 37.8313 | 39.1067
6113 | 22006800 | 5.5297 | 37.8334 | 39.1088
6114 | 22010400 | 5.5298 | 37.8355 | 39.1109
6115 | 22014000 | 5.5298 | 37.8376 | 39.1131
6116 | 22017600 | 5.5299 | 37.8397 | 39.1152
6117 | 22021200 | 5.53 | 37.8418 | 39.1173
6118 | 22024800 | 5.53 | 37.8439 | 39.1194
6119 | 22028400 | 5.5301 | 37.846 | 39.1215
6120 | 22032000 | 5.5301 | 37.8481 | 39.1236
6121 | 22035600 | 5.5302 | 37.8502 | 39.1257
6122 | 22039200 | 5.5303 | 37.8523 | 39.1278
6123 | 22042800 | 5.5303 | 37.8544 | 39.1299
6124 | 22046400 | 5.5304 | 37.8565 | 39.132
6125 | 22050000 | 5.5304 | 37.8586 | 39.1341
6126 | 22053600 | 5.5305 | 37.8607 | 39.1362
6127 | 22057200 | 5.5306 | 37.8628 | 39.1383
6128 | 22060800 | 5.5306 | 37.8649 | 39.1405
6129 | 22064400 | 5.5307 | 37.867 | 39.1426
6130 | 22068000 | 5.5307 | 37.8691 | 39.1447
6131 | 22071600 | 5.5308 | 37.8712 | 39.1468
6132 | 22075200 | 5.5309 | 37.8733 | 39.1489
6133 | 22078800 | 5.5309 | 37.8754 | 39.151
6134 | 22082400 | 5.531 | 37.8775 | 39.1531
6135 | 22086000 | 5.531 | 37.8796 | 39.1552
6136 | 22089600 | 5.5311 | 37.8817 | 39.1573
6137 | 22093200 | 5.5312 | 37.8838 | 39.1594
6138 | 22096800 | 5.5312 | 37.8859 | 39.1615
6139 | 22100400 | 5.5313 | 37.888 | 39.1636
6140 | 22104000 | 5.5313 | 37.8901 | 39.1657
6141 | 22107600 | 5.5314 | 37.8922 | 39.1678
6142 | 22111200 | 5.5315 | 37.8943 | 39.1699
6143 | 22114800 | 5.5315 | 37.8964 | 39.172
6144 | 22118400 | 5.5316 | 37.8985 | 39.1741
6145 | 22122000 | 5.5316 | 37.9006 | 39.1762
6146 | 22125600 | 5.5317 | 37.9027 | 39.1783
6147 | 22129200 | 5.5318 | 37.9048 | 39.1804
6148 | 22132800 | 5.5318 | 37.9069 | 39.1826
6149 | 22136400 | 5.5319 | 37.909 | 39.1847
6150 | 22140000 | 5.5319 | 37.9111 | 39.1868
6151 | 22143600 | 5.532 | 37.9132 | 39.1889
6152 | 22147200 | 5.5321 | 37.9153 | 39.191
6153 | 22150800 | 5.5321 | 37.9174 | 39.1931
6154 | 22154400 | 5.5322 | 37.9195 | 39.1952
6155 | 22158000 | 5.5322 | 37.9216 | 39.1973
6156 | 22161600 | 5.5323 | 37.9237 | 39.1994
6157 | 22165200 | 5.5323 | 37.9258 | 39.2015
6158 | 22168800 | 5.5324 | 37.9279 | 39.2036
6159 | 22172400 | 5.5325 | 37.93 | 39.2057
6160 | 22176000 | 5.5325 | 37.9321 | 39.2078
6161 | 22179600 | 5.5326 | 37.9342 | 39.2099
6162 | 22183200 | 5.5326 | 37.9363 | 39.212
6163 | 22186800 | 5.5327 | 37.9384 | 39.2141
6164 | 22190400 | 5.5328 | 37.9405 | 39.2162
6165 | 22194000 | 5.5328 | 37.9426 | 39.2183
6166 | 22197600 | 5.5329 | 37.9447 | 39.2204
6167 | 22201200 | 5.5329 | 37.9468 | 39.2225
6168 | 22204800 | 5.533 | 37.9489 | 39.2246
6169 | 22208400 | 5.5331 | 37.951 | 39.2267
6170 | 22212000 | 5.5331 | 37.9531 | 39.2288
6171 | 22215600 | 5.5332 | 37.9552 | 39.2309
6172 | 22219200 | 5.5332 | 37.9573 | 39.233
6173 | 22222800 | 5.5333 | 37.9594 | 39.2351
6174 | 22226400 | 5.5334 | 37.9615 | 39.2372
6175 | 22230000 | 5.5334 | 37.9636 | 39.2393
6176 | 22233600 | 5.5335 | 37.9657 | 39.2414
6177 | 22237200 | 5.5335 | 37.9678 | 39.2435
6178 | 22240800 | 5.5336 | 37.9699 | 39.2456
6179 | 22244400 | 5.5337 | 37.972 | 39.2477
6180 | 22248000 | 5.5337 | 37.9741 | 39.2498
6181 | 22251600 | 5.5338 | 37.9761 | 39.2519
6182 | 22255200 | 5.5338 | 37.9782 | 39.254
6183 | 22258800 | 5.5339 | 37.9803 | 39.2561
6184 | 22262400 | 5.5339 | 37.9824 | 39.2582
6185 | 22266000 | 5.534 | 37.9845 | 39.2603
6186 | 22269600 | 5.5341 | 37.9866 | 39.2624
6187 | 22273200 | 5.5341 | 37.9887 | 39.2645
6188 | 22276800 | 5.5342 | 37.9908 | 39.2666
6189 | 22280400 | 5.5342 | 37.9929 | 39.2687
6190 | 22284000 | 5.5343 | 37.995 | 39.2707
6191 | 22287600 | 5.5344 | 37.9971 | 39.2728
6192 | 22291200 | 5.5344 | 37.9992 | 39.2749
6193 | 22294800 | 5.5345 | 38.0013 | 39.277
6194 | 22298400 | 5.5345 | 38.0034 | 39.2791
6195 | 22302000 | 5.5346 | 38.0055 | 39.2812
6196 | 22305600 | 5.5347 | 38.0075 | 39.2833
6197 | 22309200 | 5.5347 | 38.0096 | 39.2854
6198 | 22312800 | 5.5348 | 38.0117 | 39.2875
6199 | 22316400 | 5.5348 | 38.0138 | 39.2896
6200 | 22320000 | 5.5349 | 38.0159 | 39.2917
6201 | 22323600 | 5.5349 | 38.018 | 39.2938
6202 | 22327200 | 5.535 | 38.0201 | 39.2959
6203 | 22330800 | 5.5351 | 38.0222 | 39.298
6204 | 22334400 | 5.5351 | 38.0243 | 39.3001
6205 | 22338000 | 5.5352 | 38.0264 | 39.3022
6206 | 22341600 | 5.5352 | 38.0285 | 39.3043
6207 | 22345200 | 5.5353 | 38.0305 | 39.3064
6208 | 22348800 | 5.5354 | 38.0326 | 39.3085
6209 | 22352400 | 5.5354 | 38.0347 | 39.3106
6210 | 22356000 | 5.5355 | 38.0368 | 39.3126
6211 | 22359600 | 5.5355 | 38.0389 | 39.3147
6212 | 22363200 | 5.5356 | 38.041 | 39.3168
6213 | 22366800 | 5.5357 | 38.0431 | 39.3189
6214 | 22370400 | 5.5357 | 38.0452 | 39.321
6215 | 22374000 | 5.5358 | 38.0473 | 39.3231
6216 | 22377600 | 5.5358 | 38.0494 | 39.3252
6217 | 22381200 | 5.5359 | 38.0514 | 39.3273
6218 | 22384800 | 5.5359 | 38.0535 | 39.3294
6219 | 22388400 | 5.536 | 38.0556 | 39.3315
6220 | 22392000 | 5.5361 | 38.0577 | 39.3336
6221 | 22395600 | 5.5361 | 38.0598 | 39.3357
6222 | 22399200 | 5.5362 | 38.0619 | 39.3378
6223 | 22402800 | 5.5362 | 38.064 | 39.3398
6224 | 22406400 | 5.5363 | 38.0661 | 39.3419
6225 | 22410000 | 5.5364 | 38.0681 | 39.344
6226 | 22413600 | 5.5364 | 38.0702 | 39.3461
6227 | 22417200 | 5.5365 | 38.0723 | 39.3482
6228 | 22420800 | 5.5365 | 38.0744 | 39.3503
6229 | 22424400 | 5.5366 | 38.0765 | 39.3524
6230 | 22428000 | 5.5366 | 38.0786 | 39.3545
6231 | 22431600 | 5.5367 | 38.0807 | 39.3566
6232 | 22435200 | 5.5368 | 38.0828 | 39.3587
6233 | 22438800 | 5.5368 | 38.0848 | 39.3607
6234 | 22442400 | 5.5369 | 38.0869 | 39.3628
6235 | 22446000 | 5.5369 | 38.089 | 39.3649
6236 | 22449600 | 5.537 | 38.0911 | 39.367
6237 | 22453200 | 5.5371 | 38.0932 | 39.3691
6238 | 22456800 | 5.5371 | 38.0953 | 39.3712
6239 | 22460400 | 5.5372 | 38.0973 | 39.3733
6240 | 22464000 | 5.5372 | 38.0994 | 39.3754
6241 | 22467600 | 5.5373 | 38.1015 | 39.3775
6242 | 22471200 | 5.5373 | 38.1036 | 39.3795
6243 | 22474800 | 5.5374 | 38.1057 | 39.3816
6244 | 22478400 | 5.5375 | 38.1078 | 39.3837
6245 | 22482000 | 5.5375 | 38.1099 | 39.3858
6246 | 22485600 | 5.5376 | 38.1119 | 39.3879
6247 | 22489200 | 5.5376 | 38.114 | 39.39
6248 | 22492800 | 5.5377 | 38.1161 | 39.3921
6249 | 22496400 | 5.5377 | 38.1182 | 39.3942
6250 | 22500000 | 5.5378 | 38.1203 | 39.3962
6251 | 22503600 | 5.5379 | 38.1224 | 39.3983
6252 | 22507200 | 5.5379 | 38.1244 | 39.4004
6253 | 22510800 | 5.538 | 38.1265 | 39.4025
6254 | 22514400 | 5.538 | 38.1286 | 39.4046
6255 | 22518000 | 5.5381 | 38.1307 | 39.4067
6256 | 22521600 | 5.5382 | 38.1328 | 39.4088
6257 | 22525200 | 5.5382 | 38.1349 | 39.4108
6258 | 22528800 | 5.5383 | 38.1369 | 39.4129
6259 | 22532400 | 5.5383 | 38.139 | 39.415
6260 | 22536000 | 5.5384 | 38.1411 | 39.4171
6261 | 22539600 | 5.5384 | 38.1432 | 39.4192
6262 | 22543200 | 5.5385 | 38.1453 | 39.4213
6263 | 22546800 | 5.5386 | 38.1473 | 39.4234
6264 | 22550400 | 5.5386 | 38.1494 | 39.4254
6265 | 22554000 | 5.5387 | 38.1515 | 39.4275
6266 | 22557600 | 5.5387 | 38.1536 | 39.4296
6267 | 22561200 | 5.5388 | 38.1557 | 39.4317
6268 | 22564800 | 5.5389 | 38.1577 | 39.4338
6269 | 22568400 | 5.5389 | 38.1598 | 39.4359
6270 | 22572000 | 5.539 | 38.1619 | 39.4379
6271 | 22575600 | 5.539 | 38.164 | 39.44
6272 | 22579200 | 5.5391 | 38.1661 | 39.4421
6273 | 22582800 | 5.5391 | 38.1681 | 39.4442
6274 | 22586400 | 5.5392 | 38.1702 | 39.4463
6275 | 22590000 | 5.5393 | 38.1723 | 39.4484
6276 | 22593600 | 5.5393 | 38.1744 | 39.4504
6277 | 22597200 | 5.5394 | 38.1765 | 39.4525
6278 | 22600800 | 5.5394 | 38.1785 | 39.4546
6279 | 22604400 | 5.5395 | 38.1806 | 39.4567
6280 | 22608000 | 5.5395 | 38.1827 | 39.4588
6281 | 22611600 | 5.5396 | 38.1848 | 39.4609
6282 | 22615200 | 5.5397 | 38.1869 | 39.4629
6283 | 22618800 | 5.5397 | 38.1889 | 39.465
6284 | 22622400 | 5.5398 | 38.191 | 39.4671
6285 | 22626000 | 5.5398 | 38.1931 | 39.4692
6286 | 22629600 | 5.5399 | 38.1952 | 39.4713
6287 | 22633200 | 5.5399 | 38.1972 | 39.4733
6288 | 22636800 | 5.54 | 38.1993 | 39.4754
6289 | 22640400 | 5.5401 | 38.2014 | 39.4775
6290 | 22644000 | 5.5401 | 38.2035 | 39.4796
6291 | 22647600 | 5.5402 | 38.2056 | 39.4817
6292 | 22651200 | 5.5402 | 38.2076 | 39.4837
6293 | 22654800 | 5.5403 | 38.2097 | 39.4858
6294 | 22658400 | 5.5403 | 38.2118 | 39.4879
6295 | 22662000 | 5.5404 | 38.2139 | 39.49
6296 | 22665600 | 5.5405 | 38.2159 | 39.4921
6297 | 22669200 | 5.5405 | 38.218 | 39.4941
6298 | 22672800 | 5.5406 | 38.2201 | 39.4962
6299 | 22676400 | 5.5406 | 38.2222 | 39.4983
6300 | 22680000 | 5.5407 | 38.2242 | 39.5004
6301 | 22683600 | 5.5408 | 38.2263 | 39.5025
6302 | 22687200 | 5.5408 | 38.2284 | 39.5045
6303 | 22690800 | 5.5409 | 38.2305 | 39.5066
6304 | 22694400 | 5.5409 | 38.2325 | 39.5087
6305 | 22698000 | 5.541 | 38.2346 | 39.5108
6306 | 22701600 | 5.541 | 38.2367 | 39.5129
6307 | 22705200 | 5.5411 | 38.2388 | 39.5149
6308 | 22708800 | 5.5412 | 38.2408 | 39.517
6309 | 22712400 | 5.5412 | 38.2429 | 39.5191
6310 | 22716000 | 5.5413 | 38.245 | 39.5212
6311 | 22719600 | 5.5413 | 38.2471 | 39.5232
6312 | 22723200 | 5.5414 | 38.2491 | 39.5253
6313 | 22726800 | 5.5414 | 38.2512 | 39.5274
6314 | 22730400 | 5.5415 | 38.2533 | 39.5295
6315 | 22734000 | 5.5416 | 38.2553 | 39.5315
6316 | 22737600 | 5.5416 | 38.2574 | 39.5336
6317 | 22741200 | 5.5417 | 38.2595 | 39.5357
6318 | 22744800 | 5.5417 | 38.2616 | 39.5378
6319 | 22748400 | 5.5418 | 38.2636 | 39.5398
6320 | 22752000 | 5.5418 | 38.2657 | 39.5419
6321 | 22755600 | 5.5419 | 38.2678 | 39.544
6322 | 22759200 | 5.542 | 38.2699 | 39.5461
6323 | 22762800 | 5.542 | 38.2719 | 39.5482
6324 | 22766400 | 5.5421 | 38.274 | 39.5502
6325 | 22770000 | 5.5421 | 38.2761 | 39.5523
6326 | 22773600 | 5.5422 | 38.2781 | 39.5544
6327 | 22777200 | 5.5422 | 38.2802 | 39.5565
6328 | 22780800 | 5.5423 | 38.2823 | 39.5585
6329 | 22784400 | 5.5424 | 38.2844 | 39.5606
6330 | 22788000 | 5.5424 | 38.2864 | 39.5627
6331 | 22791600 | 5.5425 | 38.2885 | 39.5647
6332 | 22795200 | 5.5425 | 38.2906 | 39.5668
6333 | 22798800 | 5.5426 | 38.2926 | 39.5689
6334 | 22802400 | 5.5426 | 38.2947 | 39.571
6335 | 22806000 | 5.5427 | 38.2968 | 39.573
6336 | 22809600 | 5.5428 | 38.2988 | 39.5751
6337 | 22813200 | 5.5428 | 38.3009 | 39.5772
6338 | 22816800 | 5.5429 | 38.303 | 39.5793
6339 | 22820400 | 5.5429 | 38.3051 | 39.5813
6340 | 22824000 | 5.543 | 38.3071 | 39.5834
6341 | 22827600 | 5.543 | 38.3092 | 39.5855
6342 | 22831200 | 5.5431 | 38.3113 | 39.5876
6343 | 22834800 | 5.5431 | 38.3133 | 39.5896
6344 | 22838400 | 5.5432 | 38.3154 | 39.5917
6345 | 22842000 | 5.5433 | 38.3175 | 39.5938
6346 | 22845600 | 5.5433 | 38.3195 | 39.5958
6347 | 22849200 | 5.5434 | 38.3216 | 39.5979
6348 | 22852800 | 5.5434 | 38.3237 | 39.6
6349 | 22856400 | 5.5435 | 38.3257 | 39.6021
6350 | 22860000 | 5.5435 | 38.3278 | 39.6041
6351 | 22863600 | 5.5436 | 38.3299 | 39.6062
6352 | 22867200 | 5.5437 | 38.3319 | 39.6083
6353 | 22870800 | 5.5437 | 38.334 | 39.6103
6354 | 22874400 | 5.5438 | 38.3361 | 39.6124
6355 | 22878000 | 5.5438 | 38.3381 | 39.6145
6356 | 22881600 | 5.5439 | 38.3402 | 39.6165
6357 | 22885200 | 5.5439 | 38.3423 | 39.6186
6358 | 22888800 | 5.544 | 38.3443 | 39.6207
6359 | 22892400 | 5.5441 | 38.3464 | 39.6228
6360 | 22896000 | 5.5441 | 38.3485 | 39.6248
6361 | 22899600 | 5.5442 | 38.3505 | 39.6269
6362 | 22903200 | 5.5442 | 38.3526 | 39.629
6363 | 22906800 | 5.5443 | 38.3547 | 39.631
6364 | 22910400 | 5.5443 | 38.3567 | 39.6331
6365 | 22914000 | 5.5444 | 38.3588 | 39.6352
6366 | 22917600 | 5.5445 | 38.3609 | 39.6372
6367 | 22921200 | 5.5445 | 38.3629 | 39.6393
6368 | 22924800 | 5.5446 | 38.365 | 39.6414
6369 | 22928400 | 5.5446 | 38.3671 | 39.6434
6370 | 22932000 | 5.5447 | 38.3691 | 39.6455
6371 | 22935600 | 5.5447 | 38.3712 | 39.6476
6372 | 22939200 | 5.5448 | 38.3732 | 39.6496
6373 | 22942800 | 5.5448 | 38.3753 | 39.6517
6374 | 22946400 | 5.5449 | 38.3774 | 39.6538
6375 | 22950000 | 5.545 | 38.3794 | 39.6558
6376 | 22953600 | 5.545 | 38.3815 | 39.6579
6377 | 22957200 | 5.5451 | 38.3836 | 39.66
6378 | 22960800 | 5.5451 | 38.3856 | 39.662
6379 | 22964400 | 5.5452 | 38.3877 | 39.6641
6380 | 22968000 | 5.5452 | 38.3898 | 39.6662
6381 | 22971600 | 5.5453 | 38.3918 | 39.6682
6382 | 22975200 | 5.5454 | 38.3939 | 39.6703
6383 | 22978800 | 5.5454 | 38.3959 | 39.6724
6384 | 22982400 | 5.5455 | 38.398 | 39.6744
6385 | 22986000 | 5.5455 | 38.4001 | 39.6765
6386 | 22989600 | 5.5456 | 38.4021 | 39.6786
6387 | 22993200 | 5.5456 | 38.4042 | 39.6806
6388 | 22996800 | 5.5457 | 38.4063 | 39.6827
6389 | 23000400 | 5.5457 | 38.4083 | 39.6848
6390 | 23004000 | 5.5458 | 38.4104 | 39.6868
6391 | 23007600 | 5.5459 | 38.4124 | 39.6889
6392 | 23011200 | 5.5459 | 38.4145 | 39.691
6393 | 23014800 | 5.546 | 38.4166 | 39.693
6394 | 23018400 | 5.546 | 38.4186 | 39.6951
6395 | 23022000 | 5.5461 | 38.4207 | 39.6972
6396 | 23025600 | 5.5461 | 38.4227 | 39.6992
6397 | 23029200 | 5.5462 | 38.4248 | 39.7013
6398 | 23032800 | 5.5463 | 38.4269 | 39.7033
6399 | 23036400 | 5.5463 | 38.4289 | 39.7054
6400 | 23040000 | 5.5464 | 38.431 | 39.7075
6401 | 23043600 | 5.5464 | 38.433 | 39.7095
6402 | 23047200 | 5.5465 | 38.4351 | 39.7116
6403 | 23050800 | 5.5465 | 38.4372 | 39.7137
6404 | 23054400 | 5.5466 | 38.4392 | 39.7157
6405 | 23058000 | 5.5466 | 38.4413 | 39.7178
6406 | 23061600 | 5.5467 | 38.4433 | 39.7198
6407 | 23065200 | 5.5468 | 38.4454 | 39.7219
6408 | 23068800 | 5.5468 | 38.4475 | 39.724
6409 | 23072400 | 5.5469 | 38.4495 | 39.726
6410 | 23076000 | 5.5469 | 38.4516 | 39.7281
6411 | 23079600 | 5.547 | 38.4536 | 39.7302
6412 | 23083200 | 5.547 | 38.4557 | 39.7322
6413 | 23086800 | 5.5471 | 38.4577 | 39.7343
6414 | 23090400 | 5.5472 | 38.4598 | 39.7363
6415 | 23094000 | 5.5472 | 38.4619 | 39.7384
6416 | 23097600 | 5.5473 | 38.4639 | 39.7405
6417 | 23101200 | 5.5473 | 38.466 | 39.7425
6418 | 23104800 | 5.5474 | 38.468 | 39.7446
6419 | 23108400 | 5.5474 | 38.4701 | 39.7466
6420 | 23112000 | 5.5475 | 38.4721 | 39.7487
6421 | 23115600 | 5.5475 | 38.4742 | 39.7508
6422 | 23119200 | 5.5476 | 38.4763 | 39.7528
6423 | 23122800 | 5.5477 | 38.4783 | 39.7549
6424 | 23126400 | 5.5477 | 38.4804 | 39.7569
6425 | 23130000 | 5.5478 | 38.4824 | 39.759
6426 | 23133600 | 5.5478 | 38.4845 | 39.7611
6427 | 23137200 | 5.5479 | 38.4865 | 39.7631
6428 | 23140800 | 5.5479 | 38.4886 | 39.7652
6429 | 23144400 | 5.548 | 38.4906 | 39.7672
6430 | 23148000 | 5.548 | 38.4927 | 39.7693
6431 | 23151600 | 5.5481 | 38.4948 | 39.7714
6432 | 23155200 | 5.5482 | 38.4968 | 39.7734
6433 | 23158800 | 5.5482 | 38.4989 | 39.7755
6434 | 23162400 | 5.5483 | 38.5009 | 39.7775
6435 | 23166000 | 5.5483 | 38.503 | 39.7796
6436 | 23169600 | 5.5484 | 38.505 | 39.7816
6437 | 23173200 | 5.5484 | 38.5071 | 39.7837
6438 | 23176800 | 5.5485 | 38.5091 | 39.7858
6439 | 23180400 | 5.5485 | 38.5112 | 39.7878
6440 | 23184000 | 5.5486 | 38.5132 | 39.7899
6441 | 23187600 | 5.5487 | 38.5153 | 39.7919
6442 | 23191200 | 5.5487 | 38.5174 | 39.794
6443 | 23194800 | 5.5488 | 38.5194 | 39.796
6444 | 23198400 | 5.5488 | 38.5215 | 39.7981
6445 | 23202000 | 5.5489 | 38.5235 | 39.8002
6446 | 23205600 | 5.5489 | 38.5256 | 39.8022
6447 | 23209200 | 5.549 | 38.5276 | 39.8043
6448 | 23212800 | 5.549 | 38.5297 | 39.8063
6449 | 23216400 | 5.5491 | 38.5317 | 39.8084
6450 | 23220000 | 5.5492 | 38.5338 | 39.8104
6451 | 23223600 | 5.5492 | 38.5358 | 39.8125
6452 | 23227200 | 5.5493 | 38.5379 | 39.8145
6453 | 23230800 | 5.5493 | 38.5399 | 39.8166
6454 | 23234400 | 5.5494 | 38.542 | 39.8187
6455 | 23238000 | 5.5494 | 38.544 | 39.8207
6456 | 23241600 | 5.5495 | 38.5461 | 39.8228
6457 | 23245200 | 5.5495 | 38.5481 | 39.8248
6458 | 23248800 | 5.5496 | 38.5502 | 39.8269
6459 | 23252400 | 5.5497 | 38.5522 | 39.8289
6460 | 23256000 | 5.5497 | 38.5543 | 39.831
6461 | 23259600 | 5.5498 | 38.5563 | 39.833
6462 | 23263200 | 5.5498 | 38.5584 | 39.8351
6463 | 23266800 | 5.5499 | 38.5604 | 39.8371
6464 | 23270400 | 5.5499 | 38.5625 | 39.8392
6465 | 23274000 | 5.55 | 38.5645 | 39.8412
6466 | 23277600 | 5.55 | 38.5666 | 39.8433
6467 | 23281200 | 5.5501 | 38.5686 | 39.8454
6468 | 23284800 | 5.5502 | 38.5707 | 39.8474
6469 | 23288400 | 5.5502 | 38.5727 | 39.8495
6470 | 23292000 | 5.5503 | 38.5748 | 39.8515
6471 | 23295600 | 5.5503 | 38.5768 | 39.8536
6472 | 23299200 | 5.5504 | 38.5789 | 39.8556
6473 | 23302800 | 5.5504 | 38.5809 | 39.8577
6474 | 23306400 | 5.5505 | 38.583 | 39.8597
6475 | 23310000 | 5.5505 | 38.585 | 39.8618
6476 | 23313600 | 5.5506 | 38.5871 | 39.8638
6477 | 23317200 | 5.5506 | 38.5891 | 39.8659
6478 | 23320800 | 5.5507 | 38.5912 | 39.8679
6479 | 23324400 | 5.5508 | 38.5932 | 39.87
6480 | 23328000 | 5.5508 | 38.5953 | 39.872
6481 | 23331600 | 5.5509 | 38.5973 | 39.8741
6482 | 23335200 | 5.5509 | 38.5994 | 39.8761
6483 | 23338800 | 5.551 | 38.6014 | 39.8782
6484 | 23342400 | 5.551 | 38.6035 | 39.8802
6485 | 23346000 | 5.5511 | 38.6055 | 39.8823
6486 | 23349600 | 5.5511 | 38.6075 | 39.8843
6487 | 23353200 | 5.5512 | 38.6096 | 39.8864
6488 | 23356800 | 5.5513 | 38.6116 | 39.8884
6489 | 23360400 | 5.5513 | 38.6137 | 39.8905
6490 | 23364000 | 5.5514 | 38.6157 | 39.8925
6491 | 23367600 | 5.5514 | 38.6178 | 39.8946
6492 | 23371200 | 5.5515 | 38.6198 | 39.8966
6493 | 23374800 | 5.5515 | 38.6219 | 39.8987
6494 | 23378400 | 5.5516 | 38.6239 | 39.9007
6495 | 23382000 | 5.5516 | 38.626 | 39.9028
6496 | 23385600 | 5.5517 | 38.628 | 39.9048
6497 | 23389200 | 5.5517 | 38.63 | 39.9069
6498 | 23392800 | 5.5518 | 38.6321 | 39.9089
6499 | 23396400 | 5.5519 | 38.6341 | 39.911
6500 | 23400000 | 5.5519 | 38.6362 | 39.913
6501 | 23403600 | 5.552 | 38.6382 | 39.9151
6502 | 23407200 | 5.552 | 38.6403 | 39.9171
6503 | 23410800 | 5.5521 | 38.6423 | 39.9192
6504 | 23414400 | 5.5521 | 38.6444 | 39.9212
6505 | 23418000 | 5.5522 | 38.6464 | 39.9232
6506 | 23421600 | 5.5522 | 38.6484 | 39.9253
6507 | 23425200 | 5.5523 | 38.6505 | 39.9273
6508 | 23428800 | 5.5523 | 38.6525 | 39.9294
6509 | 23432400 | 5.5524 | 38.6546 | 39.9314
6510 | 23436000 | 5.5525 | 38.6566 | 39.9335
6511 | 23439600 | 5.5525 | 38.6587 | 39.9355
6512 | 23443200 | 5.5526 | 38.6607 | 39.9376
6513 | 23446800 | 5.5526 | 38.6627 | 39.9396
6514 | 23450400 | 5.5527 | 38.6648 | 39.9417
6515 | 23454000 | 5.5527 | 38.6668 | 39.9437
6516 | 23457600 | 5.5528 | 38.6689 | 39.9458
6517 | 23461200 | 5.5528 | 38.6709 | 39.9478
6518 | 23464800 | 5.5529 | 38.673 | 39.9498
6519 | 23468400 | 5.553 | 38.675 | 39.9519
6520 | 23472000 | 5.553 | 38.677 | 39.9539
6521 | 23475600 | 5.5531 | 38.6791 | 39.956
6522 | 23479200 | 5.5531 | 38.6811 | 39.958
6523 | 23482800 | 5.5532 | 38.6832 | 39.9601
6524 | 23486400 | 5.5532 | 38.6852 | 39.9621
6525 | 23490000 | 5.5533 | 38.6872 | 39.9642
6526 | 23493600 | 5.5533 | 38.6893 | 39.9662
6527 | 23497200 | 5.5534 | 38.6913 | 39.9682
6528 | 23500800 | 5.5534 | 38.6934 | 39.9703
6529 | 23504400 | 5.5535 | 38.6954 | 39.9723
6530 | 23508000 | 5.5536 | 38.6974 | 39.9744
6531 | 23511600 | 5.5536 | 38.6995 | 39.9764
6532 | 23515200 | 5.5537 | 38.7015 | 39.9785
6533 | 23518800 | 5.5537 | 38.7036 | 39.9805
6534 | 23522400 | 5.5538 | 38.7056 | 39.9825
6535 | 23526000 | 5.5538 | 38.7076 | 39.9846
6536 | 23529600 | 5.5539 | 38.7097 | 39.9866
6537 | 23533200 | 5.5539 | 38.7117 | 39.9887
6538 | 23536800 | 5.554 | 38.7138 | 39.9907
6539 | 23540400 | 5.554 | 38.7158 | 39.9928
6540 | 23544000 | 5.5541 | 38.7178 | 39.9948
6541 | 23547600 | 5.5541 | 38.7199 | 39.9968
6542 | 23551200 | 5.5542 | 38.7219 | 39.9989
6543 | 23554800 | 5.5543 | 38.724 | 40.0009
6544 | 23558400 | 5.5543 | 38.726 | 40.003
6545 | 23562000 | 5.5544 | 38.728 | 40.005
6546 | 23565600 | 5.5544 | 38.7301 | 40.007
6547 | 23569200 | 5.5545 | 38.7321 | 40.0091
6548 | 23572800 | 5.5545 | 38.7341 | 40.0111
6549 | 23576400 | 5.5546 | 38.7362 | 40.0132
6550 | 23580000 | 5.5546 | 38.7382 | 40.0152
6551 | 23583600 | 5.5547 | 38.7402 | 40.0172
6552 | 23587200 | 5.5547 | 38.7423 | 40.0193
6553 | 23590800 | 5.5548 | 38.7443 | 40.0213
6554 | 23594400 | 5.5549 | 38.7464 | 40.0234
6555 | 23598000 | 5.5549 | 38.7484 | 40.0254
6556 | 23601600 | 5.555 | 38.7504 | 40.0274
6557 | 23605200 | 5.555 | 38.7525 | 40.0295
6558 | 23608800 | 5.5551 | 38.7545 | 40.0315
6559 | 23612400 | 5.5551 | 38.7565 | 40.0336
6560 | 23616000 | 5.5552 | 38.7586 | 40.0356
6561 | 23619600 | 5.5552 | 38.7606 | 40.0376
6562 | 23623200 | 5.5553 | 38.7626 | 40.0397
6563 | 23626800 | 5.5553 | 38.7647 | 40.0417
6564 | 23630400 | 5.5554 | 38.7667 | 40.0438
6565 | 23634000 | 5.5554 | 38.7687 | 40.0458
6566 | 23637600 | 5.5555 | 38.7708 | 40.0478
6567 | 23641200 | 5.5556 | 38.7728 | 40.0499
6568 | 23644800 | 5.5556 | 38.7749 | 40.0519
6569 | 23648400 | 5.5557 | 38.7769 | 40.0539
6570 | 23652000 | 5.5557 | 38.7789 | 40.056
6571 | 23655600 | 5.5558 | 38.781 | 40.058
6572 | 23659200 | 5.5558 | 38.783 | 40.0601
6573 | 23662800 | 5.5559 | 38.785 | 40.0621
6574 | 23666400 | 5.5559 | 38.7871 | 40.0641
6575 | 23670000 | 5.556 | 38.7891 | 40.0662
6576 | 23673600 | 5.556 | 38.7911 | 40.0682
6577 | 23677200 | 5.5561 | 38.7932 | 40.0702
6578 | 23680800 | 5.5562 | 38.7952 | 40.0723
6579 | 23684400 | 5.5562 | 38.7972 | 40.0743
6580 | 23688000 | 5.5563 | 38.7993 | 40.0763
6581 | 23691600 | 5.5563 | 38.8013 | 40.0784
6582 | 23695200 | 5.5564 | 38.8033 | 40.0804
6583 | 23698800 | 5.5564 | 38.8053 | 40.0824
6584 | 23702400 | 5.5565 | 38.8074 | 40.0845
6585 | 23706000 | 5.5565 | 38.8094 | 40.0865
6586 | 23709600 | 5.5566 | 38.8114 | 40.0886
6587 | 23713200 | 5.5566 | 38.8135 | 40.0906
6588 | 23716800 | 5.5567 | 38.8155 | 40.0926
6589 | 23720400 | 5.5567 | 38.8175 | 40.0947
6590 | 23724000 | 5.5568 | 38.8196 | 40.0967
6591 | 23727600 | 5.5568 | 38.8216 | 40.0987
6592 | 23731200 | 5.5569 | 38.8236 | 40.1008
6593 | 23734800 | 5.557 | 38.8257 | 40.1028
6594 | 23738400 | 5.557 | 38.8277 | 40.1048
6595 | 23742000 | 5.5571 | 38.8297 | 40.1069
6596 | 23745600 | 5.5571 | 38.8318 | 40.1089
6597 | 23749200 | 5.5572 | 38.8338 | 40.1109
6598 | 23752800 | 5.5572 | 38.8358 | 40.113
6599 | 23756400 | 5.5573 | 38.8378 | 40.115
6600 | 23760000 | 5.5573 | 38.8399 | 40.117
6601 | 23763600 | 5.5574 | 38.8419 | 40.1191
6602 | 23767200 | 5.5574 | 38.8439 | 40.1211
6603 | 23770800 | 5.5575 | 38.846 | 40.1231
6604 | 23774400 | 5.5575 | 38.848 | 40.1252
6605 | 23778000 | 5.5576 | 38.85 | 40.1272
6606 | 23781600 | 5.5577 | 38.852 | 40.1292
6607 | 23785200 | 5.5577 | 38.8541 | 40.1313
6608 | 23788800 | 5.5578 | 38.8561 | 40.1333
6609 | 23792400 | 5.5578 | 38.8581 | 40.1353
6610 | 23796000 | 5.5579 | 38.8602 | 40.1373
6611 | 23799600 | 5.5579 | 38.8622 | 40.1394
6612 | 23803200 | 5.558 | 38.8642 | 40.1414
6613 | 23806800 | 5.558 | 38.8662 | 40.1434
6614 | 23810400 | 5.5581 | 38.8683 | 40.1455
6615 | 23814000 | 5.5581 | 38.8703 | 40.1475
6616 | 23817600 | 5.5582 | 38.8723 | 40.1495
6617 | 23821200 | 5.5582 | 38.8743 | 40.1516
6618 | 23824800 | 5.5583 | 38.8764 | 40.1536
6619 | 23828400 | 5.5583 | 38.8784 | 40.1556
6620 | 23832000 | 5.5584 | 38.8804 | 40.1577
6621 | 23835600 | 5.5585 | 38.8825 | 40.1597
6622 | 23839200 | 5.5585 | 38.8845 | 40.1617
6623 | 23842800 | 5.5586 | 38.8865 | 40.1637
6624 | 23846400 | 5.5586 | 38.8885 | 40.1658
6625 | 23850000 | 5.5587 | 38.8906 | 40.1678
6626 | 23853600 | 5.5587 | 38.8926 | 40.1698
6627 | 23857200 | 5.5588 | 38.8946 | 40.1719
6628 | 23860800 | 5.5588 | 38.8966 | 40.1739
6629 | 23864400 | 5.5589 | 38.8987 | 40.1759
6630 | 23868000 | 5.5589 | 38.9007 | 40.1779
6631 | 23871600 | 5.559 | 38.9027 | 40.18
6632 | 23875200 | 5.559 | 38.9047 | 40.182
6633 | 23878800 | 5.5591 | 38.9068 | 40.184
6634 | 23882400 | 5.5591 | 38.9088 | 40.1861
6635 | 23886000 | 5.5592 | 38.9108 | 40.1881
6636 | 23889600 | 5.5593 | 38.9128 | 40.1901
6637 | 23893200 | 5.5593 | 38.9149 | 40.1921
6638 | 23896800 | 5.5594 | 38.9169 | 40.1942
6639 | 23900400 | 5.5594 | 38.9189 | 40.1962
6640 | 23904000 | 5.5595 | 38.9209 | 40.1982
6641 | 23907600 | 5.5595 | 38.923 | 40.2002
6642 | 23911200 | 5.5596 | 38.925 | 40.2023
6643 | 23914800 | 5.5596 | 38.927 | 40.2043
6644 | 23918400 | 5.5597 | 38.929 | 40.2063
6645 | 23922000 | 5.5597 | 38.931 | 40.2083
6646 | 23925600 | 5.5598 | 38.9331 | 40.2104
6647 | 23929200 | 5.5598 | 38.9351 | 40.2124
6648 | 23932800 | 5.5599 | 38.9371 | 40.2144
6649 | 23936400 | 5.5599 | 38.9391 | 40.2165
6650 | 23940000 | 5.56 | 38.9412 | 40.2185
6651 | 23943600 | 5.5601 | 38.9432 | 40.2205
6652 | 23947200 | 5.5601 | 38.9452 | 40.2225
6653 | 23950800 | 5.5602 | 38.9472 | 40.2246
6654 | 23954400 | 5.5602 | 38.9492 | 40.2266
6655 | 23958000 | 5.5603 | 38.9513 | 40.2286
6656 | 23961600 | 5.5603 | 38.9533 | 40.2306
6657 | 23965200 | 5.5604 | 38.9553 | 40.2327
6658 | 23968800 | 5.5604 | 38.9573 | 40.2347
6659 | 23972400 | 5.5605 | 38.9594 | 40.2367
6660 | 23976000 | 5.5605 | 38.9614 | 40.2387
6661 | 23979600 | 5.5606 | 38.9634 | 40.2407
6662 | 23983200 | 5.5606 | 38.9654 | 40.2428
6663 | 23986800 | 5.5607 | 38.9674 | 40.2448
6664 | 23990400 | 5.5607 | 38.9695 | 40.2468
6665 | 23994000 | 5.5608 | 38.9715 | 40.2488
6666 | 23997600 | 5.5608 | 38.9735 | 40.2509
6667 | 24001200 | 5.5609 | 38.9755 | 40.2529
6668 | 24004800 | 5.561 | 38.9775 | 40.2549
6669 | 24008400 | 5.561 | 38.9796 | 40.2569
6670 | 24012000 | 5.5611 | 38.9816 | 40.259
6671 | 24015600 | 5.5611 | 38.9836 | 40.261
6672 | 24019200 | 5.5612 | 38.9856 | 40.263
6673 | 24022800 | 5.5612 | 38.9876 | 40.265
6674 | 24026400 | 5.5613 | 38.9896 | 40.267
6675 | 24030000 | 5.5613 | 38.9917 | 40.2691
6676 | 24033600 | 5.5614 | 38.9937 | 40.2711
6677 | 24037200 | 5.5614 | 38.9957 | 40.2731
6678 | 24040800 | 5.5615 | 38.9977 | 40.2751
6679 | 24044400 | 5.5615 | 38.9997 | 40.2771
6680 | 24048000 | 5.5616 | 39.0018 | 40.2792
6681 | 24051600 | 5.5616 | 39.0038 | 40.2812
6682 | 24055200 | 5.5617 | 39.0058 | 40.2832
6683 | 24058800 | 5.5617 | 39.0078 | 40.2852
6684 | 24062400 | 5.5618 | 39.0098 | 40.2873
6685 | 24066000 | 5.5618 | 39.0118 | 40.2893
6686 | 24069600 | 5.5619 | 39.0139 | 40.2913
6687 | 24073200 | 5.562 | 39.0159 | 40.2933
6688 | 24076800 | 5.562 | 39.0179 | 40.2953
6689 | 24080400 | 5.5621 | 39.0199 | 40.2974
6690 | 24084000 | 5.5621 | 39.0219 | 40.2994
6691 | 24087600 | 5.5622 | 39.0239 | 40.3014
6692 | 24091200 | 5.5622 | 39.026 | 40.3034
6693 | 24094800 | 5.5623 | 39.028 | 40.3054
6694 | 24098400 | 5.5623 | 39.03 | 40.3074
6695 | 24102000 | 5.5624 | 39.032 | 40.3095
6696 | 24105600 | 5.5624 | 39.034 | 40.3115
6697 | 24109200 | 5.5625 | 39.036 | 40.3135
6698 | 24112800 | 5.5625 | 39.0381 | 40.3155
6699 | 24116400 | 5.5626 | 39.0401 | 40.3175
6700 | 24120000 | 5.5626 | 39.0421 | 40.3196
6701 | 24123600 | 5.5627 | 39.0441 | 40.3216
6702 | 24127200 | 5.5627 | 39.0461 | 40.3236
6703 | 24130800 | 5.5628 | 39.0481 | 40.3256
6704 | 24134400 | 5.5628 | 39.0501 | 40.3276
6705 | 24138000 | 5.5629 | 39.0522 | 40.3296
6706 | 24141600 | 5.5629 | 39.0542 | 40.3317
6707 | 24145200 | 5.563 | 39.0562 | 40.3337
6708 | 24148800 | 5.5631 | 39.0582 | 40.3357
6709 | 24152400 | 5.5631 | 39.0602 | 40.3377
6710 | 24156000 | 5.5632 | 39.0622 | 40.3397
6711 | 24159600 | 5.5632 | 39.0642 | 40.3417
6712 | 24163200 | 5.5633 | 39.0662 | 40.3438
6713 | 24166800 | 5.5633 | 39.0683 | 40.3458
6714 | 24170400 | 5.5634 | 39.0703 | 40.3478
6715 | 24174000 | 5.5634 | 39.0723 | 40.3498
6716 | 24177600 | 5.5635 | 39.0743 | 40.3518
6717 | 24181200 | 5.5635 | 39.0763 | 40.3538
6718 | 24184800 | 5.5636 | 39.0783 | 40.3559
6719 | 24188400 | 5.5636 | 39.0803 | 40.3579
6720 | 24192000 | 5.5637 | 39.0823 | 40.3599
6721 | 24195600 | 5.5637 | 39.0844 | 40.3619
6722 | 24199200 | 5.5638 | 39.0864 | 40.3639
6723 | 24202800 | 5.5638 | 39.0884 | 40.3659
6724 | 24206400 | 5.5639 | 39.0904 | 40.368
6725 | 24210000 | 5.5639 | 39.0924 | 40.37
6726 | 24213600 | 5.564 | 39.0944 | 40.372
6727 | 24217200 | 5.564 | 39.0964 | 40.374
6728 | 24220800 | 5.5641 | 39.0984 | 40.376
6729 | 24224400 | 5.5642 | 39.1005 | 40.378
6730 | 24228000 | 5.5642 | 39.1025 | 40.38
6731 | 24231600 | 5.5643 | 39.1045 | 40.382
6732 | 24235200 | 5.5643 | 39.1065 | 40.3841
6733 | 24238800 | 5.5644 | 39.1085 | 40.3861
6734 | 24242400 | 5.5644 | 39.1105 | 40.3881
6735 | 24246000 | 5.5645 | 39.1125 | 40.3901
6736 | 24249600 | 5.5645 | 39.1145 | 40.3921
6737 | 24253200 | 5.5646 | 39.1165 | 40.3941
6738 | 24256800 | 5.5646 | 39.1185 | 40.3961
6739 | 24260400 | 5.5647 | 39.1206 | 40.3982
6740 | 24264000 | 5.5647 | 39.1226 | 40.4002
6741 | 24267600 | 5.5648 | 39.1246 | 40.4022
6742 | 24271200 | 5.5648 | 39.1266 | 40.4042
6743 | 24274800 | 5.5649 | 39.1286 | 40.4062
6744 | 24278400 | 5.5649 | 39.1306 | 40.4082
6745 | 24282000 | 5.565 | 39.1326 | 40.4102
6746 | 24285600 | 5.565 | 39.1346 | 40.4122
6747 | 24289200 | 5.5651 | 39.1366 | 40.4142
6748 | 24292800 | 5.5651 | 39.1386 | 40.4163
6749 | 24296400 | 5.5652 | 39.1406 | 40.4183
6750 | 24300000 | 5.5652 | 39.1426 | 40.4203
6751 | 24303600 | 5.5653 | 39.1447 | 40.4223
6752 | 24307200 | 5.5653 | 39.1467 | 40.4243
6753 | 24310800 | 5.5654 | 39.1487 | 40.4263
6754 | 24314400 | 5.5655 | 39.1507 | 40.4283
6755 | 24318000 | 5.5655 | 39.1527 | 40.4303
6756 | 24321600 | 5.5656 | 39.1547 | 40.4323
6757 | 24325200 | 5.5656 | 39.1567 | 40.4344
6758 | 24328800 | 5.5657 | 39.1587 | 40.4364
6759 | 24332400 | 5.5657 | 39.1607 | 40.4384
6760 | 24336000 | 5.5658 | 39.1627 | 40.4404
6761 | 24339600 | 5.5658 | 39.1647 | 40.4424
6762 | 24343200 | 5.5659 | 39.1667 | 40.4444
6763 | 24346800 | 5.5659 | 39.1687 | 40.4464
6764 | 24350400 | 5.566 | 39.1707 | 40.4484
6765 | 24354000 | 5.566 | 39.1727 | 40.4504
6766 | 24357600 | 5.5661 | 39.1747 | 40.4524
6767 | 24361200 | 5.5661 | 39.1768 | 40.4544
6768 | 24364800 | 5.5662 | 39.1788 | 40.4565
6769 | 24368400 | 5.5662 | 39.1808 | 40.4585
6770 | 24372000 | 5.5663 | 39.1828 | 40.4605
6771 | 24375600 | 5.5663 | 39.1848 | 40.4625
6772 | 24379200 | 5.5664 | 39.1868 | 40.4645
6773 | 24382800 | 5.5664 | 39.1888 | 40.4665
6774 | 24386400 | 5.5665 | 39.1908 | 40.4685
6775 | 24390000 | 5.5665 | 39.1928 | 40.4705
6776 | 24393600 | 5.5666 | 39.1948 | 40.4725
6777 | 24397200 | 5.5666 | 39.1968 | 40.4745
6778 | 24400800 | 5.5667 | 39.1988 | 40.4765
6779 | 24404400 | 5.5667 | 39.2008 | 40.4785
6780 | 24408000 | 5.5668 | 39.2028 | 40.4805
6781 | 24411600 | 5.5668 | 39.2048 | 40.4825
6782 | 24415200 | 5.5669 | 39.2068 | 40.4846
6783 | 24418800 | 5.5669 | 39.2088 | 40.4866
6784 | 24422400 | 5.567 | 39.2108 | 40.4886
6785 | 24426000 | 5.5671 | 39.2128 | 40.4906
6786 | 24429600 | 5.5671 | 39.2148 | 40.4926
6787 | 24433200 | 5.5672 | 39.2168 | 40.4946
6788 | 24436800 | 5.5672 | 39.2188 | 40.4966
6789 | 24440400 | 5.5673 | 39.2208 | 40.4986
6790 | 24444000 | 5.5673 | 39.2228 | 40.5006
6791 | 24447600 | 5.5674 | 39.2248 | 40.5026
6792 | 24451200 | 5.5674 | 39.2268 | 40.5046
6793 | 24454800 | 5.5675 | 39.2288 | 40.5066
6794 | 24458400 | 5.5675 | 39.2308 | 40.5086
6795 | 24462000 | 5.5676 | 39.2328 | 40.5106
6796 | 24465600 | 5.5676 | 39.2348 | 40.5126
6797 | 24469200 | 5.5677 | 39.2368 | 40.5146
6798 | 24472800 | 5.5677 | 39.2388 | 40.5166
6799 | 24476400 | 5.5678 | 39.2408 | 40.5186
6800 | 24480000 | 5.5678 | 39.2428 | 40.5206
6801 | 24483600 | 5.5679 | 39.2448 | 40.5226
6802 | 24487200 | 5.5679 | 39.2468 | 40.5246
6803 | 24490800 | 5.568 | 39.2488 | 40.5267
6804 | 24494400 | 5.568 | 39.2508 | 40.5287
6805 | 24498000 | 5.5681 | 39.2528 | 40.5307
6806 | 24501600 | 5.5681 | 39.2548 | 40.5327
6807 | 24505200 | 5.5682 | 39.2568 | 40.5347
6808 | 24508800 | 5.5682 | 39.2588 | 40.5367
6809 | 24512400 | 5.5683 | 39.2608 | 40.5387
6810 | 24516000 | 5.5683 | 39.2628 | 40.5407
6811 | 24519600 | 5.5684 | 39.2648 | 40.5427
6812 | 24523200 | 5.5684 | 39.2668 | 40.5447
6813 | 24526800 | 5.5685 | 39.2688 | 40.5467
6814 | 24530400 | 5.5685 | 39.2708 | 40.5487
6815 | 24534000 | 5.5686 | 39.2728 | 40.5507
6816 | 24537600 | 5.5686 | 39.2748 | 40.5527
6817 | 24541200 | 5.5687 | 39.2768 | 40.5547
6818 | 24544800 | 5.5687 | 39.2788 | 40.5567
6819 | 24548400 | 5.5688 | 39.2808 | 40.5587
6820 | 24552000 | 5.5688 | 39.2828 | 40.5607
6821 | 24555600 | 5.5689 | 39.2848 | 40.5627
6822 | 24559200 | 5.5689 | 39.2868 | 40.5647
6823 | 24562800 | 5.569 | 39.2888 | 40.5667
6824 | 24566400 | 5.5691 | 39.2908 | 40.5687
6825 | 24570000 | 5.5691 | 39.2928 | 40.5707
6826 | 24573600 | 5.5692 | 39.2948 | 40.5727
6827 | 24577200 | 5.5692 | 39.2968 | 40.5747
6828 | 24580800 | 5.5693 | 39.2988 | 40.5767
6829 | 24584400 | 5.5693 | 39.3008 | 40.5787
6830 | 24588000 | 5.5694 | 39.3028 | 40.5807
6831 | 24591600 | 5.5694 | 39.3048 | 40.5827
6832 | 24595200 | 5.5695 | 39.3068 | 40.5847
6833 | 24598800 | 5.5695 | 39.3088 | 40.5867
6834 | 24602400 | 5.5696 | 39.3108 | 40.5887
6835 | 24606000 | 5.5696 | 39.3128 | 40.5907
6836 | 24609600 | 5.5697 | 39.3148 | 40.5927
6837 | 24613200 | 5.5697 | 39.3168 | 40.5947
6838 | 24616800 | 5.5698 | 39.3188 | 40.5967
6839 | 24620400 | 5.5698 | 39.3208 | 40.5987
6840 | 24624000 | 5.5699 | 39.3228 | 40.6007
6841 | 24627600 | 5.5699 | 39.3248 | 40.6027
6842 | 24631200 | 5.57 | 39.3267 | 40.6047
6843 | 24634800 | 5.57 | 39.3287 | 40.6067
6844 | 24638400 | 5.5701 | 39.3307 | 40.6087
6845 | 24642000 | 5.5701 | 39.3327 | 40.6107
6846 | 24645600 | 5.5702 | 39.3347 | 40.6127
6847 | 24649200 | 5.5702 | 39.3367 | 40.6147
6848 | 24652800 | 5.5703 | 39.3387 | 40.6167
6849 | 24656400 | 5.5703 | 39.3407 | 40.6187
6850 | 24660000 | 5.5704 | 39.3427 | 40.6206
6851 | 24663600 | 5.5704 | 39.3447 | 40.6226
6852 | 24667200 | 5.5705 | 39.3467 | 40.6246
6853 | 24670800 | 5.5705 | 39.3487 | 40.6266
6854 | 24674400 | 5.5706 | 39.3507 | 40.6286
6855 | 24678000 | 5.5706 | 39.3527 | 40.6306
6856 | 24681600 | 5.5707 | 39.3547 | 40.6326
6857 | 24685200 | 5.5707 | 39.3566 | 40.6346
6858 | 24688800 | 5.5708 | 39.3586 | 40.6366
6859 | 24692400 | 5.5708 | 39.3606 | 40.6386
6860 | 24696000 | 5.5709 | 39.3626 | 40.6406
6861 | 24699600 | 5.5709 | 39.3646 | 40.6426
6862 | 24703200 | 5.571 | 39.3666 | 40.6446
6863 | 24706800 | 5.571 | 39.3686 | 40.6466
6864 | 24710400 | 5.5711 | 39.3706 | 40.6486
6865 | 24714000 | 5.5711 | 39.3726 | 40.6506
6866 | 24717600 | 5.5712 | 39.3746 | 40.6526
6867 | 24721200 | 5.5712 | 39.3766 | 40.6546
6868 | 24724800 | 5.5713 | 39.3786 | 40.6566
6869 | 24728400 | 5.5713 | 39.3805 | 40.6586
6870 | 24732000 | 5.5714 | 39.3825 | 40.6606
6871 | 24735600 | 5.5714 | 39.3845 | 40.6625
6872 | 24739200 | 5.5715 | 39.3865 | 40.6645
6873 | 24742800 | 5.5715 | 39.3885 | 40.6665
6874 | 24746400 | 5.5716 | 39.3905 | 40.6685
6875 | 24750000 | 5.5716 | 39.3925 | 40.6705
6876 | 24753600 | 5.5717 | 39.3945 | 40.6725
6877 | 24757200 | 5.5717 | 39.3965 | 40.6745
6878 | 24760800 | 5.5718 | 39.3985 | 40.6765
6879 | 24764400 | 5.5718 | 39.4004 | 40.6785
6880 | 24768000 | 5.5719 | 39.4024 | 40.6805
6881 | 24771600 | 5.5719 | 39.4044 | 40.6825
6882 | 24775200 | 5.572 | 39.4064 | 40.6845
6883 | 24778800 | 5.572 | 39.4084 | 40.6865
6884 | 24782400 | 5.5721 | 39.4104 | 40.6884
6885 | 24786000 | 5.5721 | 39.4124 | 40.6904
6886 | 24789600 | 5.5722 | 39.4144 | 40.6924
6887 | 24793200 | 5.5722 | 39.4164 | 40.6944
6888 | 24796800 | 5.5723 | 39.4183 | 40.6964
6889 | 24800400 | 5.5723 | 39.4203 | 40.6984
6890 | 24804000 | 5.5724 | 39.4223 | 40.7004
6891 | 24807600 | 5.5724 | 39.4243 | 40.7024
6892 | 24811200 | 5.5725 | 39.4263 | 40.7044
6893 | 24814800 | 5.5725 | 39.4283 | 40.7064
6894 | 24818400 | 5.5726 | 39.4303 | 40.7084
6895 | 24822000 | 5.5726 | 39.4323 | 40.7104
6896 | 24825600 | 5.5727 | 39.4343 | 40.7123
6897 | 24829200 | 5.5728 | 39.4362 | 40.7143
6898 | 24832800 | 5.5728 | 39.4382 | 40.7163
6899 | 24836400 | 5.5729 | 39.4402 | 40.7183
6900 | 24840000 | 5.5729 | 39.4422 | 40.7203
6901 | 24843600 | 5.573 | 39.4442 | 40.7223
6902 | 24847200 | 5.573 | 39.4462 | 40.7243
6903 | 24850800 | 5.5731 | 39.4482 | 40.7263
6904 | 24854400 | 5.5731 | 39.4501 | 40.7283
6905 | 24858000 | 5.5732 | 39.4521 | 40.7302
6906 | 24861600 | 5.5732 | 39.4541 | 40.7322
6907 | 24865200 | 5.5733 | 39.4561 | 40.7342
6908 | 24868800 | 5.5733 | 39.4581 | 40.7362
6909 | 24872400 | 5.5734 | 39.4601 | 40.7382
6910 | 24876000 | 5.5734 | 39.4621 | 40.7402
6911 | 24879600 | 5.5735 | 39.464 | 40.7422
6912 | 24883200 | 5.5735 | 39.466 | 40.7442
6913 | 24886800 | 5.5736 | 39.468 | 40.7462
6914 | 24890400 | 5.5736 | 39.47 | 40.7481
6915 | 24894000 | 5.5737 | 39.472 | 40.7501
6916 | 24897600 | 5.5737 | 39.474 | 40.7521
6917 | 24901200 | 5.5738 | 39.4759 | 40.7541
6918 | 24904800 | 5.5738 | 39.4779 | 40.7561
6919 | 24908400 | 5.5739 | 39.4799 | 40.7581
6920 | 24912000 | 5.5739 | 39.4819 | 40.7601
6921 | 24915600 | 5.574 | 39.4839 | 40.7621
6922 | 24919200 | 5.574 | 39.4859 | 40.764
6923 | 24922800 | 5.5741 | 39.4879 | 40.766
6924 | 24926400 | 5.5741 | 39.4898 | 40.768
6925 | 24930000 | 5.5742 | 39.4918 | 40.77
6926 | 24933600 | 5.5742 | 39.4938 | 40.772
6927 | 24937200 | 5.5743 | 39.4958 | 40.774
6928 | 24940800 | 5.5743 | 39.4978 | 40.776
6929 | 24944400 | 5.5744 | 39.4997 | 40.7779
6930 | 24948000 | 5.5744 | 39.5017 | 40.7799
6931 | 24951600 | 5.5745 | 39.5037 | 40.7819
6932 | 24955200 | 5.5745 | 39.5057 | 40.7839
6933 | 24958800 | 5.5746 | 39.5077 | 40.7859
6934 | 24962400 | 5.5746 | 39.5097 | 40.7879
6935 | 24966000 | 5.5747 | 39.5116 | 40.7899
6936 | 24969600 | 5.5747 | 39.5136 | 40.7918
6937 | 24973200 | 5.5748 | 39.5156 | 40.7938
6938 | 24976800 | 5.5748 | 39.5176 | 40.7958
6939 | 24980400 | 5.5749 | 39.5196 | 40.7978
6940 | 24984000 | 5.5749 | 39.5215 | 40.7998
6941 | 24987600 | 5.575 | 39.5235 | 40.8018
6942 | 24991200 | 5.575 | 39.5255 | 40.8037
6943 | 24994800 | 5.5751 | 39.5275 | 40.8057
6944 | 24998400 | 5.5751 | 39.5295 | 40.8077
6945 | 25002000 | 5.5752 | 39.5315 | 40.8097
6946 | 25005600 | 5.5752 | 39.5334 | 40.8117
6947 | 25009200 | 5.5753 | 39.5354 | 40.8137
6948 | 25012800 | 5.5753 | 39.5374 | 40.8156
6949 | 25016400 | 5.5753 | 39.5394 | 40.8176
6950 | 25020000 | 5.5754 | 39.5414 | 40.8196
6951 | 25023600 | 5.5754 | 39.5433 | 40.8216
6952 | 25027200 | 5.5755 | 39.5453 | 40.8236
6953 | 25030800 | 5.5755 | 39.5473 | 40.8256
6954 | 25034400 | 5.5756 | 39.5493 | 40.8275
6955 | 25038000 | 5.5756 | 39.5512 | 40.8295
6956 | 25041600 | 5.5757 | 39.5532 | 40.8315
6957 | 25045200 | 5.5757 | 39.5552 | 40.8335
6958 | 25048800 | 5.5758 | 39.5572 | 40.8355
6959 | 25052400 | 5.5758 | 39.5592 | 40.8374
6960 | 25056000 | 5.5759 | 39.5611 | 40.8394
6961 | 25059600 | 5.5759 | 39.5631 | 40.8414
6962 | 25063200 | 5.576 | 39.5651 | 40.8434
6963 | 25066800 | 5.576 | 39.5671 | 40.8454
6964 | 25070400 | 5.5761 | 39.5691 | 40.8473
6965 | 25074000 | 5.5761 | 39.571 | 40.8493
6966 | 25077600 | 5.5762 | 39.573 | 40.8513
6967 | 25081200 | 5.5762 | 39.575 | 40.8533
6968 | 25084800 | 5.5763 | 39.577 | 40.8553
6969 | 25088400 | 5.5763 | 39.5789 | 40.8573
6970 | 25092000 | 5.5764 | 39.5809 | 40.8592
6971 | 25095600 | 5.5764 | 39.5829 | 40.8612
6972 | 25099200 | 5.5765 | 39.5849 | 40.8632
6973 | 25102800 | 5.5765 | 39.5868 | 40.8652
6974 | 25106400 | 5.5766 | 39.5888 | 40.8671
6975 | 25110000 | 5.5766 | 39.5908 | 40.8691
6976 | 25113600 | 5.5767 | 39.5928 | 40.8711
6977 | 25117200 | 5.5767 | 39.5948 | 40.8731
6978 | 25120800 | 5.5768 | 39.5967 | 40.8751
6979 | 25124400 | 5.5768 | 39.5987 | 40.877
6980 | 25128000 | 5.5769 | 39.6007 | 40.879
6981 | 25131600 | 5.5769 | 39.6027 | 40.881
6982 | 25135200 | 5.577 | 39.6046 | 40.883
6983 | 25138800 | 5.577 | 39.6066 | 40.885
6984 | 25142400 | 5.5771 | 39.6086 | 40.8869
6985 | 25146000 | 5.5771 | 39.6106 | 40.8889
6986 | 25149600 | 5.5772 | 39.6125 | 40.8909
6987 | 25153200 | 5.5772 | 39.6145 | 40.8929
6988 | 25156800 | 5.5773 | 39.6165 | 40.8948
6989 | 25160400 | 5.5773 | 39.6185 | 40.8968
6990 | 25164000 | 5.5774 | 39.6204 | 40.8988
6991 | 25167600 | 5.5774 | 39.6224 | 40.9008
6992 | 25171200 | 5.5775 | 39.6244 | 40.9028
6993 | 25174800 | 5.5775 | 39.6263 | 40.9047
6994 | 25178400 | 5.5776 | 39.6283 | 40.9067
6995 | 25182000 | 5.5776 | 39.6303 | 40.9087
6996 | 25185600 | 5.5777 | 39.6323 | 40.9107
6997 | 25189200 | 5.5777 | 39.6342 | 40.9126
6998 | 25192800 | 5.5778 | 39.6362 | 40.9146
6999 | 25196400 | 5.5778 | 39.6382 | 40.9166
7000 | 25200000 | 5.5779 | 39.6402 | 40.9186
7001 | 25203600 | 5.5779 | 39.6421 | 40.9205
7002 | 25207200 | 5.578 | 39.6441 | 40.9225
7003 | 25210800 | 5.578 | 39.6461 | 40.9245
7004 | 25214400 | 5.5781 | 39.6481 | 40.9265
7005 | 25218000 | 5.5781 | 39.65 | 40.9284
7006 | 25221600 | 5.5782 | 39.652 | 40.9304
7007 | 25225200 | 5.5782 | 39.654 | 40.9324
7008 | 25228800 | 5.5783 | 39.6559 | 40.9344
7009 | 25232400 | 5.5783 | 39.6579 | 40.9363
7010 | 25236000 | 5.5784 | 39.6599 | 40.9383
7011 | 25239600 | 5.5784 | 39.6619 | 40.9403
7012 | 25243200 | 5.5785 | 39.6638 | 40.9423
7013 | 25246800 | 5.5785 | 39.6658 | 40.9442
7014 | 25250400 | 5.5786 | 39.6678 | 40.9462
7015 | 25254000 | 5.5786 | 39.6697 | 40.9482
7016 | 25257600 | 5.5787 | 39.6717 | 40.9502
7017 | 25261200 | 5.5787 | 39.6737 | 40.9521
7018 | 25264800 | 5.5788 | 39.6757 | 40.9541
7019 | 25268400 | 5.5788 | 39.6776 | 40.9561
7020 | 25272000 | 5.5789 | 39.6796 | 40.9581
7021 | 25275600 | 5.5789 | 39.6816 | 40.96
7022 | 25279200 | 5.579 | 39.6835 | 40.962
7023 | 25282800 | 5.579 | 39.6855 | 40.964
7024 | 25286400 | 5.579 | 39.6875 | 40.9659
7025 | 25290000 | 5.5791 | 39.6894 | 40.9679
7026 | 25293600 | 5.5791 | 39.6914 | 40.9699
7027 | 25297200 | 5.5792 | 39.6934 | 40.9719
7028 | 25300800 | 5.5792 | 39.6953 | 40.9738
7029 | 25304400 | 5.5793 | 39.6973 | 40.9758
7030 | 25308000 | 5.5793 | 39.6993 | 40.9778
7031 | 25311600 | 5.5794 | 39.7013 | 40.9798
7032 | 25315200 | 5.5794 | 39.7032 | 40.9817
7033 | 25318800 | 5.5795 | 39.7052 | 40.9837
7034 | 25322400 | 5.5795 | 39.7072 | 40.9857
7035 | 25326000 | 5.5796 | 39.7091 | 40.9876
7036 | 25329600 | 5.5796 | 39.7111 | 40.9896
7037 | 25333200 | 5.5797 | 39.7131 | 40.9916
7038 | 25336800 | 5.5797 | 39.715 | 40.9935
7039 | 25340400 | 5.5798 | 39.717 | 40.9955
7040 | 25344000 | 5.5798 | 39.719 | 40.9975
7041 | 25347600 | 5.5799 | 39.7209 | 40.9995
7042 | 25351200 | 5.5799 | 39.7229 | 41.0014
7043 | 25354800 | 5.58 | 39.7249 | 41.0034
7044 | 25358400 | 5.58 | 39.7268 | 41.0054
7045 | 25362000 | 5.5801 | 39.7288 | 41.0073
7046 | 25365600 | 5.5801 | 39.7308 | 41.0093
7047 | 25369200 | 5.5802 | 39.7327 | 41.0113
7048 | 25372800 | 5.5802 | 39.7347 | 41.0132
7049 | 25376400 | 5.5803 | 39.7367 | 41.0152
7050 | 25380000 | 5.5803 | 39.7386 | 41.0172
7051 | 25383600 | 5.5804 | 39.7406 | 41.0192
7052 | 25387200 | 5.5804 | 39.7426 | 41.0211
7053 | 25390800 | 5.5805 | 39.7445 | 41.0231
7054 | 25394400 | 5.5805 | 39.7465 | 41.0251
7055 | 25398000 | 5.5806 | 39.7485 | 41.027
7056 | 25401600 | 5.5806 | 39.7504 | 41.029
7057 | 25405200 | 5.5807 | 39.7524 | 41.031
7058 | 25408800 | 5.5807 | 39.7544 | 41.0329
7059 | 25412400 | 5.5808 | 39.7563 | 41.0349
7060 | 25416000 | 5.5808 | 39.7583 | 41.0369
7061 | 25419600 | 5.5809 | 39.7603 | 41.0388
7062 | 25423200 | 5.5809 | 39.7622 | 41.0408
7063 | 25426800 | 5.581 | 39.7642 | 41.0428
7064 | 25430400 | 5.581 | 39.7661 | 41.0447
7065 | 25434000 | 5.581 | 39.7681 | 41.0467
7066 | 25437600 | 5.5811 | 39.7701 | 41.0487
7067 | 25441200 | 5.5811 | 39.772 | 41.0506
7068 | 25444800 | 5.5812 | 39.774 | 41.0526
7069 | 25448400 | 5.5812 | 39.776 | 41.0546
7070 | 25452000 | 5.5813 | 39.7779 | 41.0565
7071 | 25455600 | 5.5813 | 39.7799 | 41.0585
7072 | 25459200 | 5.5814 | 39.7819 | 41.0605
7073 | 25462800 | 5.5814 | 39.7838 | 41.0624
7074 | 25466400 | 5.5815 | 39.7858 | 41.0644
7075 | 25470000 | 5.5815 | 39.7877 | 41.0664
7076 | 25473600 | 5.5816 | 39.7897 | 41.0683
7077 | 25477200 | 5.5816 | 39.7917 | 41.0703
7078 | 25480800 | 5.5817 | 39.7936 | 41.0723
7079 | 25484400 | 5.5817 | 39.7956 | 41.0742
7080 | 25488000 | 5.5818 | 39.7976 | 41.0762
7081 | 25491600 | 5.5818 | 39.7995 | 41.0782
7082 | 25495200 | 5.5819 | 39.8015 | 41.0801
7083 | 25498800 | 5.5819 | 39.8034 | 41.0821
7084 | 25502400 | 5.582 | 39.8054 | 41.0841
7085 | 25506000 | 5.582 | 39.8074 | 41.086
7086 | 25509600 | 5.5821 | 39.8093 | 41.088
7087 | 25513200 | 5.5821 | 39.8113 | 41.0899
7088 | 25516800 | 5.5822 | 39.8132 | 41.0919
7089 | 25520400 | 5.5822 | 39.8152 | 41.0939
7090 | 25524000 | 5.5823 | 39.8172 | 41.0958
7091 | 25527600 | 5.5823 | 39.8191 | 41.0978
7092 | 25531200 | 5.5824 | 39.8211 | 41.0998
7093 | 25534800 | 5.5824 | 39.823 | 41.1017
7094 | 25538400 | 5.5825 | 39.825 | 41.1037
7095 | 25542000 | 5.5825 | 39.827 | 41.1057
7096 | 25545600 | 5.5825 | 39.8289 | 41.1076
7097 | 25549200 | 5.5826 | 39.8309 | 41.1096
7098 | 25552800 | 5.5826 | 39.8328 | 41.1115
7099 | 25556400 | 5.5827 | 39.8348 | 41.1135
7100 | 25560000 | 5.5827 | 39.8368 | 41.1155
7101 | 25563600 | 5.5828 | 39.8387 | 41.1174
7102 | 25567200 | 5.5828 | 39.8407 | 41.1194
7103 | 25570800 | 5.5829 | 39.8426 | 41.1214
7104 | 25574400 | 5.5829 | 39.8446 | 41.1233
7105 | 25578000 | 5.583 | 39.8466 | 41.1253
7106 | 25581600 | 5.583 | 39.8485 | 41.1272
7107 | 25585200 | 5.5831 | 39.8505 | 41.1292
7108 | 25588800 | 5.5831 | 39.8524 | 41.1312
7109 | 25592400 | 5.5832 | 39.8544 | 41.1331
7110 | 25596000 | 5.5832 | 39.8564 | 41.1351
7111 | 25599600 | 5.5833 | 39.8583 | 41.137
7112 | 25603200 | 5.5833 | 39.8603 | 41.139
7113 | 25606800 | 5.5834 | 39.8622 | 41.141
7114 | 25610400 | 5.5834 | 39.8642 | 41.1429
7115 | 25614000 | 5.5835 | 39.8661 | 41.1449
7116 | 25617600 | 5.5835 | 39.8681 | 41.1468
7117 | 25621200 | 5.5836 | 39.8701 | 41.1488
7118 | 25624800 | 5.5836 | 39.872 | 41.1508
7119 | 25628400 | 5.5837 | 39.874 | 41.1527
7120 | 25632000 | 5.5837 | 39.8759 | 41.1547
7121 | 25635600 | 5.5837 | 39.8779 | 41.1566
7122 | 25639200 | 5.5838 | 39.8798 | 41.1586
7123 | 25642800 | 5.5838 | 39.8818 | 41.1606
7124 | 25646400 | 5.5839 | 39.8838 | 41.1625
7125 | 25650000 | 5.5839 | 39.8857 | 41.1645
7126 | 25653600 | 5.584 | 39.8877 | 41.1664
7127 | 25657200 | 5.584 | 39.8896 | 41.1684
7128 | 25660800 | 5.5841 | 39.8916 | 41.1704
7129 | 25664400 | 5.5841 | 39.8935 | 41.1723
7130 | 25668000 | 5.5842 | 39.8955 | 41.1743
7131 | 25671600 | 5.5842 | 39.8974 | 41.1762
7132 | 25675200 | 5.5843 | 39.8994 | 41.1782
7133 | 25678800 | 5.5843 | 39.9014 | 41.1802
7134 | 25682400 | 5.5844 | 39.9033 | 41.1821
7135 | 25686000 | 5.5844 | 39.9053 | 41.1841
7136 | 25689600 | 5.5845 | 39.9072 | 41.186
7137 | 25693200 | 5.5845 | 39.9092 | 41.188
7138 | 25696800 | 5.5846 | 39.9111 | 41.1899
7139 | 25700400 | 5.5846 | 39.9131 | 41.1919
7140 | 25704000 | 5.5847 | 39.915 | 41.1939
7141 | 25707600 | 5.5847 | 39.917 | 41.1958
7142 | 25711200 | 5.5848 | 39.9189 | 41.1978
7143 | 25714800 | 5.5848 | 39.9209 | 41.1997
7144 | 25718400 | 5.5849 | 39.9229 | 41.2017
7145 | 25722000 | 5.5849 | 39.9248 | 41.2036
7146 | 25725600 | 5.5849 | 39.9268 | 41.2056
7147 | 25729200 | 5.585 | 39.9287 | 41.2076
7148 | 25732800 | 5.585 | 39.9307 | 41.2095
7149 | 25736400 | 5.5851 | 39.9326 | 41.2115
7150 | 25740000 | 5.5851 | 39.9346 | 41.2134
7151 | 25743600 | 5.5852 | 39.9365 | 41.2154
7152 | 25747200 | 5.5852 | 39.9385 | 41.2173
7153 | 25750800 | 5.5853 | 39.9404 | 41.2193
7154 | 25754400 | 5.5853 | 39.9424 | 41.2212
7155 | 25758000 | 5.5854 | 39.9443 | 41.2232
7156 | 25761600 | 5.5854 | 39.9463 | 41.2252
7157 | 25765200 | 5.5855 | 39.9482 | 41.2271
7158 | 25768800 | 5.5855 | 39.9502 | 41.2291
7159 | 25772400 | 5.5856 | 39.9521 | 41.231
7160 | 25776000 | 5.5856 | 39.9541 | 41.233
7161 | 25779600 | 5.5857 | 39.956 | 41.2349
7162 | 25783200 | 5.5857 | 39.958 | 41.2369
7163 | 25786800 | 5.5858 | 39.9599 | 41.2388
7164 | 25790400 | 5.5858 | 39.9619 | 41.2408
7165 | 25794000 | 5.5859 | 39.9638 | 41.2427
7166 | 25797600 | 5.5859 | 39.9658 | 41.2447
7167 | 25801200 | 5.5859 | 39.9677 | 41.2466
7168 | 25804800 | 5.586 | 39.9697 | 41.2486
7169 | 25808400 | 5.586 | 39.9717 | 41.2506
7170 | 25812000 | 5.5861 | 39.9736 | 41.2525
7171 | 25815600 | 5.5861 | 39.9756 | 41.2545
7172 | 25819200 | 5.5862 | 39.9775 | 41.2564
7173 | 25822800 | 5.5862 | 39.9795 | 41.2584
7174 | 25826400 | 5.5863 | 39.9814 | 41.2603
7175 | 25830000 | 5.5863 | 39.9833 | 41.2623
7176 | 25833600 | 5.5864 | 39.9853 | 41.2642
7177 | 25837200 | 5.5864 | 39.9872 | 41.2662
7178 | 25840800 | 5.5865 | 39.9892 | 41.2681
7179 | 25844400 | 5.5865 | 39.9911 | 41.2701
7180 | 25848000 | 5.5866 | 39.9931 | 41.272
7181 | 25851600 | 5.5866 | 39.995 | 41.274
7182 | 25855200 | 5.5867 | 39.997 | 41.2759
7183 | 25858800 | 5.5867 | 39.9989 | 41.2779
7184 | 25862400 | 5.5868 | 40.0009 | 41.2798
7185 | 25866000 | 5.5868 | 40.0028 | 41.2818
7186 | 25869600 | 5.5868 | 40.0048 | 41.2837
7187 | 25873200 | 5.5869 | 40.0067 | 41.2857
7188 | 25876800 | 5.5869 | 40.0087 | 41.2876
7189 | 25880400 | 5.587 | 40.0106 | 41.2896
7190 | 25884000 | 5.587 | 40.0126 | 41.2915
7191 | 25887600 | 5.5871 | 40.0145 | 41.2935
7192 | 25891200 | 5.5871 | 40.0165 | 41.2954
7193 | 25894800 | 5.5872 | 40.0184 | 41.2974
7194 | 25898400 | 5.5872 | 40.0204 | 41.2993
7195 | 25902000 | 5.5873 | 40.0223 | 41.3013
7196 | 25905600 | 5.5873 | 40.0243 | 41.3032
7197 | 25909200 | 5.5874 | 40.0262 | 41.3052
7198 | 25912800 | 5.5874 | 40.0282 | 41.3071
7199 | 25916400 | 5.5875 | 40.0301 | 41.3091
7200 | 25920000 | 5.5875 | 40.032 | 41.311
7201 | 25923600 | 5.5876 | 40.034 | 41.313
7202 | 25927200 | 5.5876 | 40.0359 | 41.3149
7203 | 25930800 | 5.5877 | 40.0379 | 41.3169
7204 | 25934400 | 5.5877 | 40.0398 | 41.3188
7205 | 25938000 | 5.5877 | 40.0418 | 41.3208
7206 | 25941600 | 5.5878 | 40.0437 | 41.3227
7207 | 25945200 | 5.5878 | 40.0457 | 41.3247
7208 | 25948800 | 5.5879 | 40.0476 | 41.3266
7209 | 25952400 | 5.5879 | 40.0496 | 41.3286
7210 | 25956000 | 5.588 | 40.0515 | 41.3305
7211 | 25959600 | 5.588 | 40.0534 | 41.3325
7212 | 25963200 | 5.5881 | 40.0554 | 41.3344
7213 | 25966800 | 5.5881 | 40.0573 | 41.3364
7214 | 25970400 | 5.5882 | 40.0593 | 41.3383
7215 | 25974000 | 5.5882 | 40.0612 | 41.3403
7216 | 25977600 | 5.5883 | 40.0632 | 41.3422
7217 | 25981200 | 5.5883 | 40.0651 | 41.3442
7218 | 25984800 | 5.5884 | 40.0671 | 41.3461
7219 | 25988400 | 5.5884 | 40.069 | 41.348
7220 | 25992000 | 5.5885 | 40.0709 | 41.35
7221 | 25995600 | 5.5885 | 40.0729 | 41.3519
7222 | 25999200 | 5.5885 | 40.0748 | 41.3539
7223 | 26002800 | 5.5886 | 40.0768 | 41.3558
7224 | 26006400 | 5.5886 | 40.0787 | 41.3578
7225 | 26010000 | 5.5887 | 40.0807 | 41.3597
7226 | 26013600 | 5.5887 | 40.0826 | 41.3617
7227 | 26017200 | 5.5888 | 40.0845 | 41.3636
7228 | 26020800 | 5.5888 | 40.0865 | 41.3656
7229 | 26024400 | 5.5889 | 40.0884 | 41.3675
7230 | 26028000 | 5.5889 | 40.0904 | 41.3695
7231 | 26031600 | 5.589 | 40.0923 | 41.3714
7232 | 26035200 | 5.589 | 40.0943 | 41.3733
7233 | 26038800 | 5.5891 | 40.0962 | 41.3753
7234 | 26042400 | 5.5891 | 40.0981 | 41.3772
7235 | 26046000 | 5.5892 | 40.1001 | 41.3792
7236 | 26049600 | 5.5892 | 40.102 | 41.3811
7237 | 26053200 | 5.5892 | 40.104 | 41.3831
7238 | 26056800 | 5.5893 | 40.1059 | 41.385
7239 | 26060400 | 5.5893 | 40.1078 | 41.387
7240 | 26064000 | 5.5894 | 40.1098 | 41.3889
7241 | 26067600 | 5.5894 | 40.1117 | 41.3908
7242 | 26071200 | 5.5895 | 40.1137 | 41.3928
7243 | 26074800 | 5.5895 | 40.1156 | 41.3947
7244 | 26078400 | 5.5896 | 40.1176 | 41.3967
7245 | 26082000 | 5.5896 | 40.1195 | 41.3986
7246 | 26085600 | 5.5897 | 40.1214 | 41.4006
7247 | 26089200 | 5.5897 | 40.1234 | 41.4025
7248 | 26092800 | 5.5898 | 40.1253 | 41.4044
7249 | 26096400 | 5.5898 | 40.1273 | 41.4064
7250 | 26100000 | 5.5899 | 40.1292 | 41.4083
7251 | 26103600 | 5.5899 | 40.1311 | 41.4103
7252 | 26107200 | 5.59 | 40.1331 | 41.4122
7253 | 26110800 | 5.59 | 40.135 | 41.4142
7254 | 26114400 | 5.59 | 40.137 | 41.4161
7255 | 26118000 | 5.5901 | 40.1389 | 41.418
7256 | 26121600 | 5.5901 | 40.1408 | 41.42
7257 | 26125200 | 5.5902 | 40.1428 | 41.4219
7258 | 26128800 | 5.5902 | 40.1447 | 41.4239
7259 | 26132400 | 5.5903 | 40.1466 | 41.4258
7260 | 26136000 | 5.5903 | 40.1486 | 41.4277
7261 | 26139600 | 5.5904 | 40.1505 | 41.4297
7262 | 26143200 | 5.5904 | 40.1525 | 41.4316
7263 | 26146800 | 5.5905 | 40.1544 | 41.4336
7264 | 26150400 | 5.5905 | 40.1563 | 41.4355
7265 | 26154000 | 5.5906 | 40.1583 | 41.4375
7266 | 26157600 | 5.5906 | 40.1602 | 41.4394
7267 | 26161200 | 5.5906 | 40.1622 | 41.4413
7268 | 26164800 | 5.5907 | 40.1641 | 41.4433
7269 | 26168400 | 5.5907 | 40.166 | 41.4452
7270 | 26172000 | 5.5908 | 40.168 | 41.4472
7271 | 26175600 | 5.5908 | 40.1699 | 41.4491
7272 | 26179200 | 5.5909 | 40.1718 | 41.451
7273 | 26182800 | 5.5909 | 40.1738 | 41.453
7274 | 26186400 | 5.591 | 40.1757 | 41.4549
7275 | 26190000 | 5.591 | 40.1776 | 41.4569
7276 | 26193600 | 5.5911 | 40.1796 | 41.4588
7277 | 26197200 | 5.5911 | 40.1815 | 41.4607
7278 | 26200800 | 5.5912 | 40.1835 | 41.4627
7279 | 26204400 | 5.5912 | 40.1854 | 41.4646
7280 | 26208000 | 5.5913 | 40.1873 | 41.4665
7281 | 26211600 | 5.5913 | 40.1893 | 41.4685
7282 | 26215200 | 5.5913 | 40.1912 | 41.4704
7283 | 26218800 | 5.5914 | 40.1931 | 41.4724
7284 | 26222400 | 5.5914 | 40.1951 | 41.4743
7285 | 26226000 | 5.5915 | 40.197 | 41.4762
7286 | 26229600 | 5.5915 | 40.1989 | 41.4782
7287 | 26233200 | 5.5916 | 40.2009 | 41.4801
7288 | 26236800 | 5.5916 | 40.2028 | 41.4821
7289 | 26240400 | 5.5917 | 40.2047 | 41.484
7290 | 26244000 | 5.5917 | 40.2067 | 41.4859
7291 | 26247600 | 5.5918 | 40.2086 | 41.4879
7292 | 26251200 | 5.5918 | 40.2105 | 41.4898
7293 | 26254800 | 5.5919 | 40.2125 | 41.4917
7294 | 26258400 | 5.5919 | 40.2144 | 41.4937
7295 | 26262000 | 5.5919 | 40.2164 | 41.4956
7296 | 26265600 | 5.592 | 40.2183 | 41.4975
7297 | 26269200 | 5.592 | 40.2202 | 41.4995
7298 | 26272800 | 5.5921 | 40.2222 | 41.5014
7299 | 26276400 | 5.5921 | 40.2241 | 41.5034
7300 | 26280000 | 5.5922 | 40.226 | 41.5053
7301 | 26283600 | 5.5922 | 40.228 | 41.5072
7302 | 26287200 | 5.5923 | 40.2299 | 41.5092
7303 | 26290800 | 5.5923 | 40.2318 | 41.5111
7304 | 26294400 | 5.5924 | 40.2338 | 41.513
7305 | 26298000 | 5.5924 | 40.2357 | 41.515
7306 | 26301600 | 5.5925 | 40.2376 | 41.5169
7307 | 26305200 | 5.5925 | 40.2395 | 41.5188
7308 | 26308800 | 5.5926 | 40.2415 | 41.5208
7309 | 26312400 | 5.5926 | 40.2434 | 41.5227
7310 | 26316000 | 5.5926 | 40.2453 | 41.5246
7311 | 26319600 | 5.5927 | 40.2473 | 41.5266
7312 | 26323200 | 5.5927 | 40.2492 | 41.5285
7313 | 26326800 | 5.5928 | 40.2511 | 41.5305
7314 | 26330400 | 5.5928 | 40.2531 | 41.5324
7315 | 26334000 | 5.5929 | 40.255 | 41.5343
7316 | 26337600 | 5.5929 | 40.2569 | 41.5363
7317 | 26341200 | 5.593 | 40.2589 | 41.5382
7318 | 26344800 | 5.593 | 40.2608 | 41.5401
7319 | 26348400 | 5.5931 | 40.2627 | 41.5421
7320 | 26352000 | 5.5931 | 40.2647 | 41.544
7321 | 26355600 | 5.5932 | 40.2666 | 41.5459
7322 | 26359200 | 5.5932 | 40.2685 | 41.5479
7323 | 26362800 | 5.5932 | 40.2705 | 41.5498
7324 | 26366400 | 5.5933 | 40.2724 | 41.5517
7325 | 26370000 | 5.5933 | 40.2743 | 41.5537
7326 | 26373600 | 5.5934 | 40.2762 | 41.5556
7327 | 26377200 | 5.5934 | 40.2782 | 41.5575
7328 | 26380800 | 5.5935 | 40.2801 | 41.5595
7329 | 26384400 | 5.5935 | 40.282 | 41.5614
7330 | 26388000 | 5.5936 | 40.284 | 41.5633
7331 | 26391600 | 5.5936 | 40.2859 | 41.5653
7332 | 26395200 | 5.5937 | 40.2878 | 41.5672
7333 | 26398800 | 5.5937 | 40.2897 | 41.5691
7334 | 26402400 | 5.5937 | 40.2917 | 41.571
7335 | 26406000 | 5.5938 | 40.2936 | 41.573
7336 | 26409600 | 5.5938 | 40.2955 | 41.5749
7337 | 26413200 | 5.5939 | 40.2975 | 41.5768
7338 | 26416800 | 5.5939 | 40.2994 | 41.5788
7339 | 26420400 | 5.594 | 40.3013 | 41.5807
7340 | 26424000 | 5.594 | 40.3033 | 41.5826
7341 | 26427600 | 5.5941 | 40.3052 | 41.5846
7342 | 26431200 | 5.5941 | 40.3071 | 41.5865
7343 | 26434800 | 5.5942 | 40.309 | 41.5884
7344 | 26438400 | 5.5942 | 40.311 | 41.5904
7345 | 26442000 | 5.5943 | 40.3129 | 41.5923
7346 | 26445600 | 5.5943 | 40.3148 | 41.5942
7347 | 26449200 | 5.5943 | 40.3167 | 41.5962
7348 | 26452800 | 5.5944 | 40.3187 | 41.5981
7349 | 26456400 | 5.5944 | 40.3206 | 41.6
7350 | 26460000 | 5.5945 | 40.3225 | 41.6019
7351 | 26463600 | 5.5945 | 40.3245 | 41.6039
7352 | 26467200 | 5.5946 | 40.3264 | 41.6058
7353 | 26470800 | 5.5946 | 40.3283 | 41.6077
7354 | 26474400 | 5.5947 | 40.3302 | 41.6097
7355 | 26478000 | 5.5947 | 40.3322 | 41.6116
7356 | 26481600 | 5.5948 | 40.3341 | 41.6135
7357 | 26485200 | 5.5948 | 40.336 | 41.6154
7358 | 26488800 | 5.5948 | 40.3379 | 41.6174
7359 | 26492400 | 5.5949 | 40.3399 | 41.6193
7360 | 26496000 | 5.5949 | 40.3418 | 41.6212
7361 | 26499600 | 5.595 | 40.3437 | 41.6232
7362 | 26503200 | 5.595 | 40.3456 | 41.6251
7363 | 26506800 | 5.5951 | 40.3476 | 41.627
7364 | 26510400 | 5.5951 | 40.3495 | 41.6289
7365 | 26514000 | 5.5952 | 40.3514 | 41.6309
7366 | 26517600 | 5.5952 | 40.3533 | 41.6328
7367 | 26521200 | 5.5953 | 40.3553 | 41.6347
7368 | 26524800 | 5.5953 | 40.3572 | 41.6367
7369 | 26528400 | 5.5954 | 40.3591 | 41.6386
7370 | 26532000 | 5.5954 | 40.361 | 41.6405
7371 | 26535600 | 5.5954 | 40.363 | 41.6424
7372 | 26539200 | 5.5955 | 40.3649 | 41.6444
7373 | 26542800 | 5.5955 | 40.3668 | 41.6463
7374 | 26546400 | 5.5956 | 40.3687 | 41.6482
7375 | 26550000 | 5.5956 | 40.3707 | 41.6501
7376 | 26553600 | 5.5957 | 40.3726 | 41.6521
7377 | 26557200 | 5.5957 | 40.3745 | 41.654
7378 | 26560800 | 5.5958 | 40.3764 | 41.6559
7379 | 26564400 | 5.5958 | 40.3784 | 41.6578
7380 | 26568000 | 5.5959 | 40.3803 | 41.6598
7381 | 26571600 | 5.5959 | 40.3822 | 41.6617
7382 | 26575200 | 5.5959 | 40.3841 | 41.6636
7383 | 26578800 | 5.596 | 40.386 | 41.6656
7384 | 26582400 | 5.596 | 40.388 | 41.6675
7385 | 26586000 | 5.5961 | 40.3899 | 41.6694
7386 | 26589600 | 5.5961 | 40.3918 | 41.6713
7387 | 26593200 | 5.5962 | 40.3937 | 41.6733
7388 | 26596800 | 5.5962 | 40.3957 | 41.6752
7389 | 26600400 | 5.5963 | 40.3976 | 41.6771
7390 | 26604000 | 5.5963 | 40.3995 | 41.679
7391 | 26607600 | 5.5964 | 40.4014 | 41.681
7392 | 26611200 | 5.5964 | 40.4033 | 41.6829
7393 | 26614800 | 5.5964 | 40.4053 | 41.6848
7394 | 26618400 | 5.5965 | 40.4072 | 41.6867
7395 | 26622000 | 5.5965 | 40.4091 | 41.6887
7396 | 26625600 | 5.5966 | 40.411 | 41.6906
7397 | 26629200 | 5.5966 | 40.413 | 41.6925
7398 | 26632800 | 5.5967 | 40.4149 | 41.6944
7399 | 26636400 | 5.5967 | 40.4168 | 41.6963
7400 | 26640000 | 5.5968 | 40.4187 | 41.6983
7401 | 26643600 | 5.5968 | 40.4206 | 41.7002
7402 | 26647200 | 5.5969 | 40.4226 | 41.7021
7403 | 26650800 | 5.5969 | 40.4245 | 41.704
7404 | 26654400 | 5.5969 | 40.4264 | 41.706
7405 | 26658000 | 5.597 | 40.4283 | 41.7079
7406 | 26661600 | 5.597 | 40.4302 | 41.7098
7407 | 26665200 | 5.5971 | 40.4322 | 41.7117
7408 | 26668800 | 5.5971 | 40.4341 | 41.7137
7409 | 26672400 | 5.5972 | 40.436 | 41.7156
7410 | 26676000 | 5.5972 | 40.4379 | 41.7175
7411 | 26679600 | 5.5973 | 40.4398 | 41.7194
7412 | 26683200 | 5.5973 | 40.4418 | 41.7213
7413 | 26686800 | 5.5973 | 40.4437 | 41.7233
7414 | 26690400 | 5.5974 | 40.4456 | 41.7252
7415 | 26694000 | 5.5974 | 40.4475 | 41.7271
7416 | 26697600 | 5.5975 | 40.4494 | 41.729
7417 | 26701200 | 5.5975 | 40.4513 | 41.7309
7418 | 26704800 | 5.5976 | 40.4533 | 41.7329
7419 | 26708400 | 5.5976 | 40.4552 | 41.7348
7420 | 26712000 | 5.5977 | 40.4571 | 41.7367
7421 | 26715600 | 5.5977 | 40.459 | 41.7386
7422 | 26719200 | 5.5978 | 40.4609 | 41.7406
7423 | 26722800 | 5.5978 | 40.4629 | 41.7425
7424 | 26726400 | 5.5978 | 40.4648 | 41.7444
7425 | 26730000 | 5.5979 | 40.4667 | 41.7463
7426 | 26733600 | 5.5979 | 40.4686 | 41.7482
7427 | 26737200 | 5.598 | 40.4705 | 41.7502
7428 | 26740800 | 5.598 | 40.4724 | 41.7521
7429 | 26744400 | 5.5981 | 40.4744 | 41.754
7430 | 26748000 | 5.5981 | 40.4763 | 41.7559
7431 | 26751600 | 5.5982 | 40.4782 | 41.7578
7432 | 26755200 | 5.5982 | 40.4801 | 41.7598
7433 | 26758800 | 5.5983 | 40.482 | 41.7617
7434 | 26762400 | 5.5983 | 40.4839 | 41.7636
7435 | 26766000 | 5.5983 | 40.4859 | 41.7655
7436 | 26769600 | 5.5984 | 40.4878 | 41.7674
7437 | 26773200 | 5.5984 | 40.4897 | 41.7693
7438 | 26776800 | 5.5985 | 40.4916 | 41.7713
7439 | 26780400 | 5.5985 | 40.4935 | 41.7732
7440 | 26784000 | 5.5986 | 40.4954 | 41.7751
7441 | 26787600 | 5.5986 | 40.4974 | 41.777
7442 | 26791200 | 5.5987 | 40.4993 | 41.7789
7443 | 26794800 | 5.5987 | 40.5012 | 41.7809
7444 | 26798400 | 5.5987 | 40.5031 | 41.7828
7445 | 26802000 | 5.5988 | 40.505 | 41.7847
7446 | 26805600 | 5.5988 | 40.5069 | 41.7866
7447 | 26809200 | 5.5989 | 40.5088 | 41.7885
7448 | 26812800 | 5.5989 | 40.5108 | 41.7904
7449 | 26816400 | 5.599 | 40.5127 | 41.7924
7450 | 26820000 | 5.599 | 40.5146 | 41.7943
7451 | 26823600 | 5.5991 | 40.5165 | 41.7962
7452 | 26827200 | 5.5991 | 40.5184 | 41.7981
7453 | 26830800 | 5.5992 | 40.5203 | 41.8
7454 | 26834400 | 5.5992 | 40.5222 | 41.802
7455 | 26838000 | 5.5992 | 40.5242 | 41.8039
7456 | 26841600 | 5.5993 | 40.5261 | 41.8058
7457 | 26845200 | 5.5993 | 40.528 | 41.8077
7458 | 26848800 | 5.5994 | 40.5299 | 41.8096
7459 | 26852400 | 5.5994 | 40.5318 | 41.8115
7460 | 26856000 | 5.5995 | 40.5337 | 41.8134
7461 | 26859600 | 5.5995 | 40.5356 | 41.8154
7462 | 26863200 | 5.5996 | 40.5376 | 41.8173
7463 | 26866800 | 5.5996 | 40.5395 | 41.8192
7464 | 26870400 | 5.5996 | 40.5414 | 41.8211
7465 | 26874000 | 5.5997 | 40.5433 | 41.823
7466 | 26877600 | 5.5997 | 40.5452 | 41.8249
7467 | 26881200 | 5.5998 | 40.5471 | 41.8269
7468 | 26884800 | 5.5998 | 40.549 | 41.8288
7469 | 26888400 | 5.5999 | 40.5509 | 41.8307
7470 | 26892000 | 5.5999 | 40.5529 | 41.8326
7471 | 26895600 | 5.6 | 40.5548 | 41.8345
7472 | 26899200 | 5.6 | 40.5567 | 41.8364
7473 | 26902800 | 5.6 | 40.5586 | 41.8383
7474 | 26906400 | 5.6001 | 40.5605 | 41.8403
7475 | 26910000 | 5.6001 | 40.5624 | 41.8422
7476 | 26913600 | 5.6002 | 40.5643 | 41.8441
7477 | 26917200 | 5.6002 | 40.5662 | 41.846
7478 | 26920800 | 5.6003 | 40.5681 | 41.8479
7479 | 26924400 | 5.6003 | 40.5701 | 41.8498
7480 | 26928000 | 5.6004 | 40.572 | 41.8517
7481 | 26931600 | 5.6004 | 40.5739 | 41.8537
7482 | 26935200 | 5.6004 | 40.5758 | 41.8556
7483 | 26938800 | 5.6005 | 40.5777 | 41.8575
7484 | 26942400 | 5.6005 | 40.5796 | 41.8594
7485 | 26946000 | 5.6006 | 40.5815 | 41.8613
7486 | 26949600 | 5.6006 | 40.5834 | 41.8632
7487 | 26953200 | 5.6007 | 40.5853 | 41.8651
7488 | 26956800 | 5.6007 | 40.5873 | 41.867
7489 | 26960400 | 5.6008 | 40.5892 | 41.869
7490 | 26964000 | 5.6008 | 40.5911 | 41.8709
7491 | 26967600 | 5.6009 | 40.593 | 41.8728
7492 | 26971200 | 5.6009 | 40.5949 | 41.8747
7493 | 26974800 | 5.6009 | 40.5968 | 41.8766
7494 | 26978400 | 5.601 | 40.5987 | 41.8785
7495 | 26982000 | 5.601 | 40.6006 | 41.8804
7496 | 26985600 | 5.6011 | 40.6025 | 41.8823
7497 | 26989200 | 5.6011 | 40.6044 | 41.8843
7498 | 26992800 | 5.6012 | 40.6063 | 41.8862
7499 | 26996400 | 5.6012 | 40.6083 | 41.8881
7500 | 27000000 | 5.6013 | 40.6102 | 41.89
7501 | 27003600 | 5.6013 | 40.6121 | 41.8919
7502 | 27007200 | 5.6013 | 40.614 | 41.8938
7503 | 27010800 | 5.6014 | 40.6159 | 41.8957
7504 | 27014400 | 5.6014 | 40.6178 | 41.8976
7505 | 27018000 | 5.6015 | 40.6197 | 41.8995
7506 | 27021600 | 5.6015 | 40.6216 | 41.9014
7507 | 27025200 | 5.6016 | 40.6235 | 41.9034
7508 | 27028800 | 5.6016 | 40.6254 | 41.9053
7509 | 27032400 | 5.6017 | 40.6273 | 41.9072
7510 | 27036000 | 5.6017 | 40.6292 | 41.9091
7511 | 27039600 | 5.6017 | 40.6311 | 41.911
7512 | 27043200 | 5.6018 | 40.6331 | 41.9129
7513 | 27046800 | 5.6018 | 40.635 | 41.9148
7514 | 27050400 | 5.6019 | 40.6369 | 41.9167
7515 | 27054000 | 5.6019 | 40.6388 | 41.9186
7516 | 27057600 | 5.602 | 40.6407 | 41.9205
7517 | 27061200 | 5.602 | 40.6426 | 41.9225
7518 | 27064800 | 5.602 | 40.6445 | 41.9244
7519 | 27068400 | 5.6021 | 40.6464 | 41.9263
7520 | 27072000 | 5.6021 | 40.6483 | 41.9282
7521 | 27075600 | 5.6022 | 40.6502 | 41.9301
7522 | 27079200 | 5.6022 | 40.6521 | 41.932
7523 | 27082800 | 5.6023 | 40.654 | 41.9339
7524 | 27086400 | 5.6023 | 40.6559 | 41.9358
7525 | 27090000 | 5.6024 | 40.6578 | 41.9377
7526 | 27093600 | 5.6024 | 40.6597 | 41.9396
7527 | 27097200 | 5.6024 | 40.6616 | 41.9415
7528 | 27100800 | 5.6025 | 40.6635 | 41.9434
7529 | 27104400 | 5.6025 | 40.6654 | 41.9454
7530 | 27108000 | 5.6026 | 40.6674 | 41.9473
7531 | 27111600 | 5.6026 | 40.6693 | 41.9492
7532 | 27115200 | 5.6027 | 40.6712 | 41.9511
7533 | 27118800 | 5.6027 | 40.6731 | 41.953
7534 | 27122400 | 5.6028 | 40.675 | 41.9549
7535 | 27126000 | 5.6028 | 40.6769 | 41.9568
7536 | 27129600 | 5.6028 | 40.6788 | 41.9587
7537 | 27133200 | 5.6029 | 40.6807 | 41.9606
7538 | 27136800 | 5.6029 | 40.6826 | 41.9625
7539 | 27140400 | 5.603 | 40.6845 | 41.9644
7540 | 27144000 | 5.603 | 40.6864 | 41.9663
7541 | 27147600 | 5.6031 | 40.6883 | 41.9682
7542 | 27151200 | 5.6031 | 40.6902 | 41.9701
7543 | 27154800 | 5.6032 | 40.6921 | 41.972
7544 | 27158400 | 5.6032 | 40.694 | 41.9739
7545 | 27162000 | 5.6032 | 40.6959 | 41.9759
7546 | 27165600 | 5.6033 | 40.6978 | 41.9778
7547 | 27169200 | 5.6033 | 40.6997 | 41.9797
7548 | 27172800 | 5.6034 | 40.7016 | 41.9816
7549 | 27176400 | 5.6034 | 40.7035 | 41.9835
7550 | 27180000 | 5.6035 | 40.7054 | 41.9854
7551 | 27183600 | 5.6035 | 40.7073 | 41.9873
7552 | 27187200 | 5.6036 | 40.7092 | 41.9892
7553 | 27190800 | 5.6036 | 40.7111 | 41.9911
7554 | 27194400 | 5.6036 | 40.713 | 41.993
7555 | 27198000 | 5.6037 | 40.7149 | 41.9949
7556 | 27201600 | 5.6037 | 40.7168 | 41.9968
7557 | 27205200 | 5.6038 | 40.7187 | 41.9987
7558 | 27208800 | 5.6038 | 40.7206 | 42.0006
7559 | 27212400 | 5.6039 | 40.7225 | 42.0025
7560 | 27216000 | 5.6039 | 40.7244 | 42.0044
7561 | 27219600 | 5.6039 | 40.7263 | 42.0063
7562 | 27223200 | 5.604 | 40.7282 | 42.0082
7563 | 27226800 | 5.604 | 40.7301 | 42.0101
7564 | 27230400 | 5.6041 | 40.732 | 42.012
7565 | 27234000 | 5.6041 | 40.7339 | 42.0139
7566 | 27237600 | 5.6042 | 40.7358 | 42.0158
7567 | 27241200 | 5.6042 | 40.7377 | 42.0177
7568 | 27244800 | 5.6043 | 40.7396 | 42.0196
7569 | 27248400 | 5.6043 | 40.7415 | 42.0215
7570 | 27252000 | 5.6043 | 40.7434 | 42.0235
7571 | 27255600 | 5.6044 | 40.7453 | 42.0254
7572 | 27259200 | 5.6044 | 40.7472 | 42.0273
7573 | 27262800 | 5.6045 | 40.7491 | 42.0292
7574 | 27266400 | 5.6045 | 40.751 | 42.0311
7575 | 27270000 | 5.6046 | 40.7529 | 42.033
7576 | 27273600 | 5.6046 | 40.7548 | 42.0349
7577 | 27277200 | 5.6046 | 40.7567 | 42.0368
7578 | 27280800 | 5.6047 | 40.7586 | 42.0387
7579 | 27284400 | 5.6047 | 40.7605 | 42.0406
7580 | 27288000 | 5.6048 | 40.7624 | 42.0425
7581 | 27291600 | 5.6048 | 40.7643 | 42.0444
7582 | 27295200 | 5.6049 | 40.7662 | 42.0463
7583 | 27298800 | 5.6049 | 40.7681 | 42.0482
7584 | 27302400 | 5.605 | 40.77 | 42.0501
7585 | 27306000 | 5.605 | 40.7719 | 42.052
7586 | 27309600 | 5.605 | 40.7738 | 42.0539
7587 | 27313200 | 5.6051 | 40.7757 | 42.0558
7588 | 27316800 | 5.6051 | 40.7776 | 42.0577
7589 | 27320400 | 5.6052 | 40.7795 | 42.0596
7590 | 27324000 | 5.6052 | 40.7814 | 42.0615
7591 | 27327600 | 5.6053 | 40.7833 | 42.0634
7592 | 27331200 | 5.6053 | 40.7852 | 42.0653
7593 | 27334800 | 5.6053 | 40.7871 | 42.0672
7594 | 27338400 | 5.6054 | 40.789 | 42.0691
7595 | 27342000 | 5.6054 | 40.7909 | 42.071
7596 | 27345600 | 5.6055 | 40.7928 | 42.0729
7597 | 27349200 | 5.6055 | 40.7947 | 42.0748
7598 | 27352800 | 5.6056 | 40.7966 | 42.0767
7599 | 27356400 | 5.6056 | 40.7985 | 42.0786
7600 | 27360000 | 5.6057 | 40.8004 | 42.0805
7601 | 27363600 | 5.6057 | 40.8023 | 42.0824
7602 | 27367200 | 5.6057 | 40.8042 | 42.0843
7603 | 27370800 | 5.6058 | 40.8061 | 42.0862
7604 | 27374400 | 5.6058 | 40.808 | 42.0881
7605 | 27378000 | 5.6059 | 40.8099 | 42.09
7606 | 27381600 | 5.6059 | 40.8117 | 42.0919
7607 | 27385200 | 5.606 | 40.8136 | 42.0938
7608 | 27388800 | 5.606 | 40.8155 | 42.0957
7609 | 27392400 | 5.606 | 40.8174 | 42.0976
7610 | 27396000 | 5.6061 | 40.8193 | 42.0994
7611 | 27399600 | 5.6061 | 40.8212 | 42.1013
7612 | 27403200 | 5.6062 | 40.8231 | 42.1032
7613 | 27406800 | 5.6062 | 40.825 | 42.1051
7614 | 27410400 | 5.6063 | 40.8269 | 42.107
7615 | 27414000 | 5.6063 | 40.8288 | 42.1089
7616 | 27417600 | 5.6064 | 40.8307 | 42.1108
7617 | 27421200 | 5.6064 | 40.8326 | 42.1127
7618 | 27424800 | 5.6064 | 40.8345 | 42.1146
7619 | 27428400 | 5.6065 | 40.8364 | 42.1165
7620 | 27432000 | 5.6065 | 40.8383 | 42.1184
7621 | 27435600 | 5.6066 | 40.8402 | 42.1203
7622 | 27439200 | 5.6066 | 40.8421 | 42.1222
7623 | 27442800 | 5.6067 | 40.844 | 42.1241
7624 | 27446400 | 5.6067 | 40.8458 | 42.126
7625 | 27450000 | 5.6067 | 40.8477 | 42.1279
7626 | 27453600 | 5.6068 | 40.8496 | 42.1298
7627 | 27457200 | 5.6068 | 40.8515 | 42.1317
7628 | 27460800 | 5.6069 | 40.8534 | 42.1336
7629 | 27464400 | 5.6069 | 40.8553 | 42.1355
7630 | 27468000 | 5.607 | 40.8572 | 42.1374
7631 | 27471600 | 5.607 | 40.8591 | 42.1393
7632 | 27475200 | 5.607 | 40.861 | 42.1412
7633 | 27478800 | 5.6071 | 40.8629 | 42.1431
7634 | 27482400 | 5.6071 | 40.8648 | 42.145
7635 | 27486000 | 5.6072 | 40.8667 | 42.1469
7636 | 27489600 | 5.6072 | 40.8686 | 42.1487
7637 | 27493200 | 5.6073 | 40.8704 | 42.1506
7638 | 27496800 | 5.6073 | 40.8723 | 42.1525
7639 | 27500400 | 5.6073 | 40.8742 | 42.1544
7640 | 27504000 | 5.6074 | 40.8761 | 42.1563
7641 | 27507600 | 5.6074 | 40.878 | 42.1582
7642 | 27511200 | 5.6075 | 40.8799 | 42.1601
7643 | 27514800 | 5.6075 | 40.8818 | 42.162
7644 | 27518400 | 5.6076 | 40.8837 | 42.1639
7645 | 27522000 | 5.6076 | 40.8856 | 42.1658
7646 | 27525600 | 5.6077 | 40.8875 | 42.1677
7647 | 27529200 | 5.6077 | 40.8894 | 42.1696
7648 | 27532800 | 5.6077 | 40.8912 | 42.1715
7649 | 27536400 | 5.6078 | 40.8931 | 42.1734
7650 | 27540000 | 5.6078 | 40.895 | 42.1753
7651 | 27543600 | 5.6079 | 40.8969 | 42.1771
7652 | 27547200 | 5.6079 | 40.8988 | 42.179
7653 | 27550800 | 5.608 | 40.9007 | 42.1809
7654 | 27554400 | 5.608 | 40.9026 | 42.1828
7655 | 27558000 | 5.608 | 40.9045 | 42.1847
7656 | 27561600 | 5.6081 | 40.9064 | 42.1866
7657 | 27565200 | 5.6081 | 40.9083 | 42.1885
7658 | 27568800 | 5.6082 | 40.9101 | 42.1904
7659 | 27572400 | 5.6082 | 40.912 | 42.1923
7660 | 27576000 | 5.6083 | 40.9139 | 42.1942
7661 | 27579600 | 5.6083 | 40.9158 | 42.1961
7662 | 27583200 | 5.6083 | 40.9177 | 42.198
7663 | 27586800 | 5.6084 | 40.9196 | 42.1998
7664 | 27590400 | 5.6084 | 40.9215 | 42.2017
7665 | 27594000 | 5.6085 | 40.9234 | 42.2036
7666 | 27597600 | 5.6085 | 40.9253 | 42.2055
7667 | 27601200 | 5.6086 | 40.9271 | 42.2074
7668 | 27604800 | 5.6086 | 40.929 | 42.2093
7669 | 27608400 | 5.6086 | 40.9309 | 42.2112
7670 | 27612000 | 5.6087 | 40.9328 | 42.2131
7671 | 27615600 | 5.6087 | 40.9347 | 42.215
7672 | 27619200 | 5.6088 | 40.9366 | 42.2169
7673 | 27622800 | 5.6088 | 40.9385 | 42.2188
7674 | 27626400 | 5.6089 | 40.9404 | 42.2206
7675 | 27630000 | 5.6089 | 40.9422 | 42.2225
7676 | 27633600 | 5.6089 | 40.9441 | 42.2244
7677 | 27637200 | 5.609 | 40.946 | 42.2263
7678 | 27640800 | 5.609 | 40.9479 | 42.2282
7679 | 27644400 | 5.6091 | 40.9498 | 42.2301
7680 | 27648000 | 5.6091 | 40.9517 | 42.232
7681 | 27651600 | 5.6092 | 40.9536 | 42.2339
7682 | 27655200 | 5.6092 | 40.9555 | 42.2358
7683 | 27658800 | 5.6092 | 40.9573 | 42.2376
7684 | 27662400 | 5.6093 | 40.9592 | 42.2395
7685 | 27666000 | 5.6093 | 40.9611 | 42.2414
7686 | 27669600 | 5.6094 | 40.963 | 42.2433
7687 | 27673200 | 5.6094 | 40.9649 | 42.2452
7688 | 27676800 | 5.6095 | 40.9668 | 42.2471
7689 | 27680400 | 5.6095 | 40.9687 | 42.249
7690 | 27684000 | 5.6095 | 40.9705 | 42.2509
7691 | 27687600 | 5.6096 | 40.9724 | 42.2528
7692 | 27691200 | 5.6096 | 40.9743 | 42.2546
7693 | 27694800 | 5.6097 | 40.9762 | 42.2565
7694 | 27698400 | 5.6097 | 40.9781 | 42.2584
7695 | 27702000 | 5.6098 | 40.98 | 42.2603
7696 | 27705600 | 5.6098 | 40.9818 | 42.2622
7697 | 27709200 | 5.6098 | 40.9837 | 42.2641
7698 | 27712800 | 5.6099 | 40.9856 | 42.266
7699 | 27716400 | 5.6099 | 40.9875 | 42.2679
7700 | 27720000 | 5.61 | 40.9894 | 42.2697
7701 | 27723600 | 5.61 | 40.9913 | 42.2716
7702 | 27727200 | 5.6101 | 40.9932 | 42.2735
7703 | 27730800 | 5.6101 | 40.995 | 42.2754
7704 | 27734400 | 5.6101 | 40.9969 | 42.2773
7705 | 27738000 | 5.6102 | 40.9988 | 42.2792
7706 | 27741600 | 5.6102 | 41.0007 | 42.2811
7707 | 27745200 | 5.6103 | 41.0026 | 42.2829
7708 | 27748800 | 5.6103 | 41.0045 | 42.2848
7709 | 27752400 | 5.6104 | 41.0063 | 42.2867
7710 | 27756000 | 5.6104 | 41.0082 | 42.2886
7711 | 27759600 | 5.6104 | 41.0101 | 42.2905
7712 | 27763200 | 5.6105 | 41.012 | 42.2924
7713 | 27766800 | 5.6105 | 41.0139 | 42.2943
7714 | 27770400 | 5.6106 | 41.0158 | 42.2961
7715 | 27774000 | 5.6106 | 41.0176 | 42.298
7716 | 27777600 | 5.6107 | 41.0195 | 42.2999
7717 | 27781200 | 5.6107 | 41.0214 | 42.3018
7718 | 27784800 | 5.6107 | 41.0233 | 42.3037
7719 | 27788400 | 5.6108 | 41.0252 | 42.3056
7720 | 27792000 | 5.6108 | 41.027 | 42.3075
7721 | 27795600 | 5.6109 | 41.0289 | 42.3093
7722 | 27799200 | 5.6109 | 41.0308 | 42.3112
7723 | 27802800 | 5.611 | 41.0327 | 42.3131
7724 | 27806400 | 5.611 | 41.0346 | 42.315
7725 | 27810000 | 5.611 | 41.0365 | 42.3169
7726 | 27813600 | 5.6111 | 41.0383 | 42.3188
7727 | 27817200 | 5.6111 | 41.0402 | 42.3206
7728 | 27820800 | 5.6112 | 41.0421 | 42.3225
7729 | 27824400 | 5.6112 | 41.044 | 42.3244
7730 | 27828000 | 5.6113 | 41.0459 | 42.3263
7731 | 27831600 | 5.6113 | 41.0477 | 42.3282
7732 | 27835200 | 5.6113 | 41.0496 | 42.3301
7733 | 27838800 | 5.6114 | 41.0515 | 42.3319
7734 | 27842400 | 5.6114 | 41.0534 | 42.3338
7735 | 27846000 | 5.6115 | 41.0553 | 42.3357
7736 | 27849600 | 5.6115 | 41.0571 | 42.3376
7737 | 27853200 | 5.6115 | 41.059 | 42.3395
7738 | 27856800 | 5.6116 | 41.0609 | 42.3414
7739 | 27860400 | 5.6116 | 41.0628 | 42.3432
7740 | 27864000 | 5.6117 | 41.0647 | 42.3451
7741 | 27867600 | 5.6117 | 41.0665 | 42.347
7742 | 27871200 | 5.6118 | 41.0684 | 42.3489
7743 | 27874800 | 5.6118 | 41.0703 | 42.3508
7744 | 27878400 | 5.6118 | 41.0722 | 42.3526
7745 | 27882000 | 5.6119 | 41.0741 | 42.3545
7746 | 27885600 | 5.6119 | 41.0759 | 42.3564
7747 | 27889200 | 5.612 | 41.0778 | 42.3583
7748 | 27892800 | 5.612 | 41.0797 | 42.3602
7749 | 27896400 | 5.6121 | 41.0816 | 42.362
7750 | 27900000 | 5.6121 | 41.0834 | 42.3639
7751 | 27903600 | 5.6121 | 41.0853 | 42.3658
7752 | 27907200 | 5.6122 | 41.0872 | 42.3677
7753 | 27910800 | 5.6122 | 41.0891 | 42.3696
7754 | 27914400 | 5.6123 | 41.091 | 42.3715
7755 | 27918000 | 5.6123 | 41.0928 | 42.3733
7756 | 27921600 | 5.6124 | 41.0947 | 42.3752
7757 | 27925200 | 5.6124 | 41.0966 | 42.3771
7758 | 27928800 | 5.6124 | 41.0985 | 42.379
7759 | 27932400 | 5.6125 | 41.1003 | 42.3809
7760 | 27936000 | 5.6125 | 41.1022 | 42.3827
7761 | 27939600 | 5.6126 | 41.1041 | 42.3846
7762 | 27943200 | 5.6126 | 41.106 | 42.3865
7763 | 27946800 | 5.6127 | 41.1079 | 42.3884
7764 | 27950400 | 5.6127 | 41.1097 | 42.3903
7765 | 27954000 | 5.6127 | 41.1116 | 42.3921
7766 | 27957600 | 5.6128 | 41.1135 | 42.394
7767 | 27961200 | 5.6128 | 41.1154 | 42.3959
7768 | 27964800 | 5.6129 | 41.1172 | 42.3978
7769 | 27968400 | 5.6129 | 41.1191 | 42.3996
7770 | 27972000 | 5.6129 | 41.121 | 42.4015
7771 | 27975600 | 5.613 | 41.1229 | 42.4034
7772 | 27979200 | 5.613 | 41.1247 | 42.4053
7773 | 27982800 | 5.6131 | 41.1266 | 42.4072
7774 | 27986400 | 5.6131 | 41.1285 | 42.409
7775 | 27990000 | 5.6132 | 41.1304 | 42.4109
7776 | 27993600 | 5.6132 | 41.1322 | 42.4128
7777 | 27997200 | 5.6132 | 41.1341 | 42.4147
7778 | 28000800 | 5.6133 | 41.136 | 42.4165
7779 | 28004400 | 5.6133 | 41.1379 | 42.4184
7780 | 28008000 | 5.6134 | 41.1397 | 42.4203
7781 | 28011600 | 5.6134 | 41.1416 | 42.4222
7782 | 28015200 | 5.6135 | 41.1435 | 42.4241
7783 | 28018800 | 5.6135 | 41.1454 | 42.4259
7784 | 28022400 | 5.6135 | 41.1472 | 42.4278
7785 | 28026000 | 5.6136 | 41.1491 | 42.4297
7786 | 28029600 | 5.6136 | 41.151 | 42.4316
7787 | 28033200 | 5.6137 | 41.1529 | 42.4334
7788 | 28036800 | 5.6137 | 41.1547 | 42.4353
7789 | 28040400 | 5.6137 | 41.1566 | 42.4372
7790 | 28044000 | 5.6138 | 41.1585 | 42.4391
7791 | 28047600 | 5.6138 | 41.1604 | 42.4409
7792 | 28051200 | 5.6139 | 41.1622 | 42.4428
7793 | 28054800 | 5.6139 | 41.1641 | 42.4447
7794 | 28058400 | 5.614 | 41.166 | 42.4466
7795 | 28062000 | 5.614 | 41.1678 | 42.4484
7796 | 28065600 | 5.614 | 41.1697 | 42.4503
7797 | 28069200 | 5.6141 | 41.1716 | 42.4522
7798 | 28072800 | 5.6141 | 41.1735 | 42.4541
7799 | 28076400 | 5.6142 | 41.1753 | 42.456
7800 | 28080000 | 5.6142 | 41.1772 | 42.4578
7801 | 28083600 | 5.6143 | 41.1791 | 42.4597
7802 | 28087200 | 5.6143 | 41.181 | 42.4616
7803 | 28090800 | 5.6143 | 41.1828 | 42.4635
7804 | 28094400 | 5.6144 | 41.1847 | 42.4653
7805 | 28098000 | 5.6144 | 41.1866 | 42.4672
7806 | 28101600 | 5.6145 | 41.1884 | 42.4691
7807 | 28105200 | 5.6145 | 41.1903 | 42.4709
7808 | 28108800 | 5.6145 | 41.1922 | 42.4728
7809 | 28112400 | 5.6146 | 41.1941 | 42.4747
7810 | 28116000 | 5.6146 | 41.1959 | 42.4766
7811 | 28119600 | 5.6147 | 41.1978 | 42.4784
7812 | 28123200 | 5.6147 | 41.1997 | 42.4803
7813 | 28126800 | 5.6148 | 41.2015 | 42.4822
7814 | 28130400 | 5.6148 | 41.2034 | 42.4841
7815 | 28134000 | 5.6148 | 41.2053 | 42.4859
7816 | 28137600 | 5.6149 | 41.2072 | 42.4878
7817 | 28141200 | 5.6149 | 41.209 | 42.4897
7818 | 28144800 | 5.615 | 41.2109 | 42.4916
7819 | 28148400 | 5.615 | 41.2128 | 42.4934
7820 | 28152000 | 5.615 | 41.2146 | 42.4953
7821 | 28155600 | 5.6151 | 41.2165 | 42.4972
7822 | 28159200 | 5.6151 | 41.2184 | 42.499
7823 | 28162800 | 5.6152 | 41.2202 | 42.5009
7824 | 28166400 | 5.6152 | 41.2221 | 42.5028
7825 | 28170000 | 5.6153 | 41.224 | 42.5047
7826 | 28173600 | 5.6153 | 41.2259 | 42.5065
7827 | 28177200 | 5.6153 | 41.2277 | 42.5084
7828 | 28180800 | 5.6154 | 41.2296 | 42.5103
7829 | 28184400 | 5.6154 | 41.2315 | 42.5122
7830 | 28188000 | 5.6155 | 41.2333 | 42.514
7831 | 28191600 | 5.6155 | 41.2352 | 42.5159
7832 | 28195200 | 5.6155 | 41.2371 | 42.5178
7833 | 28198800 | 5.6156 | 41.2389 | 42.5196
7834 | 28202400 | 5.6156 | 41.2408 | 42.5215
7835 | 28206000 | 5.6157 | 41.2427 | 42.5234
7836 | 28209600 | 5.6157 | 41.2445 | 42.5253
7837 | 28213200 | 5.6158 | 41.2464 | 42.5271
7838 | 28216800 | 5.6158 | 41.2483 | 42.529
7839 | 28220400 | 5.6158 | 41.2501 | 42.5309
7840 | 28224000 | 5.6159 | 41.252 | 42.5327
7841 | 28227600 | 5.6159 | 41.2539 | 42.5346
7842 | 28231200 | 5.616 | 41.2558 | 42.5365
7843 | 28234800 | 5.616 | 41.2576 | 42.5383
7844 | 28238400 | 5.616 | 41.2595 | 42.5402
7845 | 28242000 | 5.6161 | 41.2614 | 42.5421
7846 | 28245600 | 5.6161 | 41.2632 | 42.544
7847 | 28249200 | 5.6162 | 41.2651 | 42.5458
7848 | 28252800 | 5.6162 | 41.267 | 42.5477
7849 | 28256400 | 5.6163 | 41.2688 | 42.5496
7850 | 28260000 | 5.6163 | 41.2707 | 42.5514
7851 | 28263600 | 5.6163 | 41.2726 | 42.5533
7852 | 28267200 | 5.6164 | 41.2744 | 42.5552
7853 | 28270800 | 5.6164 | 41.2763 | 42.557
7854 | 28274400 | 5.6165 | 41.2782 | 42.5589
7855 | 28278000 | 5.6165 | 41.28 | 42.5608
7856 | 28281600 | 5.6165 | 41.2819 | 42.5626
7857 | 28285200 | 5.6166 | 41.2838 | 42.5645
7858 | 28288800 | 5.6166 | 41.2856 | 42.5664
7859 | 28292400 | 5.6167 | 41.2875 | 42.5682
7860 | 28296000 | 5.6167 | 41.2894 | 42.5701
7861 | 28299600 | 5.6168 | 41.2912 | 42.572
7862 | 28303200 | 5.6168 | 41.2931 | 42.5739
7863 | 28306800 | 5.6168 | 41.2949 | 42.5757
7864 | 28310400 | 5.6169 | 41.2968 | 42.5776
7865 | 28314000 | 5.6169 | 41.2987 | 42.5795
7866 | 28317600 | 5.617 | 41.3005 | 42.5813
7867 | 28321200 | 5.617 | 41.3024 | 42.5832
7868 | 28324800 | 5.617 | 41.3043 | 42.5851
7869 | 28328400 | 5.6171 | 41.3061 | 42.5869
7870 | 28332000 | 5.6171 | 41.308 | 42.5888
7871 | 28335600 | 5.6172 | 41.3099 | 42.5907
7872 | 28339200 | 5.6172 | 41.3117 | 42.5925
7873 | 28342800 | 5.6173 | 41.3136 | 42.5944
7874 | 28346400 | 5.6173 | 41.3155 | 42.5963
7875 | 28350000 | 5.6173 | 41.3173 | 42.5981
7876 | 28353600 | 5.6174 | 41.3192 | 42.6
7877 | 28357200 | 5.6174 | 41.321 | 42.6019
7878 | 28360800 | 5.6175 | 41.3229 | 42.6037
7879 | 28364400 | 5.6175 | 41.3248 | 42.6056
7880 | 28368000 | 5.6175 | 41.3266 | 42.6075
7881 | 28371600 | 5.6176 | 41.3285 | 42.6093
7882 | 28375200 | 5.6176 | 41.3304 | 42.6112
7883 | 28378800 | 5.6177 | 41.3322 | 42.6131
7884 | 28382400 | 5.6177 | 41.3341 | 42.6149
7885 | 28386000 | 5.6177 | 41.336 | 42.6168
7886 | 28389600 | 5.6178 | 41.3378 | 42.6186
7887 | 28393200 | 5.6178 | 41.3397 | 42.6205
7888 | 28396800 | 5.6179 | 41.3415 | 42.6224
7889 | 28400400 | 5.6179 | 41.3434 | 42.6242
7890 | 28404000 | 5.618 | 41.3453 | 42.6261
7891 | 28407600 | 5.618 | 41.3471 | 42.628
7892 | 28411200 | 5.618 | 41.349 | 42.6298
7893 | 28414800 | 5.6181 | 41.3509 | 42.6317
7894 | 28418400 | 5.6181 | 41.3527 | 42.6336
7895 | 28422000 | 5.6182 | 41.3546 | 42.6354
7896 | 28425600 | 5.6182 | 41.3564 | 42.6373
7897 | 28429200 | 5.6182 | 41.3583 | 42.6392
7898 | 28432800 | 5.6183 | 41.3602 | 42.641
7899 | 28436400 | 5.6183 | 41.362 | 42.6429
7900 | 28440000 | 5.6184 | 41.3639 | 42.6447
7901 | 28443600 | 5.6184 | 41.3657 | 42.6466
7902 | 28447200 | 5.6185 | 41.3676 | 42.6485
7903 | 28450800 | 5.6185 | 41.3695 | 42.6503
7904 | 28454400 | 5.6185 | 41.3713 | 42.6522
7905 | 28458000 | 5.6186 | 41.3732 | 42.6541
7906 | 28461600 | 5.6186 | 41.375 | 42.6559
7907 | 28465200 | 5.6187 | 41.3769 | 42.6578
7908 | 28468800 | 5.6187 | 41.3788 | 42.6596
7909 | 28472400 | 5.6187 | 41.3806 | 42.6615
7910 | 28476000 | 5.6188 | 41.3825 | 42.6634
7911 | 28479600 | 5.6188 | 41.3843 | 42.6652
7912 | 28483200 | 5.6189 | 41.3862 | 42.6671
7913 | 28486800 | 5.6189 | 41.3881 | 42.669
7914 | 28490400 | 5.6189 | 41.3899 | 42.6708
7915 | 28494000 | 5.619 | 41.3918 | 42.6727
7916 | 28497600 | 5.619 | 41.3936 | 42.6745
7917 | 28501200 | 5.6191 | 41.3955 | 42.6764
7918 | 28504800 | 5.6191 | 41.3974 | 42.6783
7919 | 28508400 | 5.6191 | 41.3992 | 42.6801
7920 | 28512000 | 5.6192 | 41.4011 | 42.682
7921 | 28515600 | 5.6192 | 41.4029 | 42.6839
7922 | 28519200 | 5.6193 | 41.4048 | 42.6857
7923 | 28522800 | 5.6193 | 41.4067 | 42.6876
7924 | 28526400 | 5.6194 | 41.4085 | 42.6894
7925 | 28530000 | 5.6194 | 41.4104 | 42.6913
7926 | 28533600 | 5.6194 | 41.4122 | 42.6932
7927 | 28537200 | 5.6195 | 41.4141 | 42.695
7928 | 28540800 | 5.6195 | 41.4159 | 42.6969
7929 | 28544400 | 5.6196 | 41.4178 | 42.6987
7930 | 28548000 | 5.6196 | 41.4197 | 42.7006
7931 | 28551600 | 5.6196 | 41.4215 | 42.7025
7932 | 28555200 | 5.6197 | 41.4234 | 42.7043
7933 | 28558800 | 5.6197 | 41.4252 | 42.7062
7934 | 28562400 | 5.6198 | 41.4271 | 42.708
7935 | 28566000 | 5.6198 | 41.4289 | 42.7099
7936 | 28569600 | 5.6198 | 41.4308 | 42.7118
7937 | 28573200 | 5.6199 | 41.4327 | 42.7136
7938 | 28576800 | 5.6199 | 41.4345 | 42.7155
7939 | 28580400 | 5.62 | 41.4364 | 42.7173
7940 | 28584000 | 5.62 | 41.4382 | 42.7192
7941 | 28587600 | 5.6201 | 41.4401 | 42.7211
7942 | 28591200 | 5.6201 | 41.4419 | 42.7229
7943 | 28594800 | 5.6201 | 41.4438 | 42.7248
7944 | 28598400 | 5.6202 | 41.4457 | 42.7266
7945 | 28602000 | 5.6202 | 41.4475 | 42.7285
7946 | 28605600 | 5.6203 | 41.4494 | 42.7303
7947 | 28609200 | 5.6203 | 41.4512 | 42.7322
7948 | 28612800 | 5.6203 | 41.4531 | 42.7341
7949 | 28616400 | 5.6204 | 41.4549 | 42.7359
7950 | 28620000 | 5.6204 | 41.4568 | 42.7378
7951 | 28623600 | 5.6205 | 41.4586 | 42.7396
7952 | 28627200 | 5.6205 | 41.4605 | 42.7415
7953 | 28630800 | 5.6205 | 41.4623 | 42.7433
7954 | 28634400 | 5.6206 | 41.4642 | 42.7452
7955 | 28638000 | 5.6206 | 41.4661 | 42.7471
7956 | 28641600 | 5.6207 | 41.4679 | 42.7489
7957 | 28645200 | 5.6207 | 41.4698 | 42.7508
7958 | 28648800 | 5.6207 | 41.4716 | 42.7526
7959 | 28652400 | 5.6208 | 41.4735 | 42.7545
7960 | 28656000 | 5.6208 | 41.4753 | 42.7563
7961 | 28659600 | 5.6209 | 41.4772 | 42.7582
7962 | 28663200 | 5.6209 | 41.479 | 42.7601
7963 | 28666800 | 5.6209 | 41.4809 | 42.7619
7964 | 28670400 | 5.621 | 41.4827 | 42.7638
7965 | 28674000 | 5.621 | 41.4846 | 42.7656
7966 | 28677600 | 5.6211 | 41.4865 | 42.7675
7967 | 28681200 | 5.6211 | 41.4883 | 42.7693
7968 | 28684800 | 5.6212 | 41.4902 | 42.7712
7969 | 28688400 | 5.6212 | 41.492 | 42.7731
7970 | 28692000 | 5.6212 | 41.4939 | 42.7749
7971 | 28695600 | 5.6213 | 41.4957 | 42.7768
7972 | 28699200 | 5.6213 | 41.4976 | 42.7786
7973 | 28702800 | 5.6214 | 41.4994 | 42.7805
7974 | 28706400 | 5.6214 | 41.5013 | 42.7823
7975 | 28710000 | 5.6214 | 41.5031 | 42.7842
7976 | 28713600 | 5.6215 | 41.505 | 42.786
7977 | 28717200 | 5.6215 | 41.5068 | 42.7879
7978 | 28720800 | 5.6216 | 41.5087 | 42.7897
7979 | 28724400 | 5.6216 | 41.5105 | 42.7916
7980 | 28728000 | 5.6216 | 41.5124 | 42.7935
7981 | 28731600 | 5.6217 | 41.5142 | 42.7953
7982 | 28735200 | 5.6217 | 41.5161 | 42.7972
7983 | 28738800 | 5.6218 | 41.5179 | 42.799
7984 | 28742400 | 5.6218 | 41.5198 | 42.8009
7985 | 28746000 | 5.6218 | 41.5216 | 42.8027
7986 | 28749600 | 5.6219 | 41.5235 | 42.8046
7987 | 28753200 | 5.6219 | 41.5254 | 42.8064
7988 | 28756800 | 5.622 | 41.5272 | 42.8083
7989 | 28760400 | 5.622 | 41.5291 | 42.8101
7990 | 28764000 | 5.622 | 41.5309 | 42.812
7991 | 28767600 | 5.6221 | 41.5328 | 42.8138
7992 | 28771200 | 5.6221 | 41.5346 | 42.8157
7993 | 28774800 | 5.6222 | 41.5365 | 42.8176
7994 | 28778400 | 5.6222 | 41.5383 | 42.8194
7995 | 28782000 | 5.6222 | 41.5402 | 42.8213
7996 | 28785600 | 5.6223 | 41.542 | 42.8231
7997 | 28789200 | 5.6223 | 41.5439 | 42.825
7998 | 28792800 | 5.6224 | 41.5457 | 42.8268
7999 | 28796400 | 5.6224 | 41.5476 | 42.8287
8000 | 28800000 | 5.6224 | 41.5494 | 42.8305
8001 | 28803600 | 5.6225 | 41.5513 | 42.8324
8002 | 28807200 | 5.6225 | 41.5531 | 42.8342
8003 | 28810800 | 5.6226 | 41.555 | 42.8361
8004 | 28814400 | 5.6226 | 41.5568 | 42.8379
8005 | 28818000 | 5.6227 | 41.5587 | 42.8398
8006 | 28821600 | 5.6227 | 41.5605 | 42.8416
8007 | 28825200 | 5.6227 | 41.5624 | 42.8435
8008 | 28828800 | 5.6228 | 41.5642 | 42.8453
8009 | 28832400 | 5.6228 | 41.566 | 42.8472
8010 | 28836000 | 5.6229 | 41.5679 | 42.849
8011 | 28839600 | 5.6229 | 41.5697 | 42.8509
8012 | 28843200 | 5.6229 | 41.5716 | 42.8527
8013 | 28846800 | 5.623 | 41.5734 | 42.8546
8014 | 28850400 | 5.623 | 41.5753 | 42.8564
8015 | 28854000 | 5.6231 | 41.5771 | 42.8583
8016 | 28857600 | 5.6231 | 41.579 | 42.8601
8017 | 28861200 | 5.6231 | 41.5808 | 42.862
8018 | 28864800 | 5.6232 | 41.5827 | 42.8638
8019 | 28868400 | 5.6232 | 41.5845 | 42.8657
8020 | 28872000 | 5.6233 | 41.5864 | 42.8675
8021 | 28875600 | 5.6233 | 41.5882 | 42.8694
8022 | 28879200 | 5.6233 | 41.5901 | 42.8712
8023 | 28882800 | 5.6234 | 41.5919 | 42.8731
8024 | 28886400 | 5.6234 | 41.5938 | 42.8749
8025 | 28890000 | 5.6235 | 41.5956 | 42.8768
8026 | 28893600 | 5.6235 | 41.5975 | 42.8786
8027 | 28897200 | 5.6235 | 41.5993 | 42.8805
8028 | 28900800 | 5.6236 | 41.6012 | 42.8823
8029 | 28904400 | 5.6236 | 41.603 | 42.8842
8030 | 28908000 | 5.6237 | 41.6048 | 42.886
8031 | 28911600 | 5.6237 | 41.6067 | 42.8879
8032 | 28915200 | 5.6237 | 41.6085 | 42.8897
8033 | 28918800 | 5.6238 | 41.6104 | 42.8916
8034 | 28922400 | 5.6238 | 41.6122 | 42.8934
8035 | 28926000 | 5.6239 | 41.6141 | 42.8953
8036 | 28929600 | 5.6239 | 41.6159 | 42.8971
8037 | 28933200 | 5.6239 | 41.6178 | 42.899
8038 | 28936800 | 5.624 | 41.6196 | 42.9008
8039 | 28940400 | 5.624 | 41.6215 | 42.9027
8040 | 28944000 | 5.6241 | 41.6233 | 42.9045
8041 | 28947600 | 5.6241 | 41.6251 | 42.9064
8042 | 28951200 | 5.6241 | 41.627 | 42.9082
8043 | 28954800 | 5.6242 | 41.6288 | 42.9101
8044 | 28958400 | 5.6242 | 41.6307 | 42.9119
8045 | 28962000 | 5.6243 | 41.6325 | 42.9138
8046 | 28965600 | 5.6243 | 41.6344 | 42.9156
8047 | 28969200 | 5.6243 | 41.6362 | 42.9174
8048 | 28972800 | 5.6244 | 41.6381 | 42.9193
8049 | 28976400 | 5.6244 | 41.6399 | 42.9211
8050 | 28980000 | 5.6245 | 41.6417 | 42.923
8051 | 28983600 | 5.6245 | 41.6436 | 42.9248
8052 | 28987200 | 5.6245 | 41.6454 | 42.9267
8053 | 28990800 | 5.6246 | 41.6473 | 42.9285
8054 | 28994400 | 5.6246 | 41.6491 | 42.9304
8055 | 28998000 | 5.6247 | 41.651 | 42.9322
8056 | 29001600 | 5.6247 | 41.6528 | 42.9341
8057 | 29005200 | 5.6247 | 41.6547 | 42.9359
8058 | 29008800 | 5.6248 | 41.6565 | 42.9378
8059 | 29012400 | 5.6248 | 41.6583 | 42.9396
8060 | 29016000 | 5.6249 | 41.6602 | 42.9414
8061 | 29019600 | 5.6249 | 41.662 | 42.9433
8062 | 29023200 | 5.6249 | 41.6639 | 42.9451
8063 | 29026800 | 5.625 | 41.6657 | 42.947
8064 | 29030400 | 5.625 | 41.6676 | 42.9488
8065 | 29034000 | 5.6251 | 41.6694 | 42.9507
8066 | 29037600 | 5.6251 | 41.6712 | 42.9525
8067 | 29041200 | 5.6251 | 41.6731 | 42.9544
8068 | 29044800 | 5.6252 | 41.6749 | 42.9562
8069 | 29048400 | 5.6252 | 41.6768 | 42.9581
8070 | 29052000 | 5.6253 | 41.6786 | 42.9599
8071 | 29055600 | 5.6253 | 41.6805 | 42.9617
8072 | 29059200 | 5.6253 | 41.6823 | 42.9636
8073 | 29062800 | 5.6254 | 41.6841 | 42.9654
8074 | 29066400 | 5.6254 | 41.686 | 42.9673
8075 | 29070000 | 5.6255 | 41.6878 | 42.9691
8076 | 29073600 | 5.6255 | 41.6897 | 42.971
8077 | 29077200 | 5.6255 | 41.6915 | 42.9728
8078 | 29080800 | 5.6256 | 41.6933 | 42.9746
8079 | 29084400 | 5.6256 | 41.6952 | 42.9765
8080 | 29088000 | 5.6257 | 41.697 | 42.9783
8081 | 29091600 | 5.6257 | 41.6989 | 42.9802
8082 | 29095200 | 5.6257 | 41.7007 | 42.982
8083 | 29098800 | 5.6258 | 41.7025 | 42.9839
8084 | 29102400 | 5.6258 | 41.7044 | 42.9857
8085 | 29106000 | 5.6259 | 41.7062 | 42.9875
8086 | 29109600 | 5.6259 | 41.7081 | 42.9894
8087 | 29113200 | 5.6259 | 41.7099 | 42.9912
8088 | 29116800 | 5.626 | 41.7117 | 42.9931
8089 | 29120400 | 5.626 | 41.7136 | 42.9949
8090 | 29124000 | 5.6261 | 41.7154 | 42.9968
8091 | 29127600 | 5.6261 | 41.7173 | 42.9986
8092 | 29131200 | 5.6261 | 41.7191 | 43.0004
8093 | 29134800 | 5.6262 | 41.7209 | 43.0023
8094 | 29138400 | 5.6262 | 41.7228 | 43.0041
8095 | 29142000 | 5.6263 | 41.7246 | 43.006
8096 | 29145600 | 5.6263 | 41.7265 | 43.0078
8097 | 29149200 | 5.6263 | 41.7283 | 43.0097
8098 | 29152800 | 5.6264 | 41.7301 | 43.0115
8099 | 29156400 | 5.6264 | 41.732 | 43.0133
8100 | 29160000 | 5.6265 | 41.7338 | 43.0152
8101 | 29163600 | 5.6265 | 41.7357 | 43.017
8102 | 29167200 | 5.6265 | 41.7375 | 43.0189
8103 | 29170800 | 5.6266 | 41.7393 | 43.0207
8104 | 29174400 | 5.6266 | 41.7412 | 43.0225
8105 | 29178000 | 5.6267 | 41.743 | 43.0244
8106 | 29181600 | 5.6267 | 41.7448 | 43.0262
8107 | 29185200 | 5.6267 | 41.7467 | 43.0281
8108 | 29188800 | 5.6268 | 41.7485 | 43.0299
8109 | 29192400 | 5.6268 | 41.7504 | 43.0317
8110 | 29196000 | 5.6269 | 41.7522 | 43.0336
8111 | 29199600 | 5.6269 | 41.754 | 43.0354
8112 | 29203200 | 5.6269 | 41.7559 | 43.0373
8113 | 29206800 | 5.627 | 41.7577 | 43.0391
8114 | 29210400 | 5.627 | 41.7595 | 43.0409
8115 | 29214000 | 5.6271 | 41.7614 | 43.0428
8116 | 29217600 | 5.6271 | 41.7632 | 43.0446
8117 | 29221200 | 5.6271 | 41.7651 | 43.0465
8118 | 29224800 | 5.6272 | 41.7669 | 43.0483
8119 | 29228400 | 5.6272 | 41.7687 | 43.0501
8120 | 29232000 | 5.6272 | 41.7706 | 43.052
8121 | 29235600 | 5.6273 | 41.7724 | 43.0538
8122 | 29239200 | 5.6273 | 41.7742 | 43.0556
8123 | 29242800 | 5.6274 | 41.7761 | 43.0575
8124 | 29246400 | 5.6274 | 41.7779 | 43.0593
8125 | 29250000 | 5.6274 | 41.7797 | 43.0612
8126 | 29253600 | 5.6275 | 41.7816 | 43.063
8127 | 29257200 | 5.6275 | 41.7834 | 43.0648
8128 | 29260800 | 5.6276 | 41.7853 | 43.0667
8129 | 29264400 | 5.6276 | 41.7871 | 43.0685
8130 | 29268000 | 5.6276 | 41.7889 | 43.0704
8131 | 29271600 | 5.6277 | 41.7908 | 43.0722
8132 | 29275200 | 5.6277 | 41.7926 | 43.074
8133 | 29278800 | 5.6278 | 41.7944 | 43.0759
8134 | 29282400 | 5.6278 | 41.7963 | 43.0777
8135 | 29286000 | 5.6278 | 41.7981 | 43.0795
8136 | 29289600 | 5.6279 | 41.7999 | 43.0814
8137 | 29293200 | 5.6279 | 41.8018 | 43.0832
8138 | 29296800 | 5.628 | 41.8036 | 43.0851
8139 | 29300400 | 5.628 | 41.8054 | 43.0869
8140 | 29304000 | 5.628 | 41.8073 | 43.0887
8141 | 29307600 | 5.6281 | 41.8091 | 43.0906
8142 | 29311200 | 5.6281 | 41.8109 | 43.0924
8143 | 29314800 | 5.6282 | 41.8128 | 43.0942
8144 | 29318400 | 5.6282 | 41.8146 | 43.0961
8145 | 29322000 | 5.6282 | 41.8164 | 43.0979
8146 | 29325600 | 5.6283 | 41.8183 | 43.0997
8147 | 29329200 | 5.6283 | 41.8201 | 43.1016
8148 | 29332800 | 5.6284 | 41.8219 | 43.1034
8149 | 29336400 | 5.6284 | 41.8238 | 43.1052
8150 | 29340000 | 5.6284 | 41.8256 | 43.1071
8151 | 29343600 | 5.6285 | 41.8274 | 43.1089
8152 | 29347200 | 5.6285 | 41.8293 | 43.1108
8153 | 29350800 | 5.6286 | 41.8311 | 43.1126
8154 | 29354400 | 5.6286 | 41.8329 | 43.1144
8155 | 29358000 | 5.6286 | 41.8348 | 43.1163
8156 | 29361600 | 5.6287 | 41.8366 | 43.1181
8157 | 29365200 | 5.6287 | 41.8384 | 43.1199
8158 | 29368800 | 5.6287 | 41.8403 | 43.1218
8159 | 29372400 | 5.6288 | 41.8421 | 43.1236
8160 | 29376000 | 5.6288 | 41.8439 | 43.1254
8161 | 29379600 | 5.6289 | 41.8458 | 43.1273
8162 | 29383200 | 5.6289 | 41.8476 | 43.1291
8163 | 29386800 | 5.6289 | 41.8494 | 43.1309
8164 | 29390400 | 5.629 | 41.8513 | 43.1328
8165 | 29394000 | 5.629 | 41.8531 | 43.1346
8166 | 29397600 | 5.6291 | 41.8549 | 43.1364
8167 | 29401200 | 5.6291 | 41.8568 | 43.1383
8168 | 29404800 | 5.6291 | 41.8586 | 43.1401
8169 | 29408400 | 5.6292 | 41.8604 | 43.1419
8170 | 29412000 | 5.6292 | 41.8622 | 43.1438
8171 | 29415600 | 5.6293 | 41.8641 | 43.1456
8172 | 29419200 | 5.6293 | 41.8659 | 43.1474
8173 | 29422800 | 5.6293 | 41.8677 | 43.1493
8174 | 29426400 | 5.6294 | 41.8696 | 43.1511
8175 | 29430000 | 5.6294 | 41.8714 | 43.1529
8176 | 29433600 | 5.6295 | 41.8732 | 43.1548
8177 | 29437200 | 5.6295 | 41.8751 | 43.1566
8178 | 29440800 | 5.6295 | 41.8769 | 43.1584
8179 | 29444400 | 5.6296 | 41.8787 | 43.1603
8180 | 29448000 | 5.6296 | 41.8806 | 43.1621
8181 | 29451600 | 5.6297 | 41.8824 | 43.1639
8182 | 29455200 | 5.6297 | 41.8842 | 43.1658
8183 | 29458800 | 5.6297 | 41.886 | 43.1676
8184 | 29462400 | 5.6298 | 41.8879 | 43.1694
8185 | 29466000 | 5.6298 | 41.8897 | 43.1713
8186 | 29469600 | 5.6298 | 41.8915 | 43.1731
8187 | 29473200 | 5.6299 | 41.8934 | 43.1749
8188 | 29476800 | 5.6299 | 41.8952 | 43.1768
8189 | 29480400 | 5.63 | 41.897 | 43.1786
8190 | 29484000 | 5.63 | 41.8988 | 43.1804
8191 | 29487600 | 5.63 | 41.9007 | 43.1822
8192 | 29491200 | 5.6301 | 41.9025 | 43.1841
8193 | 29494800 | 5.6301 | 41.9043 | 43.1859
8194 | 29498400 | 5.6302 | 41.9062 | 43.1877
8195 | 29502000 | 5.6302 | 41.908 | 43.1896
8196 | 29505600 | 5.6302 | 41.9098 | 43.1914
8197 | 29509200 | 5.6303 | 41.9116 | 43.1932
8198 | 29512800 | 5.6303 | 41.9135 | 43.1951
8199 | 29516400 | 5.6304 | 41.9153 | 43.1969
8200 | 29520000 | 5.6304 | 41.9171 | 43.1987
8201 | 29523600 | 5.6304 | 41.919 | 43.2006
8202 | 29527200 | 5.6305 | 41.9208 | 43.2024
8203 | 29530800 | 5.6305 | 41.9226 | 43.2042
8204 | 29534400 | 5.6305 | 41.9244 | 43.206
8205 | 29538000 | 5.6306 | 41.9263 | 43.2079
8206 | 29541600 | 5.6306 | 41.9281 | 43.2097
8207 | 29545200 | 5.6307 | 41.9299 | 43.2115
8208 | 29548800 | 5.6307 | 41.9317 | 43.2134
8209 | 29552400 | 5.6307 | 41.9336 | 43.2152
8210 | 29556000 | 5.6308 | 41.9354 | 43.217
8211 | 29559600 | 5.6308 | 41.9372 | 43.2188
8212 | 29563200 | 5.6309 | 41.939 | 43.2207
8213 | 29566800 | 5.6309 | 41.9409 | 43.2225
8214 | 29570400 | 5.6309 | 41.9427 | 43.2243
8215 | 29574000 | 5.631 | 41.9445 | 43.2262
8216 | 29577600 | 5.631 | 41.9464 | 43.228
8217 | 29581200 | 5.6311 | 41.9482 | 43.2298
8218 | 29584800 | 5.6311 | 41.95 | 43.2316
8219 | 29588400 | 5.6311 | 41.9518 | 43.2335
8220 | 29592000 | 5.6312 | 41.9537 | 43.2353
8221 | 29595600 | 5.6312 | 41.9555 | 43.2371
8222 | 29599200 | 5.6312 | 41.9573 | 43.239
8223 | 29602800 | 5.6313 | 41.9591 | 43.2408
8224 | 29606400 | 5.6313 | 41.961 | 43.2426
8225 | 29610000 | 5.6314 | 41.9628 | 43.2444
8226 | 29613600 | 5.6314 | 41.9646 | 43.2463
8227 | 29617200 | 5.6314 | 41.9664 | 43.2481
8228 | 29620800 | 5.6315 | 41.9683 | 43.2499
8229 | 29624400 | 5.6315 | 41.9701 | 43.2517
8230 | 29628000 | 5.6316 | 41.9719 | 43.2536
8231 | 29631600 | 5.6316 | 41.9737 | 43.2554
8232 | 29635200 | 5.6316 | 41.9756 | 43.2572
8233 | 29638800 | 5.6317 | 41.9774 | 43.2591
8234 | 29642400 | 5.6317 | 41.9792 | 43.2609
8235 | 29646000 | 5.6318 | 41.981 | 43.2627
8236 | 29649600 | 5.6318 | 41.9829 | 43.2645
8237 | 29653200 | 5.6318 | 41.9847 | 43.2664
8238 | 29656800 | 5.6319 | 41.9865 | 43.2682
8239 | 29660400 | 5.6319 | 41.9883 | 43.27
8240 | 29664000 | 5.6319 | 41.9901 | 43.2718
8241 | 29667600 | 5.632 | 41.992 | 43.2737
8242 | 29671200 | 5.632 | 41.9938 | 43.2755
8243 | 29674800 | 5.6321 | 41.9956 | 43.2773
8244 | 29678400 | 5.6321 | 41.9974 | 43.2791
8245 | 29682000 | 5.6321 | 41.9993 | 43.281
8246 | 29685600 | 5.6322 | 42.0011 | 43.2828
8247 | 29689200 | 5.6322 | 42.0029 | 43.2846
8248 | 29692800 | 5.6323 | 42.0047 | 43.2864
8249 | 29696400 | 5.6323 | 42.0066 | 43.2883
8250 | 29700000 | 5.6323 | 42.0084 | 43.2901
8251 | 29703600 | 5.6324 | 42.0102 | 43.2919
8252 | 29707200 | 5.6324 | 42.012 | 43.2937
8253 | 29710800 | 5.6324 | 42.0138 | 43.2956
8254 | 29714400 | 5.6325 | 42.0157 | 43.2974
8255 | 29718000 | 5.6325 | 42.0175 | 43.2992
8256 | 29721600 | 5.6326 | 42.0193 | 43.301
8257 | 29725200 | 5.6326 | 42.0211 | 43.3029
8258 | 29728800 | 5.6326 | 42.0229 | 43.3047
8259 | 29732400 | 5.6327 | 42.0248 | 43.3065
8260 | 29736000 | 5.6327 | 42.0266 | 43.3083
8261 | 29739600 | 5.6328 | 42.0284 | 43.3102
8262 | 29743200 | 5.6328 | 42.0302 | 43.312
8263 | 29746800 | 5.6328 | 42.0321 | 43.3138
8264 | 29750400 | 5.6329 | 42.0339 | 43.3156
8265 | 29754000 | 5.6329 | 42.0357 | 43.3174
8266 | 29757600 | 5.633 | 42.0375 | 43.3193
8267 | 29761200 | 5.633 | 42.0393 | 43.3211
8268 | 29764800 | 5.633 | 42.0412 | 43.3229
8269 | 29768400 | 5.6331 | 42.043 | 43.3247
8270 | 29772000 | 5.6331 | 42.0448 | 43.3266
8271 | 29775600 | 5.6331 | 42.0466 | 43.3284
8272 | 29779200 | 5.6332 | 42.0484 | 43.3302
8273 | 29782800 | 5.6332 | 42.0503 | 43.332
8274 | 29786400 | 5.6333 | 42.0521 | 43.3339
8275 | 29790000 | 5.6333 | 42.0539 | 43.3357
8276 | 29793600 | 5.6333 | 42.0557 | 43.3375
8277 | 29797200 | 5.6334 | 42.0575 | 43.3393
8278 | 29800800 | 5.6334 | 42.0594 | 43.3411
8279 | 29804400 | 5.6335 | 42.0612 | 43.343
8280 | 29808000 | 5.6335 | 42.063 | 43.3448
8281 | 29811600 | 5.6335 | 42.0648 | 43.3466
8282 | 29815200 | 5.6336 | 42.0666 | 43.3484
8283 | 29818800 | 5.6336 | 42.0685 | 43.3502
8284 | 29822400 | 5.6336 | 42.0703 | 43.3521
8285 | 29826000 | 5.6337 | 42.0721 | 43.3539
8286 | 29829600 | 5.6337 | 42.0739 | 43.3557
8287 | 29833200 | 5.6338 | 42.0757 | 43.3575
8288 | 29836800 | 5.6338 | 42.0775 | 43.3593
8289 | 29840400 | 5.6338 | 42.0794 | 43.3612
8290 | 29844000 | 5.6339 | 42.0812 | 43.363
8291 | 29847600 | 5.6339 | 42.083 | 43.3648
8292 | 29851200 | 5.634 | 42.0848 | 43.3666
8293 | 29854800 | 5.634 | 42.0866 | 43.3685
8294 | 29858400 | 5.634 | 42.0885 | 43.3703
8295 | 29862000 | 5.6341 | 42.0903 | 43.3721
8296 | 29865600 | 5.6341 | 42.0921 | 43.3739
8297 | 29869200 | 5.6341 | 42.0939 | 43.3757
8298 | 29872800 | 5.6342 | 42.0957 | 43.3775
8299 | 29876400 | 5.6342 | 42.0975 | 43.3794
8300 | 29880000 | 5.6343 | 42.0994 | 43.3812
8301 | 29883600 | 5.6343 | 42.1012 | 43.383
8302 | 29887200 | 5.6343 | 42.103 | 43.3848
8303 | 29890800 | 5.6344 | 42.1048 | 43.3866
8304 | 29894400 | 5.6344 | 42.1066 | 43.3885
8305 | 29898000 | 5.6344 | 42.1084 | 43.3903
8306 | 29901600 | 5.6345 | 42.1103 | 43.3921
8307 | 29905200 | 5.6345 | 42.1121 | 43.3939
8308 | 29908800 | 5.6346 | 42.1139 | 43.3957
8309 | 29912400 | 5.6346 | 42.1157 | 43.3976
8310 | 29916000 | 5.6346 | 42.1175 | 43.3994
8311 | 29919600 | 5.6347 | 42.1193 | 43.4012
8312 | 29923200 | 5.6347 | 42.1212 | 43.403
8313 | 29926800 | 5.6348 | 42.123 | 43.4048
8314 | 29930400 | 5.6348 | 42.1248 | 43.4066
8315 | 29934000 | 5.6348 | 42.1266 | 43.4085
8316 | 29937600 | 5.6349 | 42.1284 | 43.4103
8317 | 29941200 | 5.6349 | 42.1302 | 43.4121
8318 | 29944800 | 5.6349 | 42.132 | 43.4139
8319 | 29948400 | 5.635 | 42.1339 | 43.4157
8320 | 29952000 | 5.635 | 42.1357 | 43.4176
8321 | 29955600 | 5.6351 | 42.1375 | 43.4194
8322 | 29959200 | 5.6351 | 42.1393 | 43.4212
8323 | 29962800 | 5.6351 | 42.1411 | 43.423
8324 | 29966400 | 5.6352 | 42.1429 | 43.4248
8325 | 29970000 | 5.6352 | 42.1447 | 43.4266
8326 | 29973600 | 5.6353 | 42.1466 | 43.4285
8327 | 29977200 | 5.6353 | 42.1484 | 43.4303
8328 | 29980800 | 5.6353 | 42.1502 | 43.4321
8329 | 29984400 | 5.6354 | 42.152 | 43.4339
8330 | 29988000 | 5.6354 | 42.1538 | 43.4357
8331 | 29991600 | 5.6354 | 42.1556 | 43.4375
8332 | 29995200 | 5.6355 | 42.1574 | 43.4394
8333 | 29998800 | 5.6355 | 42.1593 | 43.4412
8334 | 30002400 | 5.6356 | 42.1611 | 43.443
8335 | 30006000 | 5.6356 | 42.1629 | 43.4448
8336 | 30009600 | 5.6356 | 42.1647 | 43.4466
8337 | 30013200 | 5.6357 | 42.1665 | 43.4484
8338 | 30016800 | 5.6357 | 42.1683 | 43.4502
8339 | 30020400 | 5.6357 | 42.1701 | 43.4521
8340 | 30024000 | 5.6358 | 42.172 | 43.4539
8341 | 30027600 | 5.6358 | 42.1738 | 43.4557
8342 | 30031200 | 5.6359 | 42.1756 | 43.4575
8343 | 30034800 | 5.6359 | 42.1774 | 43.4593
8344 | 30038400 | 5.6359 | 42.1792 | 43.4611
8345 | 30042000 | 5.636 | 42.181 | 43.4629
8346 | 30045600 | 5.636 | 42.1828 | 43.4648
8347 | 30049200 | 5.6361 | 42.1846 | 43.4666
8348 | 30052800 | 5.6361 | 42.1864 | 43.4684
8349 | 30056400 | 5.6361 | 42.1883 | 43.4702
8350 | 30060000 | 5.6362 | 42.1901 | 43.472
8351 | 30063600 | 5.6362 | 42.1919 | 43.4738
8352 | 30067200 | 5.6362 | 42.1937 | 43.4756
8353 | 30070800 | 5.6363 | 42.1955 | 43.4775
8354 | 30074400 | 5.6363 | 42.1973 | 43.4793
8355 | 30078000 | 5.6364 | 42.1991 | 43.4811
8356 | 30081600 | 5.6364 | 42.2009 | 43.4829
8357 | 30085200 | 5.6364 | 42.2028 | 43.4847
8358 | 30088800 | 5.6365 | 42.2046 | 43.4865
8359 | 30092400 | 5.6365 | 42.2064 | 43.4883
8360 | 30096000 | 5.6365 | 42.2082 | 43.4902
8361 | 30099600 | 5.6366 | 42.21 | 43.492
8362 | 30103200 | 5.6366 | 42.2118 | 43.4938
8363 | 30106800 | 5.6367 | 42.2136 | 43.4956
8364 | 30110400 | 5.6367 | 42.2154 | 43.4974
8365 | 30114000 | 5.6367 | 42.2172 | 43.4992
8366 | 30117600 | 5.6368 | 42.219 | 43.501
8367 | 30121200 | 5.6368 | 42.2209 | 43.5028
8368 | 30124800 | 5.6368 | 42.2227 | 43.5047
8369 | 30128400 | 5.6369 | 42.2245 | 43.5065
8370 | 30132000 | 5.6369 | 42.2263 | 43.5083
8371 | 30135600 | 5.637 | 42.2281 | 43.5101
8372 | 30139200 | 5.637 | 42.2299 | 43.5119
8373 | 30142800 | 5.637 | 42.2317 | 43.5137
8374 | 30146400 | 5.6371 | 42.2335 | 43.5155
8375 | 30150000 | 5.6371 | 42.2353 | 43.5173
8376 | 30153600 | 5.6372 | 42.2371 | 43.5191
8377 | 30157200 | 5.6372 | 42.2389 | 43.521
8378 | 30160800 | 5.6372 | 42.2408 | 43.5228
8379 | 30164400 | 5.6373 | 42.2426 | 43.5246
8380 | 30168000 | 5.6373 | 42.2444 | 43.5264
8381 | 30171600 | 5.6373 | 42.2462 | 43.5282
8382 | 30175200 | 5.6374 | 42.248 | 43.53
8383 | 30178800 | 5.6374 | 42.2498 | 43.5318
8384 | 30182400 | 5.6375 | 42.2516 | 43.5336
8385 | 30186000 | 5.6375 | 42.2534 | 43.5354
8386 | 30189600 | 5.6375 | 42.2552 | 43.5373
8387 | 30193200 | 5.6376 | 42.257 | 43.5391
8388 | 30196800 | 5.6376 | 42.2588 | 43.5409
8389 | 30200400 | 5.6376 | 42.2606 | 43.5427
8390 | 30204000 | 5.6377 | 42.2625 | 43.5445
8391 | 30207600 | 5.6377 | 42.2643 | 43.5463
8392 | 30211200 | 5.6378 | 42.2661 | 43.5481
8393 | 30214800 | 5.6378 | 42.2679 | 43.5499
8394 | 30218400 | 5.6378 | 42.2697 | 43.5517
8395 | 30222000 | 5.6379 | 42.2715 | 43.5535
8396 | 30225600 | 5.6379 | 42.2733 | 43.5554
8397 | 30229200 | 5.6379 | 42.2751 | 43.5572
8398 | 30232800 | 5.638 | 42.2769 | 43.559
8399 | 30236400 | 5.638 | 42.2787 | 43.5608
8400 | 30240000 | 5.6381 | 42.2805 | 43.5626
8401 | 30243600 | 5.6381 | 42.2823 | 43.5644
8402 | 30247200 | 5.6381 | 42.2841 | 43.5662
8403 | 30250800 | 5.6382 | 42.2859 | 43.568
8404 | 30254400 | 5.6382 | 42.2878 | 43.5698
8405 | 30258000 | 5.6382 | 42.2896 | 43.5716
8406 | 30261600 | 5.6383 | 42.2914 | 43.5734
8407 | 30265200 | 5.6383 | 42.2932 | 43.5752
8408 | 30268800 | 5.6384 | 42.295 | 43.5771
8409 | 30272400 | 5.6384 | 42.2968 | 43.5789
8410 | 30276000 | 5.6384 | 42.2986 | 43.5807
8411 | 30279600 | 5.6385 | 42.3004 | 43.5825
8412 | 30283200 | 5.6385 | 42.3022 | 43.5843
8413 | 30286800 | 5.6385 | 42.304 | 43.5861
8414 | 30290400 | 5.6386 | 42.3058 | 43.5879
8415 | 30294000 | 5.6386 | 42.3076 | 43.5897
8416 | 30297600 | 5.6387 | 42.3094 | 43.5915
8417 | 30301200 | 5.6387 | 42.3112 | 43.5933
8418 | 30304800 | 5.6387 | 42.313 | 43.5951
8419 | 30308400 | 5.6388 | 42.3148 | 43.5969
8420 | 30312000 | 5.6388 | 42.3166 | 43.5987
8421 | 30315600 | 5.6388 | 42.3184 | 43.6005
8422 | 30319200 | 5.6389 | 42.3202 | 43.6024
8423 | 30322800 | 5.6389 | 42.322 | 43.6042
8424 | 30326400 | 5.639 | 42.3239 | 43.606
8425 | 30330000 | 5.639 | 42.3257 | 43.6078
8426 | 30333600 | 5.639 | 42.3275 | 43.6096
8427 | 30337200 | 5.6391 | 42.3293 | 43.6114
8428 | 30340800 | 5.6391 | 42.3311 | 43.6132
8429 | 30344400 | 5.6391 | 42.3329 | 43.615
8430 | 30348000 | 5.6392 | 42.3347 | 43.6168
8431 | 30351600 | 5.6392 | 42.3365 | 43.6186
8432 | 30355200 | 5.6393 | 42.3383 | 43.6204
8433 | 30358800 | 5.6393 | 42.3401 | 43.6222
8434 | 30362400 | 5.6393 | 42.3419 | 43.624
8435 | 30366000 | 5.6394 | 42.3437 | 43.6258
8436 | 30369600 | 5.6394 | 42.3455 | 43.6276
8437 | 30373200 | 5.6394 | 42.3473 | 43.6294
8438 | 30376800 | 5.6395 | 42.3491 | 43.6312
8439 | 30380400 | 5.6395 | 42.3509 | 43.6331
8440 | 30384000 | 5.6396 | 42.3527 | 43.6349
8441 | 30387600 | 5.6396 | 42.3545 | 43.6367
8442 | 30391200 | 5.6396 | 42.3563 | 43.6385
8443 | 30394800 | 5.6397 | 42.3581 | 43.6403
8444 | 30398400 | 5.6397 | 42.3599 | 43.6421
8445 | 30402000 | 5.6397 | 42.3617 | 43.6439
8446 | 30405600 | 5.6398 | 42.3635 | 43.6457
8447 | 30409200 | 5.6398 | 42.3653 | 43.6475
8448 | 30412800 | 5.6399 | 42.3671 | 43.6493
8449 | 30416400 | 5.6399 | 42.3689 | 43.6511
8450 | 30420000 | 5.6399 | 42.3707 | 43.6529
8451 | 30423600 | 5.64 | 42.3725 | 43.6547
8452 | 30427200 | 5.64 | 42.3743 | 43.6565
8453 | 30430800 | 5.64 | 42.3761 | 43.6583
8454 | 30434400 | 5.6401 | 42.3779 | 43.6601
8455 | 30438000 | 5.6401 | 42.3797 | 43.6619
8456 | 30441600 | 5.6402 | 42.3815 | 43.6637
8457 | 30445200 | 5.6402 | 42.3833 | 43.6655
8458 | 30448800 | 5.6402 | 42.3851 | 43.6673
8459 | 30452400 | 5.6403 | 42.3869 | 43.6691
8460 | 30456000 | 5.6403 | 42.3887 | 43.6709
8461 | 30459600 | 5.6403 | 42.3905 | 43.6727
8462 | 30463200 | 5.6404 | 42.3923 | 43.6745
8463 | 30466800 | 5.6404 | 42.3941 | 43.6763
8464 | 30470400 | 5.6405 | 42.3959 | 43.6781
8465 | 30474000 | 5.6405 | 42.3977 | 43.6799
8466 | 30477600 | 5.6405 | 42.3995 | 43.6817
8467 | 30481200 | 5.6406 | 42.4013 | 43.6835
8468 | 30484800 | 5.6406 | 42.4031 | 43.6853
8469 | 30488400 | 5.6406 | 42.4049 | 43.6871
8470 | 30492000 | 5.6407 | 42.4067 | 43.6889
8471 | 30495600 | 5.6407 | 42.4085 | 43.6907
8472 | 30499200 | 5.6407 | 42.4103 | 43.6925
8473 | 30502800 | 5.6408 | 42.4121 | 43.6943
8474 | 30506400 | 5.6408 | 42.4139 | 43.6962
8475 | 30510000 | 5.6409 | 42.4157 | 43.698
8476 | 30513600 | 5.6409 | 42.4175 | 43.6998
8477 | 30517200 | 5.6409 | 42.4193 | 43.7016
8478 | 30520800 | 5.641 | 42.4211 | 43.7034
8479 | 30524400 | 5.641 | 42.4229 | 43.7052
8480 | 30528000 | 5.641 | 42.4247 | 43.707
8481 | 30531600 | 5.6411 | 42.4265 | 43.7088
8482 | 30535200 | 5.6411 | 42.4283 | 43.7106
8483 | 30538800 | 5.6412 | 42.4301 | 43.7124
8484 | 30542400 | 5.6412 | 42.4319 | 43.7142
8485 | 30546000 | 5.6412 | 42.4337 | 43.716
8486 | 30549600 | 5.6413 | 42.4355 | 43.7178
8487 | 30553200 | 5.6413 | 42.4373 | 43.7196
8488 | 30556800 | 5.6413 | 42.4391 | 43.7214
8489 | 30560400 | 5.6414 | 42.4409 | 43.7232
8490 | 30564000 | 5.6414 | 42.4427 | 43.725
8491 | 30567600 | 5.6415 | 42.4445 | 43.7268
8492 | 30571200 | 5.6415 | 42.4463 | 43.7286
8493 | 30574800 | 5.6415 | 42.4481 | 43.7304
8494 | 30578400 | 5.6416 | 42.4499 | 43.7322
8495 | 30582000 | 5.6416 | 42.4517 | 43.734
8496 | 30585600 | 5.6416 | 42.4535 | 43.7357
8497 | 30589200 | 5.6417 | 42.4553 | 43.7375
8498 | 30592800 | 5.6417 | 42.4571 | 43.7393
8499 | 30596400 | 5.6418 | 42.4589 | 43.7411
8500 | 30600000 | 5.6418 | 42.4607 | 43.7429
8501 | 30603600 | 5.6418 | 42.4624 | 43.7447
8502 | 30607200 | 5.6419 | 42.4642 | 43.7465
8503 | 30610800 | 5.6419 | 42.466 | 43.7483
8504 | 30614400 | 5.6419 | 42.4678 | 43.7501
8505 | 30618000 | 5.642 | 42.4696 | 43.7519
8506 | 30621600 | 5.642 | 42.4714 | 43.7537
8507 | 30625200 | 5.642 | 42.4732 | 43.7555
8508 | 30628800 | 5.6421 | 42.475 | 43.7573
8509 | 30632400 | 5.6421 | 42.4768 | 43.7591
8510 | 30636000 | 5.6422 | 42.4786 | 43.7609
8511 | 30639600 | 5.6422 | 42.4804 | 43.7627
8512 | 30643200 | 5.6422 | 42.4822 | 43.7645
8513 | 30646800 | 5.6423 | 42.484 | 43.7663
8514 | 30650400 | 5.6423 | 42.4858 | 43.7681
8515 | 30654000 | 5.6423 | 42.4876 | 43.7699
8516 | 30657600 | 5.6424 | 42.4894 | 43.7717
8517 | 30661200 | 5.6424 | 42.4912 | 43.7735
8518 | 30664800 | 5.6425 | 42.493 | 43.7753
8519 | 30668400 | 5.6425 | 42.4948 | 43.7771
8520 | 30672000 | 5.6425 | 42.4966 | 43.7789
8521 | 30675600 | 5.6426 | 42.4983 | 43.7807
8522 | 30679200 | 5.6426 | 42.5001 | 43.7825
8523 | 30682800 | 5.6426 | 42.5019 | 43.7843
8524 | 30686400 | 5.6427 | 42.5037 | 43.7861
8525 | 30690000 | 5.6427 | 42.5055 | 43.7879
8526 | 30693600 | 5.6427 | 42.5073 | 43.7897
8527 | 30697200 | 5.6428 | 42.5091 | 43.7915
8528 | 30700800 | 5.6428 | 42.5109 | 43.7933
8529 | 30704400 | 5.6429 | 42.5127 | 43.7951
8530 | 30708000 | 5.6429 | 42.5145 | 43.7968
8531 | 30711600 | 5.6429 | 42.5163 | 43.7986
8532 | 30715200 | 5.643 | 42.5181 | 43.8004
8533 | 30718800 | 5.643 | 42.5199 | 43.8022
8534 | 30722400 | 5.643 | 42.5217 | 43.804
8535 | 30726000 | 5.6431 | 42.5235 | 43.8058
8536 | 30729600 | 5.6431 | 42.5252 | 43.8076
8537 | 30733200 | 5.6432 | 42.527 | 43.8094
8538 | 30736800 | 5.6432 | 42.5288 | 43.8112
8539 | 30740400 | 5.6432 | 42.5306 | 43.813
8540 | 30744000 | 5.6433 | 42.5324 | 43.8148
8541 | 30747600 | 5.6433 | 42.5342 | 43.8166
8542 | 30751200 | 5.6433 | 42.536 | 43.8184
8543 | 30754800 | 5.6434 | 42.5378 | 43.8202
8544 | 30758400 | 5.6434 | 42.5396 | 43.822
8545 | 30762000 | 5.6434 | 42.5414 | 43.8238
8546 | 30765600 | 5.6435 | 42.5432 | 43.8256
8547 | 30769200 | 5.6435 | 42.545 | 43.8274
8548 | 30772800 | 5.6436 | 42.5468 | 43.8291
8549 | 30776400 | 5.6436 | 42.5485 | 43.8309
8550 | 30780000 | 5.6436 | 42.5503 | 43.8327
8551 | 30783600 | 5.6437 | 42.5521 | 43.8345
8552 | 30787200 | 5.6437 | 42.5539 | 43.8363
8553 | 30790800 | 5.6437 | 42.5557 | 43.8381
8554 | 30794400 | 5.6438 | 42.5575 | 43.8399
8555 | 30798000 | 5.6438 | 42.5593 | 43.8417
8556 | 30801600 | 5.6438 | 42.5611 | 43.8435
8557 | 30805200 | 5.6439 | 42.5629 | 43.8453
8558 | 30808800 | 5.6439 | 42.5647 | 43.8471
8559 | 30812400 | 5.644 | 42.5664 | 43.8489
8560 | 30816000 | 5.644 | 42.5682 | 43.8507
8561 | 30819600 | 5.644 | 42.57 | 43.8525
8562 | 30823200 | 5.6441 | 42.5718 | 43.8542
8563 | 30826800 | 5.6441 | 42.5736 | 43.856
8564 | 30830400 | 5.6441 | 42.5754 | 43.8578
8565 | 30834000 | 5.6442 | 42.5772 | 43.8596
8566 | 30837600 | 5.6442 | 42.579 | 43.8614
8567 | 30841200 | 5.6443 | 42.5808 | 43.8632
8568 | 30844800 | 5.6443 | 42.5826 | 43.865
8569 | 30848400 | 5.6443 | 42.5843 | 43.8668
8570 | 30852000 | 5.6444 | 42.5861 | 43.8686
8571 | 30855600 | 5.6444 | 42.5879 | 43.8704
8572 | 30859200 | 5.6444 | 42.5897 | 43.8722
8573 | 30862800 | 5.6445 | 42.5915 | 43.874
8574 | 30866400 | 5.6445 | 42.5933 | 43.8757
8575 | 30870000 | 5.6445 | 42.5951 | 43.8775
8576 | 30873600 | 5.6446 | 42.5969 | 43.8793
8577 | 30877200 | 5.6446 | 42.5987 | 43.8811
8578 | 30880800 | 5.6447 | 42.6004 | 43.8829
8579 | 30884400 | 5.6447 | 42.6022 | 43.8847
8580 | 30888000 | 5.6447 | 42.604 | 43.8865
8581 | 30891600 | 5.6448 | 42.6058 | 43.8883
8582 | 30895200 | 5.6448 | 42.6076 | 43.8901
8583 | 30898800 | 5.6448 | 42.6094 | 43.8919
8584 | 30902400 | 5.6449 | 42.6112 | 43.8936
8585 | 30906000 | 5.6449 | 42.613 | 43.8954
8586 | 30909600 | 5.6449 | 42.6147 | 43.8972
8587 | 30913200 | 5.645 | 42.6165 | 43.899
8588 | 30916800 | 5.645 | 42.6183 | 43.9008
8589 | 30920400 | 5.6451 | 42.6201 | 43.9026
8590 | 30924000 | 5.6451 | 42.6219 | 43.9044
8591 | 30927600 | 5.6451 | 42.6237 | 43.9062
8592 | 30931200 | 5.6452 | 42.6255 | 43.908
8593 | 30934800 | 5.6452 | 42.6273 | 43.9097
8594 | 30938400 | 5.6452 | 42.629 | 43.9115
8595 | 30942000 | 5.6453 | 42.6308 | 43.9133
8596 | 30945600 | 5.6453 | 42.6326 | 43.9151
8597 | 30949200 | 5.6453 | 42.6344 | 43.9169
8598 | 30952800 | 5.6454 | 42.6362 | 43.9187
8599 | 30956400 | 5.6454 | 42.638 | 43.9205
8600 | 30960000 | 5.6455 | 42.6398 | 43.9223
8601 | 30963600 | 5.6455 | 42.6415 | 43.9241
8602 | 30967200 | 5.6455 | 42.6433 | 43.9258
8603 | 30970800 | 5.6456 | 42.6451 | 43.9276
8604 | 30974400 | 5.6456 | 42.6469 | 43.9294
8605 | 30978000 | 5.6456 | 42.6487 | 43.9312
8606 | 30981600 | 5.6457 | 42.6505 | 43.933
8607 | 30985200 | 5.6457 | 42.6523 | 43.9348
8608 | 30988800 | 5.6457 | 42.654 | 43.9366
8609 | 30992400 | 5.6458 | 42.6558 | 43.9384
8610 | 30996000 | 5.6458 | 42.6576 | 43.9401
8611 | 30999600 | 5.6459 | 42.6594 | 43.9419
8612 | 31003200 | 5.6459 | 42.6612 | 43.9437
8613 | 31006800 | 5.6459 | 42.663 | 43.9455
8614 | 31010400 | 5.646 | 42.6648 | 43.9473
8615 | 31014000 | 5.646 | 42.6665 | 43.9491
8616 | 31017600 | 5.646 | 42.6683 | 43.9509
8617 | 31021200 | 5.6461 | 42.6701 | 43.9527
8618 | 31024800 | 5.6461 | 42.6719 | 43.9544
8619 | 31028400 | 5.6461 | 42.6737 | 43.9562
8620 | 31032000 | 5.6462 | 42.6755 | 43.958
8621 | 31035600 | 5.6462 | 42.6772 | 43.9598
8622 | 31039200 | 5.6463 | 42.679 | 43.9616
8623 | 31042800 | 5.6463 | 42.6808 | 43.9634
8624 | 31046400 | 5.6463 | 42.6826 | 43.9652
8625 | 31050000 | 5.6464 | 42.6844 | 43.9669
8626 | 31053600 | 5.6464 | 42.6862 | 43.9687
8627 | 31057200 | 5.6464 | 42.6879 | 43.9705
8628 | 31060800 | 5.6465 | 42.6897 | 43.9723
8629 | 31064400 | 5.6465 | 42.6915 | 43.9741
8630 | 31068000 | 5.6465 | 42.6933 | 43.9759
8631 | 31071600 | 5.6466 | 42.6951 | 43.9777
8632 | 31075200 | 5.6466 | 42.6969 | 43.9794
8633 | 31078800 | 5.6467 | 42.6986 | 43.9812
8634 | 31082400 | 5.6467 | 42.7004 | 43.983
8635 | 31086000 | 5.6467 | 42.7022 | 43.9848
8636 | 31089600 | 5.6468 | 42.704 | 43.9866
8637 | 31093200 | 5.6468 | 42.7058 | 43.9884
8638 | 31096800 | 5.6468 | 42.7076 | 43.9901
8639 | 31100400 | 5.6469 | 42.7093 | 43.9919
8640 | 31104000 | 5.6469 | 42.7111 | 43.9937
8641 | 31107600 | 5.6469 | 42.7129 | 43.9955
8642 | 31111200 | 5.647 | 42.7147 | 43.9973
8643 | 31114800 | 5.647 | 42.7165 | 43.9991
8644 | 31118400 | 5.647 | 42.7182 | 44.0009
8645 | 31122000 | 5.6471 | 42.72 | 44.0026
8646 | 31125600 | 5.6471 | 42.7218 | 44.0044
8647 | 31129200 | 5.6472 | 42.7236 | 44.0062
8648 | 31132800 | 5.6472 | 42.7254 | 44.008
8649 | 31136400 | 5.6472 | 42.7271 | 44.0098
8650 | 31140000 | 5.6473 | 42.7289 | 44.0116
8651 | 31143600 | 5.6473 | 42.7307 | 44.0133
8652 | 31147200 | 5.6473 | 42.7325 | 44.0151
8653 | 31150800 | 5.6474 | 42.7343 | 44.0169
8654 | 31154400 | 5.6474 | 42.7361 | 44.0187
8655 | 31158000 | 5.6474 | 42.7378 | 44.0205
8656 | 31161600 | 5.6475 | 42.7396 | 44.0222
8657 | 31165200 | 5.6475 | 42.7414 | 44.024
8658 | 31168800 | 5.6476 | 42.7432 | 44.0258
8659 | 31172400 | 5.6476 | 42.745 | 44.0276
8660 | 31176000 | 5.6476 | 42.7467 | 44.0294
8661 | 31179600 | 5.6477 | 42.7485 | 44.0312
8662 | 31183200 | 5.6477 | 42.7503 | 44.0329
8663 | 31186800 | 5.6477 | 42.7521 | 44.0347
8664 | 31190400 | 5.6478 | 42.7539 | 44.0365
8665 | 31194000 | 5.6478 | 42.7556 | 44.0383
8666 | 31197600 | 5.6478 | 42.7574 | 44.0401
8667 | 31201200 | 5.6479 | 42.7592 | 44.0419
8668 | 31204800 | 5.6479 | 42.761 | 44.0436
8669 | 31208400 | 5.6479 | 42.7627 | 44.0454
8670 | 31212000 | 5.648 | 42.7645 | 44.0472
8671 | 31215600 | 5.648 | 42.7663 | 44.049
8672 | 31219200 | 5.6481 | 42.7681 | 44.0508
8673 | 31222800 | 5.6481 | 42.7699 | 44.0525
8674 | 31226400 | 5.6481 | 42.7716 | 44.0543
8675 | 31230000 | 5.6482 | 42.7734 | 44.0561
8676 | 31233600 | 5.6482 | 42.7752 | 44.0579
8677 | 31237200 | 5.6482 | 42.777 | 44.0597
8678 | 31240800 | 5.6483 | 42.7788 | 44.0614
8679 | 31244400 | 5.6483 | 42.7805 | 44.0632
8680 | 31248000 | 5.6483 | 42.7823 | 44.065
8681 | 31251600 | 5.6484 | 42.7841 | 44.0668
8682 | 31255200 | 5.6484 | 42.7859 | 44.0686
8683 | 31258800 | 5.6485 | 42.7876 | 44.0703
8684 | 31262400 | 5.6485 | 42.7894 | 44.0721
8685 | 31266000 | 5.6485 | 42.7912 | 44.0739
8686 | 31269600 | 5.6486 | 42.793 | 44.0757
8687 | 31273200 | 5.6486 | 42.7948 | 44.0775
8688 | 31276800 | 5.6486 | 42.7965 | 44.0792
8689 | 31280400 | 5.6487 | 42.7983 | 44.081
8690 | 31284000 | 5.6487 | 42.8001 | 44.0828
8691 | 31287600 | 5.6487 | 42.8019 | 44.0846
8692 | 31291200 | 5.6488 | 42.8036 | 44.0864
8693 | 31294800 | 5.6488 | 42.8054 | 44.0881
8694 | 31298400 | 5.6488 | 42.8072 | 44.0899
8695 | 31302000 | 5.6489 | 42.809 | 44.0917
8696 | 31305600 | 5.6489 | 42.8107 | 44.0935
8697 | 31309200 | 5.649 | 42.8125 | 44.0952
8698 | 31312800 | 5.649 | 42.8143 | 44.097
8699 | 31316400 | 5.649 | 42.8161 | 44.0988
8700 | 31320000 | 5.6491 | 42.8179 | 44.1006
8701 | 31323600 | 5.6491 | 42.8196 | 44.1024
8702 | 31327200 | 5.6491 | 42.8214 | 44.1041
8703 | 31330800 | 5.6492 | 42.8232 | 44.1059
8704 | 31334400 | 5.6492 | 42.825 | 44.1077
8705 | 31338000 | 5.6492 | 42.8267 | 44.1095
8706 | 31341600 | 5.6493 | 42.8285 | 44.1113
8707 | 31345200 | 5.6493 | 42.8303 | 44.113
8708 | 31348800 | 5.6493 | 42.8321 | 44.1148
8709 | 31352400 | 5.6494 | 42.8338 | 44.1166
8710 | 31356000 | 5.6494 | 42.8356 | 44.1184
8711 | 31359600 | 5.6495 | 42.8374 | 44.1201
8712 | 31363200 | 5.6495 | 42.8392 | 44.1219
8713 | 31366800 | 5.6495 | 42.8409 | 44.1237
8714 | 31370400 | 5.6496 | 42.8427 | 44.1255
8715 | 31374000 | 5.6496 | 42.8445 | 44.1272
8716 | 31377600 | 5.6496 | 42.8463 | 44.129
8717 | 31381200 | 5.6497 | 42.848 | 44.1308
8718 | 31384800 | 5.6497 | 42.8498 | 44.1326
8719 | 31388400 | 5.6497 | 42.8516 | 44.1344
8720 | 31392000 | 5.6498 | 42.8534 | 44.1361
8721 | 31395600 | 5.6498 | 42.8551 | 44.1379
8722 | 31399200 | 5.6498 | 42.8569 | 44.1397
8723 | 31402800 | 5.6499 | 42.8587 | 44.1415
8724 | 31406400 | 5.6499 | 42.8604 | 44.1432
8725 | 31410000 | 5.65 | 42.8622 | 44.145
8726 | 31413600 | 5.65 | 42.864 | 44.1468
8727 | 31417200 | 5.65 | 42.8658 | 44.1486
8728 | 31420800 | 5.6501 | 42.8675 | 44.1503
8729 | 31424400 | 5.6501 | 42.8693 | 44.1521
8730 | 31428000 | 5.6501 | 42.8711 | 44.1539
8731 | 31431600 | 5.6502 | 42.8729 | 44.1557
8732 | 31435200 | 5.6502 | 42.8746 | 44.1574
8733 | 31438800 | 5.6502 | 42.8764 | 44.1592
8734 | 31442400 | 5.6503 | 42.8782 | 44.161
8735 | 31446000 | 5.6503 | 42.88 | 44.1628
8736 | 31449600 | 5.6503 | 42.8817 | 44.1645
8737 | 31453200 | 5.6504 | 42.8835 | 44.1663
8738 | 31456800 | 5.6504 | 42.8853 | 44.1681
8739 | 31460400 | 5.6505 | 42.887 | 44.1699
8740 | 31464000 | 5.6505 | 42.8888 | 44.1716
8741 | 31467600 | 5.6505 | 42.8906 | 44.1734
8742 | 31471200 | 5.6506 | 42.8924 | 44.1752
8743 | 31474800 | 5.6506 | 42.8941 | 44.177
8744 | 31478400 | 5.6506 | 42.8959 | 44.1787
8745 | 31482000 | 5.6507 | 42.8977 | 44.1805
8746 | 31485600 | 5.6507 | 42.8994 | 44.1823
8747 | 31489200 | 5.6507 | 42.9012 | 44.184
8748 | 31492800 | 5.6508 | 42.903 | 44.1858
8749 | 31496400 | 5.6508 | 42.9048 | 44.1876
8750 | 31500000 | 5.6508 | 42.9065 | 44.1894
8751 | 31503600 | 5.6509 | 42.9083 | 44.1911
8752 | 31507200 | 5.6509 | 42.9101 | 44.1929
8753 | 31510800 | 5.6509 | 42.9118 | 44.1947
8754 | 31514400 | 5.651 | 42.9136 | 44.1965
8755 | 31518000 | 5.651 | 42.9154 | 44.1982
8756 | 31521600 | 5.6511 | 42.9172 | 44.2
8757 | 31525200 | 5.6511 | 42.9189 | 44.2018
8758 | 31528800 | 5.6511 | 42.9207 | 44.2036
8759 | 31532400 | 5.6512 | 42.9225 | 44.2053
8760 | 31536000 | 5.6512 | 42.9242 | 44.2071
8761 | 31539600 | 5.6512 | 42.926 | 44.2089
8762 | 31543200 | 5.6513 | 42.9278 | 44.2106
8763 | 31546800 | 5.6513 | 42.9295 | 44.2124
8764 | 31550400 | 5.6513 | 42.9313 | 44.2142
8765 | 31554000 | 5.6514 | 42.9331 | 44.216
8766 | 31557600 | 5.6514 | 42.9349 | 44.2177
8767 | 31561200 | 5.6514 | 42.9366 | 44.2195
8768 | 31564800 | 5.6515 | 42.9384 | 44.2213
8769 | 31568400 | 5.6515 | 42.9402 | 44.223
8770 | 31572000 | 5.6515 | 42.9419 | 44.2248
8771 | 31575600 | 5.6516 | 42.9437 | 44.2266
8772 | 31579200 | 5.6516 | 42.9455 | 44.2284
8773 | 31582800 | 5.6517 | 42.9472 | 44.2301
8774 | 31586400 | 5.6517 | 42.949 | 44.2319
8775 | 31590000 | 5.6517 | 42.9508 | 44.2337
8776 | 31593600 | 5.6518 | 42.9525 | 44.2354
8777 | 31597200 | 5.6518 | 42.9543 | 44.2372
8778 | 31600800 | 5.6518 | 42.9561 | 44.239
8779 | 31604400 | 5.6519 | 42.9578 | 44.2407
8780 | 31608000 | 5.6519 | 42.9596 | 44.2425
8781 | 31611600 | 5.6519 | 42.9614 | 44.2443
8782 | 31615200 | 5.652 | 42.9632 | 44.2461
8783 | 31618800 | 5.652 | 42.9649 | 44.2478
8784 | 31622400 | 5.652 | 42.9667 | 44.2496

## c=150mm
Temp (initial) |  | 16 | ℃ | Soil | Themal Conductivity (λ) | 1 | W/(m.k)
Diameter (D) |  | 0.025 | m |  | Density (ρ) | 2000 | kg/(m^3)
Clear Cover (c) |  | 0.15 | m |  | Heat Capacity/Specific Heat (Cp) | 800 | J/(kg.K)
Cover (r+cover) |  | 0.1625 | m |  | Themal Diffusivity (α) | 6.25e-07 | (m^2)/s
Wall Thickness |  | 0.8 | m | Concrete | Themal Conductivity (λ) | 1 | W/(m.k)
Pipe Spacing |  | 0.5 | m |  | Density (ρ) | 2000 | kg/(m^3)
Heat Flux (Qeq) Wall |  | 6.2832 | W/(m^2) |  | Heat Capacity/Specific Heat (Cp) | 800 | J/(kg.K) | O
Heat Flux (Q0) Pipe |  | 40 | W/(m^2) |  | Themal Diffusivity (α) | 6.25e-07 | (m^2)/s
Total Time (Tf) |  | 366 | D
| Sec | Hr
time-step | 3600 | 1
COMSOL
Insert Comsol Data
t(hr) | t(sec) | qw | Tw(C) | Tp(C)
0 | 0 | 8.7575e-10 | 16 | 16.2303
1 | 3600 | 0.1107 | 16.0052 | 16.8921
2 | 7200 | 0.29347 | 16.0165 | 17.0196
3 | 10800 | 0.49562 | 16.0312 | 17.132
4 | 14400 | 0.6841 | 16.0496 | 17.211
5 | 18000 | 0.84882 | 16.0695 | 17.2694
6 | 21600 | 0.98871 | 16.09 | 17.3162
7 | 25200 | 1.1075 | 16.1107 | 17.3563
8 | 28800 | 1.2095 | 16.1311 | 17.3919
9 | 32400 | 1.3003 | 16.1514 | 17.4246
10 | 36000 | 1.3807 | 16.1714 | 17.4547
11 | 39600 | 1.4517 | 16.191 | 17.4827
12 | 43200 | 1.5148 | 16.2103 | 17.5088
13 | 46800 | 1.5712 | 16.2291 | 17.5335
14 | 50400 | 1.622 | 16.2476 | 17.557
15 | 54000 | 1.6681 | 16.2656 | 17.5795
16 | 57600 | 1.7102 | 16.2833 | 17.6011
17 | 61200 | 1.7489 | 16.3007 | 17.622
18 | 64800 | 1.7846 | 16.3177 | 17.6423
19 | 68400 | 1.8177 | 16.3344 | 17.6619
20 | 72000 | 1.8484 | 16.3509 | 17.681
21 | 75600 | 1.8771 | 16.367 | 17.6996
22 | 79200 | 1.904 | 16.3828 | 17.7178
23 | 82800 | 1.9292 | 16.3984 | 17.7355
24 | 86400 | 1.9529 | 16.4137 | 17.7529
25 | 90000 | 1.9753 | 16.4288 | 17.7699
26 | 93600 | 1.9964 | 16.4437 | 17.7866
27 | 97200 | 2.0165 | 16.4583 | 17.8029
28 | 100800 | 2.0356 | 16.4727 | 17.819
29 | 104400 | 2.0537 | 16.487 | 17.8347
30 | 108000 | 2.071 | 16.501 | 17.8503
31 | 111600 | 2.0875 | 16.5149 | 17.8655
32 | 115200 | 2.1033 | 16.5285 | 17.8805
33 | 118800 | 2.1184 | 16.542 | 17.8953
34 | 122400 | 2.133 | 16.5554 | 17.9099
35 | 126000 | 2.1469 | 16.5685 | 17.9243
36 | 129600 | 2.1604 | 16.5816 | 17.9385
37 | 133200 | 2.1733 | 16.5944 | 17.9525
38 | 136800 | 2.1858 | 16.6072 | 17.9663
39 | 140400 | 2.1979 | 16.6198 | 17.98
40 | 144000 | 2.2096 | 16.6322 | 17.9935
41 | 147600 | 2.2209 | 16.6446 | 18.0069
42 | 151200 | 2.2319 | 16.6568 | 18.0201
43 | 154800 | 2.2425 | 16.6689 | 18.0332
44 | 158400 | 2.2529 | 16.6809 | 18.0461
45 | 162000 | 2.263 | 16.6928 | 18.0589
46 | 165600 | 2.2728 | 16.7045 | 18.0716
47 | 169200 | 2.2824 | 16.7162 | 18.0842
48 | 172800 | 2.2918 | 16.7278 | 18.0966
49 | 176400 | 2.3009 | 16.7392 | 18.109
50 | 180000 | 2.3099 | 16.7506 | 18.1213
51 | 183600 | 2.3187 | 16.7619 | 18.1334
52 | 187200 | 2.3273 | 16.7731 | 18.1455
53 | 190800 | 2.3357 | 16.7842 | 18.1575
54 | 194400 | 2.344 | 16.7953 | 18.1693
55 | 198000 | 2.3521 | 16.8062 | 18.1811
56 | 201600 | 2.3601 | 16.8171 | 18.1929
57 | 205200 | 2.3679 | 16.8279 | 18.2045
58 | 208800 | 2.3757 | 16.8387 | 18.2161
59 | 212400 | 2.3833 | 16.8494 | 18.2275
60 | 216000 | 2.3908 | 16.86 | 18.239
61 | 219600 | 2.3982 | 16.8705 | 18.2503
62 | 223200 | 2.4056 | 16.881 | 18.2616
63 | 226800 | 2.4128 | 16.8914 | 18.2728
64 | 230400 | 2.4199 | 16.9018 | 18.284
65 | 234000 | 2.427 | 16.9121 | 18.2951
66 | 237600 | 2.434 | 16.9223 | 18.3061
67 | 241200 | 2.4409 | 16.9325 | 18.3171
68 | 244800 | 2.4477 | 16.9427 | 18.3281
69 | 248400 | 2.4545 | 16.9527 | 18.3389
70 | 252000 | 2.4612 | 16.9628 | 18.3498
71 | 255600 | 2.4679 | 16.9728 | 18.3606
72 | 259200 | 2.4745 | 16.9827 | 18.3713
73 | 262800 | 2.481 | 16.9926 | 18.382
74 | 266400 | 2.4875 | 17.0025 | 18.3926
75 | 270000 | 2.494 | 17.0123 | 18.4032
76 | 273600 | 2.5004 | 17.0221 | 18.4138
77 | 277200 | 2.5067 | 17.0318 | 18.4243
78 | 280800 | 2.513 | 17.0415 | 18.4348
79 | 284400 | 2.5193 | 17.0511 | 18.4452
80 | 288000 | 2.5255 | 17.0607 | 18.4556
81 | 291600 | 2.5317 | 17.0703 | 18.466
82 | 295200 | 2.5379 | 17.0799 | 18.4763
83 | 298800 | 2.544 | 17.0894 | 18.4866
84 | 302400 | 2.55 | 17.0988 | 18.4969
85 | 306000 | 2.5561 | 17.1083 | 18.5071
86 | 309600 | 2.5621 | 17.1177 | 18.5173
87 | 313200 | 2.5681 | 17.1271 | 18.5274
88 | 316800 | 2.5741 | 17.1364 | 18.5376
89 | 320400 | 2.58 | 17.1457 | 18.5477
90 | 324000 | 2.5859 | 17.155 | 18.5577
91 | 327600 | 2.5918 | 17.1643 | 18.5678
92 | 331200 | 2.5976 | 17.1735 | 18.5778
93 | 334800 | 2.6034 | 17.1827 | 18.5878
94 | 338400 | 2.6092 | 17.1919 | 18.5977
95 | 342000 | 2.615 | 17.201 | 18.6077
96 | 345600 | 2.6207 | 17.2101 | 18.6176
97 | 349200 | 2.6264 | 17.2192 | 18.6274
98 | 352800 | 2.6321 | 17.2283 | 18.6373
99 | 356400 | 2.6378 | 17.2373 | 18.6471
100 | 360000 | 2.6435 | 17.2464 | 18.6569
101 | 363600 | 2.6491 | 17.2554 | 18.6667
102 | 367200 | 2.6547 | 17.2643 | 18.6764
103 | 370800 | 2.6603 | 17.2733 | 18.6862
104 | 374400 | 2.6659 | 17.2822 | 18.6959
105 | 378000 | 2.6714 | 17.2911 | 18.7056
106 | 381600 | 2.6769 | 17.3 | 18.7152
107 | 385200 | 2.6824 | 17.3089 | 18.7249
108 | 388800 | 2.6879 | 17.3177 | 18.7345
109 | 392400 | 2.6934 | 17.3266 | 18.7441
110 | 396000 | 2.6989 | 17.3354 | 18.7537
111 | 399600 | 2.7043 | 17.3442 | 18.7632
112 | 403200 | 2.7097 | 17.3529 | 18.7728
113 | 406800 | 2.7151 | 17.3617 | 18.7823
114 | 410400 | 2.7205 | 17.3704 | 18.7918
115 | 414000 | 2.7258 | 17.3792 | 18.8013
116 | 417600 | 2.7312 | 17.3878 | 18.8107
117 | 421200 | 2.7365 | 17.3965 | 18.8202
118 | 424800 | 2.7418 | 17.4052 | 18.8296
119 | 428400 | 2.7471 | 17.4138 | 18.839
120 | 432000 | 2.7524 | 17.4225 | 18.8484
121 | 435600 | 2.7576 | 17.4311 | 18.8578
122 | 439200 | 2.7628 | 17.4397 | 18.8671
123 | 442800 | 2.7681 | 17.4483 | 18.8765
124 | 446400 | 2.7733 | 17.4568 | 18.8858
125 | 450000 | 2.7785 | 17.4654 | 18.8951
126 | 453600 | 2.7836 | 17.4739 | 18.9044
127 | 457200 | 2.7888 | 17.4824 | 18.9136
128 | 460800 | 2.7939 | 17.4909 | 18.9229
129 | 464400 | 2.799 | 17.4994 | 18.9321
130 | 468000 | 2.8041 | 17.5079 | 18.9413
131 | 471600 | 2.8092 | 17.5164 | 18.9506
132 | 475200 | 2.8143 | 17.5248 | 18.9597
133 | 478800 | 2.8193 | 17.5333 | 18.9689
134 | 482400 | 2.8244 | 17.5417 | 18.9781
135 | 486000 | 2.8294 | 17.5501 | 18.9872
136 | 489600 | 2.8344 | 17.5585 | 18.9963
137 | 493200 | 2.8394 | 17.5669 | 19.0055
138 | 496800 | 2.8444 | 17.5752 | 19.0146
139 | 500400 | 2.8493 | 17.5836 | 19.0236
140 | 504000 | 2.8543 | 17.5919 | 19.0327
141 | 507600 | 2.8592 | 17.6003 | 19.0418
142 | 511200 | 2.8641 | 17.6086 | 19.0508
143 | 514800 | 2.869 | 17.6169 | 19.0598
144 | 518400 | 2.8739 | 17.6252 | 19.0689
145 | 522000 | 2.8787 | 17.6335 | 19.0779
146 | 525600 | 2.8836 | 17.6417 | 19.0868
147 | 529200 | 2.8884 | 17.65 | 19.0958
148 | 532800 | 2.8932 | 17.6582 | 19.1048
149 | 536400 | 2.898 | 17.6665 | 19.1137
150 | 540000 | 2.9028 | 17.6747 | 19.1226
151 | 543600 | 2.9076 | 17.6829 | 19.1316
152 | 547200 | 2.9123 | 17.6911 | 19.1405
153 | 550800 | 2.9171 | 17.6993 | 19.1494
154 | 554400 | 2.9218 | 17.7075 | 19.1582
155 | 558000 | 2.9265 | 17.7156 | 19.1671
156 | 561600 | 2.9312 | 17.7238 | 19.176
157 | 565200 | 2.9359 | 17.7319 | 19.1848
158 | 568800 | 2.9406 | 17.7401 | 19.1936
159 | 572400 | 2.9452 | 17.7482 | 19.2025
160 | 576000 | 2.9498 | 17.7563 | 19.2113
161 | 579600 | 2.9545 | 17.7644 | 19.2201
162 | 583200 | 2.9591 | 17.7725 | 19.2288
163 | 586800 | 2.9637 | 17.7806 | 19.2376
164 | 590400 | 2.9682 | 17.7887 | 19.2464
165 | 594000 | 2.9728 | 17.7967 | 19.2551
166 | 597600 | 2.9773 | 17.8048 | 19.2638
167 | 601200 | 2.9819 | 17.8128 | 19.2726
168 | 604800 | 2.9864 | 17.8209 | 19.2813
169 | 608400 | 2.9909 | 17.8289 | 19.29
170 | 612000 | 2.9954 | 17.8369 | 19.2986
171 | 615600 | 2.9999 | 17.8449 | 19.3073
172 | 619200 | 3.0043 | 17.8529 | 19.316
173 | 622800 | 3.0088 | 17.8609 | 19.3246
174 | 626400 | 3.0132 | 17.8689 | 19.3333
175 | 630000 | 3.0176 | 17.8768 | 19.3419
176 | 633600 | 3.022 | 17.8848 | 19.3505
177 | 637200 | 3.0264 | 17.8927 | 19.3591
178 | 640800 | 3.0308 | 17.9007 | 19.3677
179 | 644400 | 3.0351 | 17.9086 | 19.3763
180 | 648000 | 3.0395 | 17.9165 | 19.3849
181 | 651600 | 3.0438 | 17.9244 | 19.3934
182 | 655200 | 3.0481 | 17.9323 | 19.402
183 | 658800 | 3.0524 | 17.9402 | 19.4105
184 | 662400 | 3.0567 | 17.9481 | 19.419
185 | 666000 | 3.061 | 17.956 | 19.4276
186 | 669600 | 3.0653 | 17.9639 | 19.4361
187 | 673200 | 3.0695 | 17.9717 | 19.4446
188 | 676800 | 3.0737 | 17.9796 | 19.453
189 | 680400 | 3.078 | 17.9874 | 19.4615
190 | 684000 | 3.0822 | 17.9952 | 19.47
191 | 687600 | 3.0864 | 18.0031 | 19.4784
192 | 691200 | 3.0906 | 18.0109 | 19.4869
193 | 694800 | 3.0947 | 18.0187 | 19.4953
194 | 698400 | 3.0989 | 18.0265 | 19.5037
195 | 702000 | 3.103 | 18.0343 | 19.5121
196 | 705600 | 3.1071 | 18.042 | 19.5205
197 | 709200 | 3.1113 | 18.0498 | 19.5289
198 | 712800 | 3.1154 | 18.0576 | 19.5373
199 | 716400 | 3.1194 | 18.0653 | 19.5457
200 | 720000 | 3.1235 | 18.0731 | 19.5541
201 | 723600 | 3.1276 | 18.0808 | 19.5624
202 | 727200 | 3.1316 | 18.0886 | 19.5708
203 | 730800 | 3.1357 | 18.0963 | 19.5791
204 | 734400 | 3.1397 | 18.104 | 19.5874
205 | 738000 | 3.1437 | 18.1117 | 19.5957
206 | 741600 | 3.1477 | 18.1194 | 19.604
207 | 745200 | 3.1517 | 18.1271 | 19.6123
208 | 748800 | 3.1556 | 18.1348 | 19.6206
209 | 752400 | 3.1596 | 18.1425 | 19.6289
210 | 756000 | 3.1635 | 18.1501 | 19.6371
211 | 759600 | 3.1675 | 18.1578 | 19.6454
212 | 763200 | 3.1714 | 18.1655 | 19.6536
213 | 766800 | 3.1753 | 18.1731 | 19.6619
214 | 770400 | 3.1792 | 18.1807 | 19.6701
215 | 774000 | 3.1831 | 18.1884 | 19.6783
216 | 777600 | 3.1869 | 18.196 | 19.6865
217 | 781200 | 3.1908 | 18.2036 | 19.6947
218 | 784800 | 3.1946 | 18.2112 | 19.7029
219 | 788400 | 3.1985 | 18.2188 | 19.7111
220 | 792000 | 3.2023 | 18.2264 | 19.7192
221 | 795600 | 3.2061 | 18.234 | 19.7274
222 | 799200 | 3.2099 | 18.2416 | 19.7356
223 | 802800 | 3.2137 | 18.2492 | 19.7437
224 | 806400 | 3.2175 | 18.2567 | 19.7518
225 | 810000 | 3.2212 | 18.2643 | 19.76
226 | 813600 | 3.225 | 18.2718 | 19.7681
227 | 817200 | 3.2287 | 18.2794 | 19.7762
228 | 820800 | 3.2324 | 18.2869 | 19.7843
229 | 824400 | 3.2361 | 18.2944 | 19.7924
230 | 828000 | 3.2398 | 18.3019 | 19.8004
231 | 831600 | 3.2435 | 18.3095 | 19.8085
232 | 835200 | 3.2472 | 18.317 | 19.8166
233 | 838800 | 3.2509 | 18.3245 | 19.8246
234 | 842400 | 3.2545 | 18.332 | 19.8327
235 | 846000 | 3.2582 | 18.3394 | 19.8407
236 | 849600 | 3.2618 | 18.3469 | 19.8487
237 | 853200 | 3.2654 | 18.3544 | 19.8567
238 | 856800 | 3.269 | 18.3619 | 19.8647
239 | 860400 | 3.2726 | 18.3693 | 19.8727
240 | 864000 | 3.2762 | 18.3768 | 19.8807
241 | 867600 | 3.2798 | 18.3842 | 19.8887
242 | 871200 | 3.2833 | 18.3916 | 19.8967
243 | 874800 | 3.2869 | 18.3991 | 19.9047
244 | 878400 | 3.2904 | 18.4065 | 19.9126
245 | 882000 | 3.294 | 18.4139 | 19.9206
246 | 885600 | 3.2975 | 18.4213 | 19.9285
247 | 889200 | 3.301 | 18.4287 | 19.9364
248 | 892800 | 3.3045 | 18.4361 | 19.9444
249 | 896400 | 3.308 | 18.4435 | 19.9523
250 | 900000 | 3.3114 | 18.4509 | 19.9602
251 | 903600 | 3.3149 | 18.4583 | 19.9681
252 | 907200 | 3.3184 | 18.4656 | 19.976
253 | 910800 | 3.3218 | 18.473 | 19.9838
254 | 914400 | 3.3252 | 18.4803 | 19.9917
255 | 918000 | 3.3287 | 18.4877 | 19.9996
256 | 921600 | 3.3321 | 18.495 | 20.0074
257 | 925200 | 3.3355 | 18.5024 | 20.0153
258 | 928800 | 3.3389 | 18.5097 | 20.0231
259 | 932400 | 3.3422 | 18.517 | 20.031
260 | 936000 | 3.3456 | 18.5243 | 20.0388
261 | 939600 | 3.349 | 18.5316 | 20.0466
262 | 943200 | 3.3523 | 18.5389 | 20.0544
263 | 946800 | 3.3557 | 18.5462 | 20.0622
264 | 950400 | 3.359 | 18.5535 | 20.07
265 | 954000 | 3.3623 | 18.5608 | 20.0778
266 | 957600 | 3.3656 | 18.5681 | 20.0855
267 | 961200 | 3.3689 | 18.5754 | 20.0933
268 | 964800 | 3.3722 | 18.5826 | 20.1011
269 | 968400 | 3.3755 | 18.5899 | 20.1088
270 | 972000 | 3.3787 | 18.5971 | 20.1166
271 | 975600 | 3.382 | 18.6044 | 20.1243
272 | 979200 | 3.3852 | 18.6116 | 20.132
273 | 982800 | 3.3885 | 18.6188 | 20.1398
274 | 986400 | 3.3917 | 18.6261 | 20.1475
275 | 990000 | 3.3949 | 18.6333 | 20.1552
276 | 993600 | 3.3981 | 18.6405 | 20.1629
277 | 997200 | 3.4013 | 18.6477 | 20.1706
278 | 1000800 | 3.4045 | 18.6549 | 20.1782
279 | 1004400 | 3.4077 | 18.6621 | 20.1859
280 | 1008000 | 3.4109 | 18.6693 | 20.1936
281 | 1011600 | 3.414 | 18.6765 | 20.2012
282 | 1015200 | 3.4172 | 18.6837 | 20.2089
283 | 1018800 | 3.4203 | 18.6908 | 20.2165
284 | 1022400 | 3.4234 | 18.698 | 20.2242
285 | 1026000 | 3.4266 | 18.7051 | 20.2318
286 | 1029600 | 3.4297 | 18.7123 | 20.2394
287 | 1033200 | 3.4328 | 18.7194 | 20.247
288 | 1036800 | 3.4359 | 18.7266 | 20.2546
289 | 1040400 | 3.439 | 18.7337 | 20.2622
290 | 1044000 | 3.442 | 18.7408 | 20.2698
291 | 1047600 | 3.4451 | 18.748 | 20.2774
292 | 1051200 | 3.4482 | 18.7551 | 20.285
293 | 1054800 | 3.4512 | 18.7622 | 20.2926
294 | 1058400 | 3.4543 | 18.7693 | 20.3001
295 | 1062000 | 3.4573 | 18.7764 | 20.3077
296 | 1065600 | 3.4603 | 18.7835 | 20.3152
297 | 1069200 | 3.4633 | 18.7906 | 20.3228
298 | 1072800 | 3.4663 | 18.7977 | 20.3303
299 | 1076400 | 3.4693 | 18.8047 | 20.3378
300 | 1080000 | 3.4723 | 18.8118 | 20.3453
301 | 1083600 | 3.4753 | 18.8189 | 20.3529
302 | 1087200 | 3.4783 | 18.8259 | 20.3604
303 | 1090800 | 3.4812 | 18.833 | 20.3679
304 | 1094400 | 3.4842 | 18.84 | 20.3753
305 | 1098000 | 3.4871 | 18.8471 | 20.3828
306 | 1101600 | 3.49 | 18.8541 | 20.3903
307 | 1105200 | 3.493 | 18.8611 | 20.3978
308 | 1108800 | 3.4959 | 18.8681 | 20.4052
309 | 1112400 | 3.4988 | 18.8751 | 20.4127
310 | 1116000 | 3.5017 | 18.8822 | 20.4201
311 | 1119600 | 3.5046 | 18.8892 | 20.4276
312 | 1123200 | 3.5075 | 18.8962 | 20.435
313 | 1126800 | 3.5103 | 18.9032 | 20.4424
314 | 1130400 | 3.5132 | 18.9101 | 20.4499
315 | 1134000 | 3.5161 | 18.9171 | 20.4573
316 | 1137600 | 3.5189 | 18.9241 | 20.4647
317 | 1141200 | 3.5218 | 18.9311 | 20.4721
318 | 1144800 | 3.5246 | 18.938 | 20.4795
319 | 1148400 | 3.5274 | 18.945 | 20.4869
320 | 1152000 | 3.5302 | 18.952 | 20.4942
321 | 1155600 | 3.5331 | 18.9589 | 20.5016
322 | 1159200 | 3.5359 | 18.9658 | 20.509
323 | 1162800 | 3.5387 | 18.9728 | 20.5163
324 | 1166400 | 3.5414 | 18.9797 | 20.5237
325 | 1170000 | 3.5442 | 18.9866 | 20.531
326 | 1173600 | 3.547 | 18.9936 | 20.5384
327 | 1177200 | 3.5497 | 19.0005 | 20.5457
328 | 1180800 | 3.5525 | 19.0074 | 20.553
329 | 1184400 | 3.5553 | 19.0143 | 20.5603
330 | 1188000 | 3.558 | 19.0212 | 20.5676
331 | 1191600 | 3.5607 | 19.0281 | 20.5749
332 | 1195200 | 3.5634 | 19.035 | 20.5822
333 | 1198800 | 3.5662 | 19.0419 | 20.5895
334 | 1202400 | 3.5689 | 19.0487 | 20.5968
335 | 1206000 | 3.5716 | 19.0556 | 20.6041
336 | 1209600 | 3.5743 | 19.0625 | 20.6114
337 | 1213200 | 3.577 | 19.0693 | 20.6186
338 | 1216800 | 3.5796 | 19.0762 | 20.6259
339 | 1220400 | 3.5823 | 19.083 | 20.6331
340 | 1224000 | 3.585 | 19.0899 | 20.6404
341 | 1227600 | 3.5876 | 19.0967 | 20.6476
342 | 1231200 | 3.5903 | 19.1036 | 20.6549
343 | 1234800 | 3.5929 | 19.1104 | 20.6621
344 | 1238400 | 3.5955 | 19.1172 | 20.6693
345 | 1242000 | 3.5982 | 19.124 | 20.6765
346 | 1245600 | 3.6008 | 19.1308 | 20.6837
347 | 1249200 | 3.6034 | 19.1376 | 20.6909
348 | 1252800 | 3.606 | 19.1444 | 20.6981
349 | 1256400 | 3.6086 | 19.1512 | 20.7053
350 | 1260000 | 3.6112 | 19.158 | 20.7125
351 | 1263600 | 3.6138 | 19.1648 | 20.7197
352 | 1267200 | 3.6164 | 19.1716 | 20.7268
353 | 1270800 | 3.6189 | 19.1784 | 20.734
354 | 1274400 | 3.6215 | 19.1851 | 20.7412
355 | 1278000 | 3.6241 | 19.1919 | 20.7483
356 | 1281600 | 3.6266 | 19.1987 | 20.7555
357 | 1285200 | 3.6291 | 19.2054 | 20.7626
358 | 1288800 | 3.6317 | 19.2122 | 20.7697
359 | 1292400 | 3.6342 | 19.2189 | 20.7769
360 | 1296000 | 3.6367 | 19.2257 | 20.784
361 | 1299600 | 3.6392 | 19.2324 | 20.7911
362 | 1303200 | 3.6418 | 19.2391 | 20.7982
363 | 1306800 | 3.6443 | 19.2459 | 20.8053
364 | 1310400 | 3.6467 | 19.2526 | 20.8124
365 | 1314000 | 3.6492 | 19.2593 | 20.8195
366 | 1317600 | 3.6517 | 19.266 | 20.8266
367 | 1321200 | 3.6542 | 19.2727 | 20.8336
368 | 1324800 | 3.6567 | 19.2794 | 20.8407
369 | 1328400 | 3.6591 | 19.2861 | 20.8478
370 | 1332000 | 3.6616 | 19.2928 | 20.8548
371 | 1335600 | 3.664 | 19.2995 | 20.8619
372 | 1339200 | 3.6665 | 19.3062 | 20.8689
373 | 1342800 | 3.6689 | 19.3128 | 20.876
374 | 1346400 | 3.6713 | 19.3195 | 20.883
375 | 1350000 | 3.6738 | 19.3262 | 20.89
376 | 1353600 | 3.6762 | 19.3328 | 20.8971
377 | 1357200 | 3.6786 | 19.3395 | 20.9041
378 | 1360800 | 3.681 | 19.3461 | 20.9111
379 | 1364400 | 3.6834 | 19.3528 | 20.9181
380 | 1368000 | 3.6858 | 19.3594 | 20.9251
381 | 1371600 | 3.6882 | 19.366 | 20.9321
382 | 1375200 | 3.6905 | 19.3727 | 20.9391
383 | 1378800 | 3.6929 | 19.3793 | 20.9461
384 | 1382400 | 3.6953 | 19.3859 | 20.953
385 | 1386000 | 3.6976 | 19.3925 | 20.96
386 | 1389600 | 3.7 | 19.3992 | 20.967
387 | 1393200 | 3.7023 | 19.4058 | 20.9739
388 | 1396800 | 3.7047 | 19.4124 | 20.9809
389 | 1400400 | 3.707 | 19.419 | 20.9878
390 | 1404000 | 3.7093 | 19.4255 | 20.9948
391 | 1407600 | 3.7117 | 19.4321 | 21.0017
392 | 1411200 | 3.714 | 19.4387 | 21.0086
393 | 1414800 | 3.7163 | 19.4453 | 21.0156
394 | 1418400 | 3.7186 | 19.4519 | 21.0225
395 | 1422000 | 3.7209 | 19.4584 | 21.0294
396 | 1425600 | 3.7232 | 19.465 | 21.0363
397 | 1429200 | 3.7255 | 19.4716 | 21.0432
398 | 1432800 | 3.7278 | 19.4781 | 21.0501
399 | 1436400 | 3.73 | 19.4847 | 21.057
400 | 1440000 | 3.7323 | 19.4912 | 21.0639
401 | 1443600 | 3.7346 | 19.4977 | 21.0708
402 | 1447200 | 3.7368 | 19.5043 | 21.0776
403 | 1450800 | 3.7391 | 19.5108 | 21.0845
404 | 1454400 | 3.7413 | 19.5173 | 21.0914
405 | 1458000 | 3.7436 | 19.5239 | 21.0982
406 | 1461600 | 3.7458 | 19.5304 | 21.1051
407 | 1465200 | 3.748 | 19.5369 | 21.1119
408 | 1468800 | 3.7503 | 19.5434 | 21.1188
409 | 1472400 | 3.7525 | 19.5499 | 21.1256
410 | 1476000 | 3.7547 | 19.5564 | 21.1324
411 | 1479600 | 3.7569 | 19.5629 | 21.1392
412 | 1483200 | 3.7591 | 19.5694 | 21.1461
413 | 1486800 | 3.7613 | 19.5759 | 21.1529
414 | 1490400 | 3.7635 | 19.5823 | 21.1597
415 | 1494000 | 3.7657 | 19.5888 | 21.1665
416 | 1497600 | 3.7679 | 19.5953 | 21.1733
417 | 1501200 | 3.77 | 19.6017 | 21.1801
418 | 1504800 | 3.7722 | 19.6082 | 21.1869
419 | 1508400 | 3.7744 | 19.6147 | 21.1936
420 | 1512000 | 3.7765 | 19.6211 | 21.2004
421 | 1515600 | 3.7787 | 19.6276 | 21.2072
422 | 1519200 | 3.7808 | 19.634 | 21.214
423 | 1522800 | 3.783 | 19.6404 | 21.2207
424 | 1526400 | 3.7851 | 19.6469 | 21.2275
425 | 1530000 | 3.7872 | 19.6533 | 21.2342
426 | 1533600 | 3.7894 | 19.6597 | 21.241
427 | 1537200 | 3.7915 | 19.6661 | 21.2477
428 | 1540800 | 3.7936 | 19.6726 | 21.2544
429 | 1544400 | 3.7957 | 19.679 | 21.2612
430 | 1548000 | 3.7978 | 19.6854 | 21.2679
431 | 1551600 | 3.7999 | 19.6918 | 21.2746
432 | 1555200 | 3.802 | 19.6982 | 21.2813
433 | 1558800 | 3.8041 | 19.7046 | 21.288
434 | 1562400 | 3.8062 | 19.711 | 21.2947
435 | 1566000 | 3.8083 | 19.7174 | 21.3014
436 | 1569600 | 3.8104 | 19.7237 | 21.3081
437 | 1573200 | 3.8124 | 19.7301 | 21.3148
438 | 1576800 | 3.8145 | 19.7365 | 21.3215
439 | 1580400 | 3.8166 | 19.7428 | 21.3282
440 | 1584000 | 3.8186 | 19.7492 | 21.3348
441 | 1587600 | 3.8207 | 19.7556 | 21.3415
442 | 1591200 | 3.8227 | 19.7619 | 21.3482
443 | 1594800 | 3.8248 | 19.7683 | 21.3548
444 | 1598400 | 3.8268 | 19.7746 | 21.3615
445 | 1602000 | 3.8288 | 19.781 | 21.3681
446 | 1605600 | 3.8308 | 19.7873 | 21.3748
447 | 1609200 | 3.8329 | 19.7936 | 21.3814
448 | 1612800 | 3.8349 | 19.8 | 21.388
449 | 1616400 | 3.8369 | 19.8063 | 21.3946
450 | 1620000 | 3.8389 | 19.8126 | 21.4013
451 | 1623600 | 3.8409 | 19.8189 | 21.4079
452 | 1627200 | 3.8429 | 19.8252 | 21.4145
453 | 1630800 | 3.8449 | 19.8315 | 21.4211
454 | 1634400 | 3.8469 | 19.8378 | 21.4277
455 | 1638000 | 3.8489 | 19.8441 | 21.4343
456 | 1641600 | 3.8509 | 19.8504 | 21.4409
457 | 1645200 | 3.8528 | 19.8567 | 21.4475
458 | 1648800 | 3.8548 | 19.863 | 21.4541
459 | 1652400 | 3.8568 | 19.8693 | 21.4606
460 | 1656000 | 3.8587 | 19.8756 | 21.4672
461 | 1659600 | 3.8607 | 19.8818 | 21.4738
462 | 1663200 | 3.8626 | 19.8881 | 21.4803
463 | 1666800 | 3.8646 | 19.8944 | 21.4869
464 | 1670400 | 3.8665 | 19.9006 | 21.4934
465 | 1674000 | 3.8685 | 19.9069 | 21.5
466 | 1677600 | 3.8704 | 19.9132 | 21.5065
467 | 1681200 | 3.8723 | 19.9194 | 21.5131
468 | 1684800 | 3.8742 | 19.9256 | 21.5196
469 | 1688400 | 3.8762 | 19.9319 | 21.5261
470 | 1692000 | 3.8781 | 19.9381 | 21.5327
471 | 1695600 | 3.88 | 19.9444 | 21.5392
472 | 1699200 | 3.8819 | 19.9506 | 21.5457
473 | 1702800 | 3.8838 | 19.9568 | 21.5522
474 | 1706400 | 3.8857 | 19.963 | 21.5587
475 | 1710000 | 3.8876 | 19.9692 | 21.5652
476 | 1713600 | 3.8895 | 19.9755 | 21.5717
477 | 1717200 | 3.8914 | 19.9817 | 21.5782
478 | 1720800 | 3.8932 | 19.9879 | 21.5847
479 | 1724400 | 3.8951 | 19.9941 | 21.5912
480 | 1728000 | 3.897 | 20.0003 | 21.5976
481 | 1731600 | 3.8989 | 20.0065 | 21.6041
482 | 1735200 | 3.9007 | 20.0126 | 21.6106
483 | 1738800 | 3.9026 | 20.0188 | 21.617
484 | 1742400 | 3.9044 | 20.025 | 21.6235
485 | 1746000 | 3.9063 | 20.0312 | 21.6299
486 | 1749600 | 3.9081 | 20.0374 | 21.6364
487 | 1753200 | 3.91 | 20.0435 | 21.6428
488 | 1756800 | 3.9118 | 20.0497 | 21.6493
489 | 1760400 | 3.9136 | 20.0558 | 21.6557
490 | 1764000 | 3.9155 | 20.062 | 21.6621
491 | 1767600 | 3.9173 | 20.0682 | 21.6686
492 | 1771200 | 3.9191 | 20.0743 | 21.675
493 | 1774800 | 3.9209 | 20.0804 | 21.6814
494 | 1778400 | 3.9228 | 20.0866 | 21.6878
495 | 1782000 | 3.9246 | 20.0927 | 21.6942
496 | 1785600 | 3.9264 | 20.0989 | 21.7006
497 | 1789200 | 3.9282 | 20.105 | 21.707
498 | 1792800 | 3.93 | 20.1111 | 21.7134
499 | 1796400 | 3.9318 | 20.1172 | 21.7198
500 | 1800000 | 3.9336 | 20.1233 | 21.7262
501 | 1803600 | 3.9353 | 20.1295 | 21.7326
502 | 1807200 | 3.9371 | 20.1356 | 21.7389
503 | 1810800 | 3.9389 | 20.1417 | 21.7453
504 | 1814400 | 3.9407 | 20.1478 | 21.7517
505 | 1818000 | 3.9424 | 20.1539 | 21.758
506 | 1821600 | 3.9442 | 20.16 | 21.7644
507 | 1825200 | 3.946 | 20.166 | 21.7707
508 | 1828800 | 3.9477 | 20.1721 | 21.7771
509 | 1832400 | 3.9495 | 20.1782 | 21.7834
510 | 1836000 | 3.9512 | 20.1843 | 21.7898
511 | 1839600 | 3.953 | 20.1904 | 21.7961
512 | 1843200 | 3.9547 | 20.1964 | 21.8024
513 | 1846800 | 3.9565 | 20.2025 | 21.8088
514 | 1850400 | 3.9582 | 20.2086 | 21.8151
515 | 1854000 | 3.9599 | 20.2146 | 21.8214
516 | 1857600 | 3.9617 | 20.2207 | 21.8277
517 | 1861200 | 3.9634 | 20.2267 | 21.834
518 | 1864800 | 3.9651 | 20.2328 | 21.8403
519 | 1868400 | 3.9668 | 20.2388 | 21.8466
520 | 1872000 | 3.9685 | 20.2449 | 21.8529
521 | 1875600 | 3.9702 | 20.2509 | 21.8592
522 | 1879200 | 3.9719 | 20.2569 | 21.8655
523 | 1882800 | 3.9736 | 20.263 | 21.8718
524 | 1886400 | 3.9753 | 20.269 | 21.8781
525 | 1890000 | 3.977 | 20.275 | 21.8844
526 | 1893600 | 3.9787 | 20.281 | 21.8906
527 | 1897200 | 3.9804 | 20.287 | 21.8969
528 | 1900800 | 3.9821 | 20.293 | 21.9031
529 | 1904400 | 3.9838 | 20.2991 | 21.9094
530 | 1908000 | 3.9855 | 20.3051 | 21.9157
531 | 1911600 | 3.9871 | 20.3111 | 21.9219
532 | 1915200 | 3.9888 | 20.3171 | 21.9282
533 | 1918800 | 3.9905 | 20.323 | 21.9344
534 | 1922400 | 3.9921 | 20.329 | 21.9406
535 | 1926000 | 3.9938 | 20.335 | 21.9469
536 | 1929600 | 3.9954 | 20.341 | 21.9531
537 | 1933200 | 3.9971 | 20.347 | 21.9593
538 | 1936800 | 3.9987 | 20.3529 | 21.9655
539 | 1940400 | 4.0004 | 20.3589 | 21.9718
540 | 1944000 | 4.002 | 20.3649 | 21.978
541 | 1947600 | 4.0037 | 20.3708 | 21.9842
542 | 1951200 | 4.0053 | 20.3768 | 21.9904
543 | 1954800 | 4.0069 | 20.3828 | 21.9966
544 | 1958400 | 4.0086 | 20.3887 | 22.0028
545 | 1962000 | 4.0102 | 20.3947 | 22.009
546 | 1965600 | 4.0118 | 20.4006 | 22.0151
547 | 1969200 | 4.0134 | 20.4065 | 22.0213
548 | 1972800 | 4.015 | 20.4125 | 22.0275
549 | 1976400 | 4.0166 | 20.4184 | 22.0337
550 | 1980000 | 4.0183 | 20.4243 | 22.0399
551 | 1983600 | 4.0199 | 20.4303 | 22.046
552 | 1987200 | 4.0215 | 20.4362 | 22.0522
553 | 1990800 | 4.0231 | 20.4421 | 22.0583
554 | 1994400 | 4.0246 | 20.448 | 22.0645
555 | 1998000 | 4.0262 | 20.4539 | 22.0706
556 | 2001600 | 4.0278 | 20.4599 | 22.0768
557 | 2005200 | 4.0294 | 20.4658 | 22.0829
558 | 2008800 | 4.031 | 20.4717 | 22.0891
559 | 2012400 | 4.0326 | 20.4776 | 22.0952
560 | 2016000 | 4.0341 | 20.4835 | 22.1013
561 | 2019600 | 4.0357 | 20.4893 | 22.1075
562 | 2023200 | 4.0373 | 20.4952 | 22.1136
563 | 2026800 | 4.0388 | 20.5011 | 22.1197
564 | 2030400 | 4.0404 | 20.507 | 22.1258
565 | 2034000 | 4.042 | 20.5129 | 22.1319
566 | 2037600 | 4.0435 | 20.5187 | 22.138
567 | 2041200 | 4.0451 | 20.5246 | 22.1441
568 | 2044800 | 4.0466 | 20.5305 | 22.1502
569 | 2048400 | 4.0482 | 20.5363 | 22.1563
570 | 2052000 | 4.0497 | 20.5422 | 22.1624
571 | 2055600 | 4.0513 | 20.5481 | 22.1685
572 | 2059200 | 4.0528 | 20.5539 | 22.1746
573 | 2062800 | 4.0543 | 20.5598 | 22.1807
574 | 2066400 | 4.0559 | 20.5656 | 22.1867
575 | 2070000 | 4.0574 | 20.5715 | 22.1928
576 | 2073600 | 4.0589 | 20.5773 | 22.1989
577 | 2077200 | 4.0604 | 20.5831 | 22.2049
578 | 2080800 | 4.0619 | 20.589 | 22.211
579 | 2084400 | 4.0635 | 20.5948 | 22.2171
580 | 2088000 | 4.065 | 20.6006 | 22.2231
581 | 2091600 | 4.0665 | 20.6064 | 22.2292
582 | 2095200 | 4.068 | 20.6123 | 22.2352
583 | 2098800 | 4.0695 | 20.6181 | 22.2412
584 | 2102400 | 4.071 | 20.6239 | 22.2473
585 | 2106000 | 4.0725 | 20.6297 | 22.2533
586 | 2109600 | 4.074 | 20.6355 | 22.2593
587 | 2113200 | 4.0755 | 20.6413 | 22.2654
588 | 2116800 | 4.077 | 20.6471 | 22.2714
589 | 2120400 | 4.0784 | 20.6529 | 22.2774
590 | 2124000 | 4.0799 | 20.6587 | 22.2834
591 | 2127600 | 4.0814 | 20.6645 | 22.2894
592 | 2131200 | 4.0829 | 20.6703 | 22.2954
593 | 2134800 | 4.0844 | 20.6761 | 22.3014
594 | 2138400 | 4.0858 | 20.6818 | 22.3074
595 | 2142000 | 4.0873 | 20.6876 | 22.3134
596 | 2145600 | 4.0888 | 20.6934 | 22.3194
597 | 2149200 | 4.0902 | 20.6992 | 22.3254
598 | 2152800 | 4.0917 | 20.7049 | 22.3314
599 | 2156400 | 4.0931 | 20.7107 | 22.3374
600 | 2160000 | 4.0946 | 20.7164 | 22.3433
601 | 2163600 | 4.096 | 20.7222 | 22.3493
602 | 2167200 | 4.0975 | 20.7279 | 22.3553
603 | 2170800 | 4.0989 | 20.7337 | 22.3613
604 | 2174400 | 4.1004 | 20.7394 | 22.3672
605 | 2178000 | 4.1018 | 20.7452 | 22.3732
606 | 2181600 | 4.1032 | 20.7509 | 22.3791
607 | 2185200 | 4.1047 | 20.7567 | 22.3851
608 | 2188800 | 4.1061 | 20.7624 | 22.391
609 | 2192400 | 4.1075 | 20.7681 | 22.397
610 | 2196000 | 4.109 | 20.7739 | 22.4029
611 | 2199600 | 4.1104 | 20.7796 | 22.4088
612 | 2203200 | 4.1118 | 20.7853 | 22.4148
613 | 2206800 | 4.1132 | 20.791 | 22.4207
614 | 2210400 | 4.1146 | 20.7967 | 22.4266
615 | 2214000 | 4.1161 | 20.8024 | 22.4325
616 | 2217600 | 4.1175 | 20.8081 | 22.4385
617 | 2221200 | 4.1189 | 20.8138 | 22.4444
618 | 2224800 | 4.1203 | 20.8196 | 22.4503
619 | 2228400 | 4.1217 | 20.8252 | 22.4562
620 | 2232000 | 4.1231 | 20.8309 | 22.4621
621 | 2235600 | 4.1245 | 20.8366 | 22.468
622 | 2239200 | 4.1259 | 20.8423 | 22.4739
623 | 2242800 | 4.1272 | 20.848 | 22.4798
624 | 2246400 | 4.1286 | 20.8537 | 22.4857
625 | 2250000 | 4.13 | 20.8594 | 22.4916
626 | 2253600 | 4.1314 | 20.865 | 22.4974
627 | 2257200 | 4.1328 | 20.8707 | 22.5033
628 | 2260800 | 4.1342 | 20.8764 | 22.5092
629 | 2264400 | 4.1355 | 20.8821 | 22.5151
630 | 2268000 | 4.1369 | 20.8877 | 22.5209
631 | 2271600 | 4.1383 | 20.8934 | 22.5268
632 | 2275200 | 4.1396 | 20.899 | 22.5327
633 | 2278800 | 4.141 | 20.9047 | 22.5385
634 | 2282400 | 4.1424 | 20.9103 | 22.5444
635 | 2286000 | 4.1437 | 20.916 | 22.5502
636 | 2289600 | 4.1451 | 20.9216 | 22.5561
637 | 2293200 | 4.1464 | 20.9273 | 22.5619
638 | 2296800 | 4.1478 | 20.9329 | 22.5678
639 | 2300400 | 4.1491 | 20.9385 | 22.5736
640 | 2304000 | 4.1505 | 20.9442 | 22.5794
641 | 2307600 | 4.1518 | 20.9498 | 22.5853
642 | 2311200 | 4.1532 | 20.9554 | 22.5911
643 | 2314800 | 4.1545 | 20.9611 | 22.5969
644 | 2318400 | 4.1558 | 20.9667 | 22.6027
645 | 2322000 | 4.1572 | 20.9723 | 22.6085
646 | 2325600 | 4.1585 | 20.9779 | 22.6144
647 | 2329200 | 4.1598 | 20.9835 | 22.6202
648 | 2332800 | 4.1612 | 20.9891 | 22.626
649 | 2336400 | 4.1625 | 20.9947 | 22.6318
650 | 2340000 | 4.1638 | 21.0003 | 22.6376
651 | 2343600 | 4.1651 | 21.0059 | 22.6434
652 | 2347200 | 4.1665 | 21.0115 | 22.6492
653 | 2350800 | 4.1678 | 21.0171 | 22.6549
654 | 2354400 | 4.1691 | 21.0227 | 22.6607
655 | 2358000 | 4.1704 | 21.0283 | 22.6665
656 | 2361600 | 4.1717 | 21.0339 | 22.6723
657 | 2365200 | 4.173 | 21.0395 | 22.6781
658 | 2368800 | 4.1743 | 21.045 | 22.6838
659 | 2372400 | 4.1756 | 21.0506 | 22.6896
660 | 2376000 | 4.1769 | 21.0562 | 22.6954
661 | 2379600 | 4.1782 | 21.0618 | 22.7011
662 | 2383200 | 4.1795 | 21.0673 | 22.7069
663 | 2386800 | 4.1808 | 21.0729 | 22.7126
664 | 2390400 | 4.1821 | 21.0784 | 22.7184
665 | 2394000 | 4.1834 | 21.084 | 22.7241
666 | 2397600 | 4.1846 | 21.0896 | 22.7299
667 | 2401200 | 4.1859 | 21.0951 | 22.7356
668 | 2404800 | 4.1872 | 21.1007 | 22.7414
669 | 2408400 | 4.1885 | 21.1062 | 22.7471
670 | 2412000 | 4.1898 | 21.1117 | 22.7528
671 | 2415600 | 4.191 | 21.1173 | 22.7586
672 | 2419200 | 4.1923 | 21.1228 | 22.7643
673 | 2422800 | 4.1936 | 21.1283 | 22.77
674 | 2426400 | 4.1948 | 21.1339 | 22.7757
675 | 2430000 | 4.1961 | 21.1394 | 22.7815
676 | 2433600 | 4.1974 | 21.1449 | 22.7872
677 | 2437200 | 4.1986 | 21.1505 | 22.7929
678 | 2440800 | 4.1999 | 21.156 | 22.7986
679 | 2444400 | 4.2011 | 21.1615 | 22.8043
680 | 2448000 | 4.2024 | 21.167 | 22.81
681 | 2451600 | 4.2036 | 21.1725 | 22.8157
682 | 2455200 | 4.2049 | 21.178 | 22.8214
683 | 2458800 | 4.2061 | 21.1835 | 22.8271
684 | 2462400 | 4.2074 | 21.189 | 22.8327
685 | 2466000 | 4.2086 | 21.1945 | 22.8384
686 | 2469600 | 4.2098 | 21.2 | 22.8441
687 | 2473200 | 4.2111 | 21.2055 | 22.8498
688 | 2476800 | 4.2123 | 21.211 | 22.8555
689 | 2480400 | 4.2135 | 21.2165 | 22.8611
690 | 2484000 | 4.2148 | 21.222 | 22.8668
691 | 2487600 | 4.216 | 21.2275 | 22.8725
692 | 2491200 | 4.2172 | 21.2329 | 22.8781
693 | 2494800 | 4.2185 | 21.2384 | 22.8838
694 | 2498400 | 4.2197 | 21.2439 | 22.8894
695 | 2502000 | 4.2209 | 21.2494 | 22.8951
696 | 2505600 | 4.2221 | 21.2548 | 22.9007
697 | 2509200 | 4.2233 | 21.2603 | 22.9064
698 | 2512800 | 4.2245 | 21.2657 | 22.912
699 | 2516400 | 4.2258 | 21.2712 | 22.9177
700 | 2520000 | 4.227 | 21.2767 | 22.9233
701 | 2523600 | 4.2282 | 21.2821 | 22.9289
702 | 2527200 | 4.2294 | 21.2876 | 22.9346
703 | 2530800 | 4.2306 | 21.293 | 22.9402
704 | 2534400 | 4.2318 | 21.2985 | 22.9458
705 | 2538000 | 4.233 | 21.3039 | 22.9514
706 | 2541600 | 4.2342 | 21.3093 | 22.9571
707 | 2545200 | 4.2354 | 21.3148 | 22.9627
708 | 2548800 | 4.2366 | 21.3202 | 22.9683
709 | 2552400 | 4.2377 | 21.3256 | 22.9739
710 | 2556000 | 4.2389 | 21.3311 | 22.9795
711 | 2559600 | 4.2401 | 21.3365 | 22.9851
712 | 2563200 | 4.2413 | 21.3419 | 22.9907
713 | 2566800 | 4.2425 | 21.3473 | 22.9963
714 | 2570400 | 4.2437 | 21.3527 | 23.0019
715 | 2574000 | 4.2448 | 21.3582 | 23.0075
716 | 2577600 | 4.246 | 21.3636 | 23.0131
717 | 2581200 | 4.2472 | 21.369 | 23.0186
718 | 2584800 | 4.2484 | 21.3744 | 23.0242
719 | 2588400 | 4.2495 | 21.3798 | 23.0298
720 | 2592000 | 4.2507 | 21.3852 | 23.0354
721 | 2595600 | 4.2519 | 21.3906 | 23.0409
722 | 2599200 | 4.253 | 21.396 | 23.0465
723 | 2602800 | 4.2542 | 21.4014 | 23.0521
724 | 2606400 | 4.2554 | 21.4068 | 23.0576
725 | 2610000 | 4.2565 | 21.4122 | 23.0632
726 | 2613600 | 4.2577 | 21.4175 | 23.0688
727 | 2617200 | 4.2588 | 21.4229 | 23.0743
728 | 2620800 | 4.26 | 21.4283 | 23.0799
729 | 2624400 | 4.2611 | 21.4337 | 23.0854
730 | 2628000 | 4.2623 | 21.4391 | 23.091
731 | 2631600 | 4.2634 | 21.4444 | 23.0965
732 | 2635200 | 4.2646 | 21.4498 | 23.102
733 | 2638800 | 4.2657 | 21.4552 | 23.1076
734 | 2642400 | 4.2669 | 21.4605 | 23.1131
735 | 2646000 | 4.268 | 21.4659 | 23.1186
736 | 2649600 | 4.2691 | 21.4712 | 23.1242
737 | 2653200 | 4.2703 | 21.4766 | 23.1297
738 | 2656800 | 4.2714 | 21.4819 | 23.1352
739 | 2660400 | 4.2725 | 21.4873 | 23.1407
740 | 2664000 | 4.2737 | 21.4926 | 23.1462
741 | 2667600 | 4.2748 | 21.498 | 23.1518
742 | 2671200 | 4.2759 | 21.5033 | 23.1573
743 | 2674800 | 4.277 | 21.5087 | 23.1628
744 | 2678400 | 4.2782 | 21.514 | 23.1683
745 | 2682000 | 4.2793 | 21.5193 | 23.1738
746 | 2685600 | 4.2804 | 21.5247 | 23.1793
747 | 2689200 | 4.2815 | 21.53 | 23.1848
748 | 2692800 | 4.2826 | 21.5353 | 23.1903
749 | 2696400 | 4.2837 | 21.5406 | 23.1957
750 | 2700000 | 4.2848 | 21.546 | 23.2012
751 | 2703600 | 4.286 | 21.5513 | 23.2067
752 | 2707200 | 4.2871 | 21.5566 | 23.2122
753 | 2710800 | 4.2882 | 21.5619 | 23.2177
754 | 2714400 | 4.2893 | 21.5672 | 23.2231
755 | 2718000 | 4.2904 | 21.5725 | 23.2286
756 | 2721600 | 4.2915 | 21.5778 | 23.2341
757 | 2725200 | 4.2926 | 21.5831 | 23.2396
758 | 2728800 | 4.2937 | 21.5884 | 23.245
759 | 2732400 | 4.2948 | 21.5937 | 23.2505
760 | 2736000 | 4.2959 | 21.599 | 23.2559
761 | 2739600 | 4.2969 | 21.6043 | 23.2614
762 | 2743200 | 4.298 | 21.6096 | 23.2668
763 | 2746800 | 4.2991 | 21.6149 | 23.2723
764 | 2750400 | 4.3002 | 21.6202 | 23.2777
765 | 2754000 | 4.3013 | 21.6255 | 23.2832
766 | 2757600 | 4.3024 | 21.6307 | 23.2886
767 | 2761200 | 4.3035 | 21.636 | 23.2941
768 | 2764800 | 4.3045 | 21.6413 | 23.2995
769 | 2768400 | 4.3056 | 21.6466 | 23.3049
770 | 2772000 | 4.3067 | 21.6518 | 23.3104
771 | 2775600 | 4.3078 | 21.6571 | 23.3158
772 | 2779200 | 4.3088 | 21.6624 | 23.3212
773 | 2782800 | 4.3099 | 21.6676 | 23.3266
774 | 2786400 | 4.311 | 21.6729 | 23.332
775 | 2790000 | 4.312 | 21.6781 | 23.3375
776 | 2793600 | 4.3131 | 21.6834 | 23.3429
777 | 2797200 | 4.3142 | 21.6887 | 23.3483
778 | 2800800 | 4.3152 | 21.6939 | 23.3537
779 | 2804400 | 4.3163 | 21.6991 | 23.3591
780 | 2808000 | 4.3173 | 21.7044 | 23.3645
781 | 2811600 | 4.3184 | 21.7096 | 23.3699
782 | 2815200 | 4.3195 | 21.7149 | 23.3753
783 | 2818800 | 4.3205 | 21.7201 | 23.3807
784 | 2822400 | 4.3216 | 21.7253 | 23.3861
785 | 2826000 | 4.3226 | 21.7306 | 23.3915
786 | 2829600 | 4.3237 | 21.7358 | 23.3968
787 | 2833200 | 4.3247 | 21.741 | 23.4022
788 | 2836800 | 4.3257 | 21.7463 | 23.4076
789 | 2840400 | 4.3268 | 21.7515 | 23.413
790 | 2844000 | 4.3278 | 21.7567 | 23.4184
791 | 2847600 | 4.3289 | 21.7619 | 23.4237
792 | 2851200 | 4.3299 | 21.7671 | 23.4291
793 | 2854800 | 4.3309 | 21.7723 | 23.4345
794 | 2858400 | 4.332 | 21.7775 | 23.4398
795 | 2862000 | 4.333 | 21.7828 | 23.4452
796 | 2865600 | 4.334 | 21.788 | 23.4505
797 | 2869200 | 4.3351 | 21.7932 | 23.4559
798 | 2872800 | 4.3361 | 21.7984 | 23.4613
799 | 2876400 | 4.3371 | 21.8036 | 23.4666
800 | 2880000 | 4.3382 | 21.8088 | 23.4719
801 | 2883600 | 4.3392 | 21.8139 | 23.4773
802 | 2887200 | 4.3402 | 21.8191 | 23.4826
803 | 2890800 | 4.3412 | 21.8243 | 23.488
804 | 2894400 | 4.3422 | 21.8295 | 23.4933
805 | 2898000 | 4.3433 | 21.8347 | 23.4986
806 | 2901600 | 4.3443 | 21.8399 | 23.504
807 | 2905200 | 4.3453 | 21.845 | 23.5093
808 | 2908800 | 4.3463 | 21.8502 | 23.5146
809 | 2912400 | 4.3473 | 21.8554 | 23.52
810 | 2916000 | 4.3483 | 21.8606 | 23.5253
811 | 2919600 | 4.3493 | 21.8657 | 23.5306
812 | 2923200 | 4.3503 | 21.8709 | 23.5359
813 | 2926800 | 4.3513 | 21.8761 | 23.5412
814 | 2930400 | 4.3523 | 21.8812 | 23.5465
815 | 2934000 | 4.3533 | 21.8864 | 23.5518
816 | 2937600 | 4.3543 | 21.8915 | 23.5571
817 | 2941200 | 4.3553 | 21.8967 | 23.5624
818 | 2944800 | 4.3563 | 21.9018 | 23.5677
819 | 2948400 | 4.3573 | 21.907 | 23.573
820 | 2952000 | 4.3583 | 21.9121 | 23.5783
821 | 2955600 | 4.3593 | 21.9173 | 23.5836
822 | 2959200 | 4.3603 | 21.9224 | 23.5889
823 | 2962800 | 4.3613 | 21.9276 | 23.5942
824 | 2966400 | 4.3623 | 21.9327 | 23.5995
825 | 2970000 | 4.3633 | 21.9378 | 23.6048
826 | 2973600 | 4.3643 | 21.943 | 23.61
827 | 2977200 | 4.3652 | 21.9481 | 23.6153
828 | 2980800 | 4.3662 | 21.9532 | 23.6206
829 | 2984400 | 4.3672 | 21.9584 | 23.6259
830 | 2988000 | 4.3682 | 21.9635 | 23.6311
831 | 2991600 | 4.3692 | 21.9686 | 23.6364
832 | 2995200 | 4.3701 | 21.9737 | 23.6417
833 | 2998800 | 4.3711 | 21.9788 | 23.6469
834 | 3002400 | 4.3721 | 21.9839 | 23.6522
835 | 3006000 | 4.3731 | 21.9891 | 23.6574
836 | 3009600 | 4.374 | 21.9942 | 23.6627
837 | 3013200 | 4.375 | 21.9993 | 23.6679
838 | 3016800 | 4.376 | 22.0044 | 23.6732
839 | 3020400 | 4.3769 | 22.0095 | 23.6784
840 | 3024000 | 4.3779 | 22.0146 | 23.6837
841 | 3027600 | 4.3789 | 22.0197 | 23.6889
842 | 3031200 | 4.3798 | 22.0248 | 23.6942
843 | 3034800 | 4.3808 | 22.0299 | 23.6994
844 | 3038400 | 4.3817 | 22.035 | 23.7046
845 | 3042000 | 4.3827 | 22.04 | 23.7099
846 | 3045600 | 4.3837 | 22.0451 | 23.7151
847 | 3049200 | 4.3846 | 22.0502 | 23.7203
848 | 3052800 | 4.3856 | 22.0553 | 23.7255
849 | 3056400 | 4.3865 | 22.0604 | 23.7308
850 | 3060000 | 4.3875 | 22.0655 | 23.736
851 | 3063600 | 4.3884 | 22.0705 | 23.7412
852 | 3067200 | 4.3894 | 22.0756 | 23.7464
853 | 3070800 | 4.3903 | 22.0807 | 23.7516
854 | 3074400 | 4.3912 | 22.0857 | 23.7568
855 | 3078000 | 4.3922 | 22.0908 | 23.762
856 | 3081600 | 4.3931 | 22.0959 | 23.7672
857 | 3085200 | 4.3941 | 22.1009 | 23.7724
858 | 3088800 | 4.395 | 22.106 | 23.7776
859 | 3092400 | 4.3959 | 22.111 | 23.7828
860 | 3096000 | 4.3969 | 22.1161 | 23.788
861 | 3099600 | 4.3978 | 22.1212 | 23.7932
862 | 3103200 | 4.3987 | 22.1262 | 23.7984
863 | 3106800 | 4.3997 | 22.1313 | 23.8036
864 | 3110400 | 4.4006 | 22.1363 | 23.8088
865 | 3114000 | 4.4015 | 22.1413 | 23.814
866 | 3117600 | 4.4025 | 22.1464 | 23.8191
867 | 3121200 | 4.4034 | 22.1514 | 23.8243
868 | 3124800 | 4.4043 | 22.1565 | 23.8295
869 | 3128400 | 4.4052 | 22.1615 | 23.8347
870 | 3132000 | 4.4062 | 22.1665 | 23.8398
871 | 3135600 | 4.4071 | 22.1716 | 23.845
872 | 3139200 | 4.408 | 22.1766 | 23.8502
873 | 3142800 | 4.4089 | 22.1816 | 23.8553
874 | 3146400 | 4.4098 | 22.1866 | 23.8605
875 | 3150000 | 4.4108 | 22.1917 | 23.8656
876 | 3153600 | 4.4117 | 22.1967 | 23.8708
877 | 3157200 | 4.4126 | 22.2017 | 23.8759
878 | 3160800 | 4.4135 | 22.2067 | 23.8811
879 | 3164400 | 4.4144 | 22.2117 | 23.8862
880 | 3168000 | 4.4153 | 22.2167 | 23.8914
881 | 3171600 | 4.4162 | 22.2217 | 23.8965
882 | 3175200 | 4.4171 | 22.2267 | 23.9017
883 | 3178800 | 4.418 | 22.2317 | 23.9068
884 | 3182400 | 4.4189 | 22.2367 | 23.9119
885 | 3186000 | 4.4198 | 22.2417 | 23.9171
886 | 3189600 | 4.4207 | 22.2467 | 23.9222
887 | 3193200 | 4.4216 | 22.2517 | 23.9273
888 | 3196800 | 4.4225 | 22.2567 | 23.9325
889 | 3200400 | 4.4234 | 22.2617 | 23.9376
890 | 3204000 | 4.4243 | 22.2667 | 23.9427
891 | 3207600 | 4.4252 | 22.2717 | 23.9478
892 | 3211200 | 4.4261 | 22.2767 | 23.9529
893 | 3214800 | 4.427 | 22.2817 | 23.9581
894 | 3218400 | 4.4279 | 22.2866 | 23.9632
895 | 3222000 | 4.4288 | 22.2916 | 23.9683
896 | 3225600 | 4.4297 | 22.2966 | 23.9734
897 | 3229200 | 4.4306 | 22.3016 | 23.9785
898 | 3232800 | 4.4315 | 22.3065 | 23.9836
899 | 3236400 | 4.4323 | 22.3115 | 23.9887
900 | 3240000 | 4.4332 | 22.3165 | 23.9938
901 | 3243600 | 4.4341 | 22.3214 | 23.9989
902 | 3247200 | 4.435 | 22.3264 | 24.004
903 | 3250800 | 4.4359 | 22.3314 | 24.0091
904 | 3254400 | 4.4367 | 22.3363 | 24.0142
905 | 3258000 | 4.4376 | 22.3413 | 24.0192
906 | 3261600 | 4.4385 | 22.3462 | 24.0243
907 | 3265200 | 4.4394 | 22.3512 | 24.0294
908 | 3268800 | 4.4402 | 22.3561 | 24.0345
909 | 3272400 | 4.4411 | 22.3611 | 24.0396
910 | 3276000 | 4.442 | 22.366 | 24.0446
911 | 3279600 | 4.4429 | 22.371 | 24.0497
912 | 3283200 | 4.4437 | 22.3759 | 24.0548
913 | 3286800 | 4.4446 | 22.3808 | 24.0599
914 | 3290400 | 4.4455 | 22.3858 | 24.0649
915 | 3294000 | 4.4463 | 22.3907 | 24.07
916 | 3297600 | 4.4472 | 22.3957 | 24.075
917 | 3301200 | 4.448 | 22.4006 | 24.0801
918 | 3304800 | 4.4489 | 22.4055 | 24.0852
919 | 3308400 | 4.4498 | 22.4104 | 24.0902
920 | 3312000 | 4.4506 | 22.4154 | 24.0953
921 | 3315600 | 4.4515 | 22.4203 | 24.1003
922 | 3319200 | 4.4523 | 22.4252 | 24.1054
923 | 3322800 | 4.4532 | 22.4301 | 24.1104
924 | 3326400 | 4.4541 | 22.435 | 24.1155
925 | 3330000 | 4.4549 | 22.44 | 24.1205
926 | 3333600 | 4.4558 | 22.4449 | 24.1255
927 | 3337200 | 4.4566 | 22.4498 | 24.1306
928 | 3340800 | 4.4575 | 22.4547 | 24.1356
929 | 3344400 | 4.4583 | 22.4596 | 24.1406
930 | 3348000 | 4.4592 | 22.4645 | 24.1457
931 | 3351600 | 4.46 | 22.4694 | 24.1507
932 | 3355200 | 4.4608 | 22.4743 | 24.1557
933 | 3358800 | 4.4617 | 22.4792 | 24.1607
934 | 3362400 | 4.4625 | 22.4841 | 24.1658
935 | 3366000 | 4.4634 | 22.489 | 24.1708
936 | 3369600 | 4.4642 | 22.4939 | 24.1758
937 | 3373200 | 4.465 | 22.4988 | 24.1808
938 | 3376800 | 4.4659 | 22.5037 | 24.1858
939 | 3380400 | 4.4667 | 22.5085 | 24.1908
940 | 3384000 | 4.4676 | 22.5134 | 24.1958
941 | 3387600 | 4.4684 | 22.5183 | 24.2008
942 | 3391200 | 4.4692 | 22.5232 | 24.2058
943 | 3394800 | 4.4701 | 22.5281 | 24.2108
944 | 3398400 | 4.4709 | 22.5329 | 24.2158
945 | 3402000 | 4.4717 | 22.5378 | 24.2208
946 | 3405600 | 4.4725 | 22.5427 | 24.2258
947 | 3409200 | 4.4734 | 22.5476 | 24.2308
948 | 3412800 | 4.4742 | 22.5524 | 24.2358
949 | 3416400 | 4.475 | 22.5573 | 24.2408
950 | 3420000 | 4.4758 | 22.5621 | 24.2458
951 | 3423600 | 4.4767 | 22.567 | 24.2508
952 | 3427200 | 4.4775 | 22.5719 | 24.2558
953 | 3430800 | 4.4783 | 22.5767 | 24.2607
954 | 3434400 | 4.4791 | 22.5816 | 24.2657
955 | 3438000 | 4.48 | 22.5864 | 24.2707
956 | 3441600 | 4.4808 | 22.5913 | 24.2757
957 | 3445200 | 4.4816 | 22.5961 | 24.2806
958 | 3448800 | 4.4824 | 22.601 | 24.2856
959 | 3452400 | 4.4832 | 22.6058 | 24.2906
960 | 3456000 | 4.484 | 22.6107 | 24.2955
961 | 3459600 | 4.4848 | 22.6155 | 24.3005
962 | 3463200 | 4.4857 | 22.6204 | 24.3055
963 | 3466800 | 4.4865 | 22.6252 | 24.3104
964 | 3470400 | 4.4873 | 22.63 | 24.3154
965 | 3474000 | 4.4881 | 22.6349 | 24.3203
966 | 3477600 | 4.4889 | 22.6397 | 24.3253
967 | 3481200 | 4.4897 | 22.6445 | 24.3302
968 | 3484800 | 4.4905 | 22.6493 | 24.3352
969 | 3488400 | 4.4913 | 22.6542 | 24.3401
970 | 3492000 | 4.4921 | 22.659 | 24.3451
971 | 3495600 | 4.4929 | 22.6638 | 24.35
972 | 3499200 | 4.4937 | 22.6686 | 24.3549
973 | 3502800 | 4.4945 | 22.6735 | 24.3599
974 | 3506400 | 4.4953 | 22.6783 | 24.3648
975 | 3510000 | 4.4961 | 22.6831 | 24.3697
976 | 3513600 | 4.4969 | 22.6879 | 24.3747
977 | 3517200 | 4.4977 | 22.6927 | 24.3796
978 | 3520800 | 4.4985 | 22.6975 | 24.3845
979 | 3524400 | 4.4993 | 22.7023 | 24.3894
980 | 3528000 | 4.5001 | 22.7071 | 24.3944
981 | 3531600 | 4.5009 | 22.7119 | 24.3993
982 | 3535200 | 4.5016 | 22.7167 | 24.4042
983 | 3538800 | 4.5024 | 22.7215 | 24.4091
984 | 3542400 | 4.5032 | 22.7263 | 24.414
985 | 3546000 | 4.504 | 22.7311 | 24.4189
986 | 3549600 | 4.5048 | 22.7359 | 24.4238
987 | 3553200 | 4.5056 | 22.7407 | 24.4288
988 | 3556800 | 4.5064 | 22.7455 | 24.4337
989 | 3560400 | 4.5071 | 22.7503 | 24.4386
990 | 3564000 | 4.5079 | 22.7551 | 24.4435
991 | 3567600 | 4.5087 | 22.7598 | 24.4484
992 | 3571200 | 4.5095 | 22.7646 | 24.4533
993 | 3574800 | 4.5103 | 22.7694 | 24.4582
994 | 3578400 | 4.511 | 22.7742 | 24.463
995 | 3582000 | 4.5118 | 22.779 | 24.4679
996 | 3585600 | 4.5126 | 22.7837 | 24.4728
997 | 3589200 | 4.5134 | 22.7885 | 24.4777
998 | 3592800 | 4.5141 | 22.7933 | 24.4826
999 | 3596400 | 4.5149 | 22.798 | 24.4875
1000 | 3600000 | 4.5157 | 22.8028 | 24.4924
1001 | 3603600 | 4.5165 | 22.8076 | 24.4972
1002 | 3607200 | 4.5172 | 22.8123 | 24.5021
1003 | 3610800 | 4.518 | 22.8171 | 24.507
1004 | 3614400 | 4.5188 | 22.8219 | 24.5119
1005 | 3618000 | 4.5195 | 22.8266 | 24.5167
1006 | 3621600 | 4.5203 | 22.8314 | 24.5216
1007 | 3625200 | 4.5211 | 22.8361 | 24.5265
1008 | 3628800 | 4.5218 | 22.8409 | 24.5313
1009 | 3632400 | 4.5226 | 22.8456 | 24.5362
1010 | 3636000 | 4.5233 | 22.8504 | 24.5411
1011 | 3639600 | 4.5241 | 22.8551 | 24.5459
1012 | 3643200 | 4.5249 | 22.8599 | 24.5508
1013 | 3646800 | 4.5256 | 22.8646 | 24.5556
1014 | 3650400 | 4.5264 | 22.8693 | 24.5605
1015 | 3654000 | 4.5271 | 22.8741 | 24.5653
1016 | 3657600 | 4.5279 | 22.8788 | 24.5702
1017 | 3661200 | 4.5286 | 22.8835 | 24.575
1018 | 3664800 | 4.5294 | 22.8883 | 24.5799
1019 | 3668400 | 4.5301 | 22.893 | 24.5847
1020 | 3672000 | 4.5309 | 22.8977 | 24.5895
1021 | 3675600 | 4.5316 | 22.9025 | 24.5944
1022 | 3679200 | 4.5324 | 22.9072 | 24.5992
1023 | 3682800 | 4.5331 | 22.9119 | 24.6041
1024 | 3686400 | 4.5339 | 22.9166 | 24.6089
1025 | 3690000 | 4.5346 | 22.9213 | 24.6137
1026 | 3693600 | 4.5354 | 22.9261 | 24.6185
1027 | 3697200 | 4.5361 | 22.9308 | 24.6234
1028 | 3700800 | 4.5369 | 22.9355 | 24.6282
1029 | 3704400 | 4.5376 | 22.9402 | 24.633
1030 | 3708000 | 4.5384 | 22.9449 | 24.6378
1031 | 3711600 | 4.5391 | 22.9496 | 24.6427
1032 | 3715200 | 4.5398 | 22.9543 | 24.6475
1033 | 3718800 | 4.5406 | 22.959 | 24.6523
1034 | 3722400 | 4.5413 | 22.9637 | 24.6571
1035 | 3726000 | 4.5421 | 22.9684 | 24.6619
1036 | 3729600 | 4.5428 | 22.9731 | 24.6667
1037 | 3733200 | 4.5435 | 22.9778 | 24.6715
1038 | 3736800 | 4.5443 | 22.9825 | 24.6763
1039 | 3740400 | 4.545 | 22.9872 | 24.6811
1040 | 3744000 | 4.5457 | 22.9919 | 24.6859
1041 | 3747600 | 4.5465 | 22.9966 | 24.6907
1042 | 3751200 | 4.5472 | 23.0013 | 24.6955
1043 | 3754800 | 4.5479 | 23.006 | 24.7003
1044 | 3758400 | 4.5486 | 23.0107 | 24.7051
1045 | 3762000 | 4.5494 | 23.0154 | 24.7099
1046 | 3765600 | 4.5501 | 23.02 | 24.7147
1047 | 3769200 | 4.5508 | 23.0247 | 24.7195
1048 | 3772800 | 4.5516 | 23.0294 | 24.7243
1049 | 3776400 | 4.5523 | 23.0341 | 24.729
1050 | 3780000 | 4.553 | 23.0387 | 24.7338
1051 | 3783600 | 4.5537 | 23.0434 | 24.7386
1052 | 3787200 | 4.5544 | 23.0481 | 24.7434
1053 | 3790800 | 4.5552 | 23.0528 | 24.7482
1054 | 3794400 | 4.5559 | 23.0574 | 24.7529
1055 | 3798000 | 4.5566 | 23.0621 | 24.7577
1056 | 3801600 | 4.5573 | 23.0667 | 24.7625
1057 | 3805200 | 4.558 | 23.0714 | 24.7672
1058 | 3808800 | 4.5588 | 23.0761 | 24.772
1059 | 3812400 | 4.5595 | 23.0807 | 24.7768
1060 | 3816000 | 4.5602 | 23.0854 | 24.7815
1061 | 3819600 | 4.5609 | 23.09 | 24.7863
1062 | 3823200 | 4.5616 | 23.0947 | 24.7911
1063 | 3826800 | 4.5623 | 23.0993 | 24.7958
1064 | 3830400 | 4.563 | 23.104 | 24.8006
1065 | 3834000 | 4.5638 | 23.1086 | 24.8053
1066 | 3837600 | 4.5645 | 23.1133 | 24.8101
1067 | 3841200 | 4.5652 | 23.1179 | 24.8148
1068 | 3844800 | 4.5659 | 23.1226 | 24.8196
1069 | 3848400 | 4.5666 | 23.1272 | 24.8243
1070 | 3852000 | 4.5673 | 23.1319 | 24.8291
1071 | 3855600 | 4.568 | 23.1365 | 24.8338
1072 | 3859200 | 4.5687 | 23.1411 | 24.8385
1073 | 3862800 | 4.5694 | 23.1458 | 24.8433
1074 | 3866400 | 4.5701 | 23.1504 | 24.848
1075 | 3870000 | 4.5708 | 23.155 | 24.8527
1076 | 3873600 | 4.5715 | 23.1596 | 24.8575
1077 | 3877200 | 4.5722 | 23.1643 | 24.8622
1078 | 3880800 | 4.5729 | 23.1689 | 24.8669
1079 | 3884400 | 4.5736 | 23.1735 | 24.8717
1080 | 3888000 | 4.5743 | 23.1781 | 24.8764
1081 | 3891600 | 4.575 | 23.1828 | 24.8811
1082 | 3895200 | 4.5757 | 23.1874 | 24.8858
1083 | 3898800 | 4.5764 | 23.192 | 24.8906
1084 | 3902400 | 4.5771 | 23.1966 | 24.8953
1085 | 3906000 | 4.5778 | 23.2012 | 24.9
1086 | 3909600 | 4.5785 | 23.2058 | 24.9047
1087 | 3913200 | 4.5792 | 23.2104 | 24.9094
1088 | 3916800 | 4.5799 | 23.2151 | 24.9141
1089 | 3920400 | 4.5805 | 23.2197 | 24.9188
1090 | 3924000 | 4.5812 | 23.2243 | 24.9235
1091 | 3927600 | 4.5819 | 23.2289 | 24.9282
1092 | 3931200 | 4.5826 | 23.2335 | 24.9329
1093 | 3934800 | 4.5833 | 23.2381 | 24.9376
1094 | 3938400 | 4.584 | 23.2427 | 24.9423
1095 | 3942000 | 4.5847 | 23.2473 | 24.947
1096 | 3945600 | 4.5853 | 23.2519 | 24.9517
1097 | 3949200 | 4.586 | 23.2564 | 24.9564
1098 | 3952800 | 4.5867 | 23.261 | 24.9611
1099 | 3956400 | 4.5874 | 23.2656 | 24.9658
1100 | 3960000 | 4.5881 | 23.2702 | 24.9705
1101 | 3963600 | 4.5888 | 23.2748 | 24.9752
1102 | 3967200 | 4.5894 | 23.2794 | 24.9799
1103 | 3970800 | 4.5901 | 23.284 | 24.9846
1104 | 3974400 | 4.5908 | 23.2885 | 24.9892
1105 | 3978000 | 4.5915 | 23.2931 | 24.9939
1106 | 3981600 | 4.5921 | 23.2977 | 24.9986
1107 | 3985200 | 4.5928 | 23.3023 | 25.0033
1108 | 3988800 | 4.5935 | 23.3069 | 25.0079
1109 | 3992400 | 4.5942 | 23.3114 | 25.0126
1110 | 3996000 | 4.5948 | 23.316 | 25.0173
1111 | 3999600 | 4.5955 | 23.3206 | 25.0219
1112 | 4003200 | 4.5962 | 23.3251 | 25.0266
1113 | 4006800 | 4.5968 | 23.3297 | 25.0313
1114 | 4010400 | 4.5975 | 23.3343 | 25.0359
1115 | 4014000 | 4.5982 | 23.3388 | 25.0406
1116 | 4017600 | 4.5989 | 23.3434 | 25.0453
1117 | 4021200 | 4.5995 | 23.3479 | 25.0499
1118 | 4024800 | 4.6002 | 23.3525 | 25.0546
1119 | 4028400 | 4.6009 | 23.3571 | 25.0592
1120 | 4032000 | 4.6015 | 23.3616 | 25.0639
1121 | 4035600 | 4.6022 | 23.3662 | 25.0685
1122 | 4039200 | 4.6028 | 23.3707 | 25.0732
1123 | 4042800 | 4.6035 | 23.3753 | 25.0778
1124 | 4046400 | 4.6042 | 23.3798 | 25.0825
1125 | 4050000 | 4.6048 | 23.3844 | 25.0871
1126 | 4053600 | 4.6055 | 23.3889 | 25.0918
1127 | 4057200 | 4.6062 | 23.3934 | 25.0964
1128 | 4060800 | 4.6068 | 23.398 | 25.101
1129 | 4064400 | 4.6075 | 23.4025 | 25.1057
1130 | 4068000 | 4.6081 | 23.4071 | 25.1103
1131 | 4071600 | 4.6088 | 23.4116 | 25.1149
1132 | 4075200 | 4.6094 | 23.4161 | 25.1196
1133 | 4078800 | 4.6101 | 23.4207 | 25.1242
1134 | 4082400 | 4.6107 | 23.4252 | 25.1288
1135 | 4086000 | 4.6114 | 23.4297 | 25.1335
1136 | 4089600 | 4.612 | 23.4342 | 25.1381
1137 | 4093200 | 4.6127 | 23.4388 | 25.1427
1138 | 4096800 | 4.6134 | 23.4433 | 25.1473
1139 | 4100400 | 4.614 | 23.4478 | 25.1519
1140 | 4104000 | 4.6147 | 23.4523 | 25.1566
1141 | 4107600 | 4.6153 | 23.4569 | 25.1612
1142 | 4111200 | 4.6159 | 23.4614 | 25.1658
1143 | 4114800 | 4.6166 | 23.4659 | 25.1704
1144 | 4118400 | 4.6172 | 23.4704 | 25.175
1145 | 4122000 | 4.6179 | 23.4749 | 25.1796
1146 | 4125600 | 4.6185 | 23.4794 | 25.1842
1147 | 4129200 | 4.6192 | 23.4839 | 25.1888
1148 | 4132800 | 4.6198 | 23.4885 | 25.1934
1149 | 4136400 | 4.6205 | 23.493 | 25.198
1150 | 4140000 | 4.6211 | 23.4975 | 25.2026
1151 | 4143600 | 4.6217 | 23.502 | 25.2072
1152 | 4147200 | 4.6224 | 23.5065 | 25.2118
1153 | 4150800 | 4.623 | 23.511 | 25.2164
1154 | 4154400 | 4.6237 | 23.5155 | 25.221
1155 | 4158000 | 4.6243 | 23.52 | 25.2256
1156 | 4161600 | 4.6249 | 23.5245 | 25.2302
1157 | 4165200 | 4.6256 | 23.529 | 25.2348
1158 | 4168800 | 4.6262 | 23.5334 | 25.2394
1159 | 4172400 | 4.6268 | 23.5379 | 25.244
1160 | 4176000 | 4.6275 | 23.5424 | 25.2485
1161 | 4179600 | 4.6281 | 23.5469 | 25.2531
1162 | 4183200 | 4.6287 | 23.5514 | 25.2577
1163 | 4186800 | 4.6294 | 23.5559 | 25.2623
1164 | 4190400 | 4.63 | 23.5604 | 25.2669
1165 | 4194000 | 4.6306 | 23.5648 | 25.2714
1166 | 4197600 | 4.6313 | 23.5693 | 25.276
1167 | 4201200 | 4.6319 | 23.5738 | 25.2806
1168 | 4204800 | 4.6325 | 23.5783 | 25.2852
1169 | 4208400 | 4.6332 | 23.5828 | 25.2897
1170 | 4212000 | 4.6338 | 23.5872 | 25.2943
1171 | 4215600 | 4.6344 | 23.5917 | 25.2989
1172 | 4219200 | 4.635 | 23.5962 | 25.3034
1173 | 4222800 | 4.6357 | 23.6006 | 25.308
1174 | 4226400 | 4.6363 | 23.6051 | 25.3125
1175 | 4230000 | 4.6369 | 23.6096 | 25.3171
1176 | 4233600 | 4.6375 | 23.614 | 25.3216
1177 | 4237200 | 4.6382 | 23.6185 | 25.3262
1178 | 4240800 | 4.6388 | 23.623 | 25.3308
1179 | 4244400 | 4.6394 | 23.6274 | 25.3353
1180 | 4248000 | 4.64 | 23.6319 | 25.3399
1181 | 4251600 | 4.6406 | 23.6363 | 25.3444
1182 | 4255200 | 4.6413 | 23.6408 | 25.349
1183 | 4258800 | 4.6419 | 23.6452 | 25.3535
1184 | 4262400 | 4.6425 | 23.6497 | 25.358
1185 | 4266000 | 4.6431 | 23.6541 | 25.3626
1186 | 4269600 | 4.6437 | 23.6586 | 25.3671
1187 | 4273200 | 4.6443 | 23.663 | 25.3717
1188 | 4276800 | 4.645 | 23.6675 | 25.3762
1189 | 4280400 | 4.6456 | 23.6719 | 25.3807
1190 | 4284000 | 4.6462 | 23.6764 | 25.3853
1191 | 4287600 | 4.6468 | 23.6808 | 25.3898
1192 | 4291200 | 4.6474 | 23.6853 | 25.3943
1193 | 4294800 | 4.648 | 23.6897 | 25.3989
1194 | 4298400 | 4.6486 | 23.6941 | 25.4034
1195 | 4302000 | 4.6492 | 23.6986 | 25.4079
1196 | 4305600 | 4.6499 | 23.703 | 25.4124
1197 | 4309200 | 4.6505 | 23.7074 | 25.4169
1198 | 4312800 | 4.6511 | 23.7119 | 25.4215
1199 | 4316400 | 4.6517 | 23.7163 | 25.426
1200 | 4320000 | 4.6523 | 23.7207 | 25.4305
1201 | 4323600 | 4.6529 | 23.7251 | 25.435
1202 | 4327200 | 4.6535 | 23.7296 | 25.4395
1203 | 4330800 | 4.6541 | 23.734 | 25.444
1204 | 4334400 | 4.6547 | 23.7384 | 25.4486
1205 | 4338000 | 4.6553 | 23.7428 | 25.4531
1206 | 4341600 | 4.6559 | 23.7472 | 25.4576
1207 | 4345200 | 4.6565 | 23.7517 | 25.4621
1208 | 4348800 | 4.6571 | 23.7561 | 25.4666
1209 | 4352400 | 4.6577 | 23.7605 | 25.4711
1210 | 4356000 | 4.6583 | 23.7649 | 25.4756
1211 | 4359600 | 4.6589 | 23.7693 | 25.4801
1212 | 4363200 | 4.6595 | 23.7737 | 25.4846
1213 | 4366800 | 4.6601 | 23.7781 | 25.4891
1214 | 4370400 | 4.6607 | 23.7825 | 25.4936
1215 | 4374000 | 4.6613 | 23.7869 | 25.4981
1216 | 4377600 | 4.6619 | 23.7913 | 25.5026
1217 | 4381200 | 4.6625 | 23.7957 | 25.507
1218 | 4384800 | 4.6631 | 23.8001 | 25.5115
1219 | 4388400 | 4.6637 | 23.8045 | 25.516
1220 | 4392000 | 4.6643 | 23.8089 | 25.5205
1221 | 4395600 | 4.6649 | 23.8133 | 25.525
1222 | 4399200 | 4.6655 | 23.8177 | 25.5295
1223 | 4402800 | 4.6661 | 23.8221 | 25.5339
1224 | 4406400 | 4.6666 | 23.8265 | 25.5384
1225 | 4410000 | 4.6672 | 23.8309 | 25.5429
1226 | 4413600 | 4.6678 | 23.8353 | 25.5474
1227 | 4417200 | 4.6684 | 23.8397 | 25.5519
1228 | 4420800 | 4.669 | 23.8441 | 25.5563
1229 | 4424400 | 4.6696 | 23.8484 | 25.5608
1230 | 4428000 | 4.6702 | 23.8528 | 25.5653
1231 | 4431600 | 4.6708 | 23.8572 | 25.5697
1232 | 4435200 | 4.6713 | 23.8616 | 25.5742
1233 | 4438800 | 4.6719 | 23.866 | 25.5787
1234 | 4442400 | 4.6725 | 23.8703 | 25.5831
1235 | 4446000 | 4.6731 | 23.8747 | 25.5876
1236 | 4449600 | 4.6737 | 23.8791 | 25.592
1237 | 4453200 | 4.6743 | 23.8835 | 25.5965
1238 | 4456800 | 4.6748 | 23.8878 | 25.601
1239 | 4460400 | 4.6754 | 23.8922 | 25.6054
1240 | 4464000 | 4.676 | 23.8966 | 25.6099
1241 | 4467600 | 4.6766 | 23.9009 | 25.6143
1242 | 4471200 | 4.6772 | 23.9053 | 25.6188
1243 | 4474800 | 4.6777 | 23.9097 | 25.6232
1244 | 4478400 | 4.6783 | 23.914 | 25.6277
1245 | 4482000 | 4.6789 | 23.9184 | 25.6321
1246 | 4485600 | 4.6795 | 23.9227 | 25.6366
1247 | 4489200 | 4.6801 | 23.9271 | 25.641
1248 | 4492800 | 4.6806 | 23.9314 | 25.6454
1249 | 4496400 | 4.6812 | 23.9358 | 25.6499
1250 | 4500000 | 4.6818 | 23.9402 | 25.6543
1251 | 4503600 | 4.6824 | 23.9445 | 25.6588
1252 | 4507200 | 4.6829 | 23.9489 | 25.6632
1253 | 4510800 | 4.6835 | 23.9532 | 25.6676
1254 | 4514400 | 4.6841 | 23.9576 | 25.6721
1255 | 4518000 | 4.6846 | 23.9619 | 25.6765
1256 | 4521600 | 4.6852 | 23.9662 | 25.6809
1257 | 4525200 | 4.6858 | 23.9706 | 25.6853
1258 | 4528800 | 4.6864 | 23.9749 | 25.6898
1259 | 4532400 | 4.6869 | 23.9793 | 25.6942
1260 | 4536000 | 4.6875 | 23.9836 | 25.6986
1261 | 4539600 | 4.6881 | 23.9879 | 25.703
1262 | 4543200 | 4.6886 | 23.9923 | 25.7074
1263 | 4546800 | 4.6892 | 23.9966 | 25.7119
1264 | 4550400 | 4.6898 | 24.0009 | 25.7163
1265 | 4554000 | 4.6903 | 24.0053 | 25.7207
1266 | 4557600 | 4.6909 | 24.0096 | 25.7251
1267 | 4561200 | 4.6915 | 24.0139 | 25.7295
1268 | 4564800 | 4.692 | 24.0183 | 25.7339
1269 | 4568400 | 4.6926 | 24.0226 | 25.7383
1270 | 4572000 | 4.6931 | 24.0269 | 25.7428
1271 | 4575600 | 4.6937 | 24.0312 | 25.7472
1272 | 4579200 | 4.6943 | 24.0356 | 25.7516
1273 | 4582800 | 4.6948 | 24.0399 | 25.756
1274 | 4586400 | 4.6954 | 24.0442 | 25.7604
1275 | 4590000 | 4.6959 | 24.0485 | 25.7648
1276 | 4593600 | 4.6965 | 24.0528 | 25.7692
1277 | 4597200 | 4.6971 | 24.0571 | 25.7736
1278 | 4600800 | 4.6976 | 24.0615 | 25.778
1279 | 4604400 | 4.6982 | 24.0658 | 25.7824
1280 | 4608000 | 4.6987 | 24.0701 | 25.7867
1281 | 4611600 | 4.6993 | 24.0744 | 25.7911
1282 | 4615200 | 4.6998 | 24.0787 | 25.7955
1283 | 4618800 | 4.7004 | 24.083 | 25.7999
1284 | 4622400 | 4.701 | 24.0873 | 25.8043
1285 | 4626000 | 4.7015 | 24.0916 | 25.8087
1286 | 4629600 | 4.7021 | 24.0959 | 25.8131
1287 | 4633200 | 4.7026 | 24.1002 | 25.8174
1288 | 4636800 | 4.7032 | 24.1045 | 25.8218
1289 | 4640400 | 4.7037 | 24.1088 | 25.8262
1290 | 4644000 | 4.7043 | 24.1131 | 25.8306
1291 | 4647600 | 4.7048 | 24.1174 | 25.835
1292 | 4651200 | 4.7054 | 24.1217 | 25.8393
1293 | 4654800 | 4.7059 | 24.126 | 25.8437
1294 | 4658400 | 4.7065 | 24.1303 | 25.8481
1295 | 4662000 | 4.707 | 24.1346 | 25.8525
1296 | 4665600 | 4.7076 | 24.1388 | 25.8568
1297 | 4669200 | 4.7081 | 24.1431 | 25.8612
1298 | 4672800 | 4.7087 | 24.1474 | 25.8656
1299 | 4676400 | 4.7092 | 24.1517 | 25.8699
1300 | 4680000 | 4.7097 | 24.156 | 25.8743
1301 | 4683600 | 4.7103 | 24.1603 | 25.8786
1302 | 4687200 | 4.7108 | 24.1645 | 25.883
1303 | 4690800 | 4.7114 | 24.1688 | 25.8874
1304 | 4694400 | 4.7119 | 24.1731 | 25.8917
1305 | 4698000 | 4.7125 | 24.1774 | 25.8961
1306 | 4701600 | 4.713 | 24.1816 | 25.9004
1307 | 4705200 | 4.7135 | 24.1859 | 25.9048
1308 | 4708800 | 4.7141 | 24.1902 | 25.9091
1309 | 4712400 | 4.7146 | 24.1945 | 25.9135
1310 | 4716000 | 4.7152 | 24.1987 | 25.9178
1311 | 4719600 | 4.7157 | 24.203 | 25.9222
1312 | 4723200 | 4.7162 | 24.2073 | 25.9265
1313 | 4726800 | 4.7168 | 24.2115 | 25.9309
1314 | 4730400 | 4.7173 | 24.2158 | 25.9352
1315 | 4734000 | 4.7178 | 24.2201 | 25.9395
1316 | 4737600 | 4.7184 | 24.2243 | 25.9439
1317 | 4741200 | 4.7189 | 24.2286 | 25.9482
1318 | 4744800 | 4.7195 | 24.2328 | 25.9526
1319 | 4748400 | 4.72 | 24.2371 | 25.9569
1320 | 4752000 | 4.7205 | 24.2413 | 25.9612
1321 | 4755600 | 4.7211 | 24.2456 | 25.9656
1322 | 4759200 | 4.7216 | 24.2498 | 25.9699
1323 | 4762800 | 4.7221 | 24.2541 | 25.9742
1324 | 4766400 | 4.7227 | 24.2583 | 25.9786
1325 | 4770000 | 4.7232 | 24.2626 | 25.9829
1326 | 4773600 | 4.7237 | 24.2668 | 25.9872
1327 | 4777200 | 4.7242 | 24.2711 | 25.9915
1328 | 4780800 | 4.7248 | 24.2753 | 25.9959
1329 | 4784400 | 4.7253 | 24.2796 | 26.0002
1330 | 4788000 | 4.7258 | 24.2838 | 26.0045
1331 | 4791600 | 4.7264 | 24.2881 | 26.0088
1332 | 4795200 | 4.7269 | 24.2923 | 26.0131
1333 | 4798800 | 4.7274 | 24.2965 | 26.0174
1334 | 4802400 | 4.7279 | 24.3008 | 26.0218
1335 | 4806000 | 4.7285 | 24.305 | 26.0261
1336 | 4809600 | 4.729 | 24.3092 | 26.0304
1337 | 4813200 | 4.7295 | 24.3135 | 26.0347
1338 | 4816800 | 4.73 | 24.3177 | 26.039
1339 | 4820400 | 4.7306 | 24.3219 | 26.0433
1340 | 4824000 | 4.7311 | 24.3262 | 26.0476
1341 | 4827600 | 4.7316 | 24.3304 | 26.0519
1342 | 4831200 | 4.7321 | 24.3346 | 26.0562
1343 | 4834800 | 4.7327 | 24.3388 | 26.0605
1344 | 4838400 | 4.7332 | 24.3431 | 26.0648
1345 | 4842000 | 4.7337 | 24.3473 | 26.0691
1346 | 4845600 | 4.7342 | 24.3515 | 26.0734
1347 | 4849200 | 4.7347 | 24.3557 | 26.0777
1348 | 4852800 | 4.7353 | 24.3599 | 26.082
1349 | 4856400 | 4.7358 | 24.3642 | 26.0863
1350 | 4860000 | 4.7363 | 24.3684 | 26.0906
1351 | 4863600 | 4.7368 | 24.3726 | 26.0949
1352 | 4867200 | 4.7373 | 24.3768 | 26.0992
1353 | 4870800 | 4.7378 | 24.381 | 26.1035
1354 | 4874400 | 4.7384 | 24.3852 | 26.1077
1355 | 4878000 | 4.7389 | 24.3894 | 26.112
1356 | 4881600 | 4.7394 | 24.3936 | 26.1163
1357 | 4885200 | 4.7399 | 24.3978 | 26.1206
1358 | 4888800 | 4.7404 | 24.402 | 26.1249
1359 | 4892400 | 4.7409 | 24.4062 | 26.1292
1360 | 4896000 | 4.7414 | 24.4104 | 26.1334
1361 | 4899600 | 4.742 | 24.4146 | 26.1377
1362 | 4903200 | 4.7425 | 24.4188 | 26.142
1363 | 4906800 | 4.743 | 24.423 | 26.1463
1364 | 4910400 | 4.7435 | 24.4272 | 26.1505
1365 | 4914000 | 4.744 | 24.4314 | 26.1548
1366 | 4917600 | 4.7445 | 24.4356 | 26.1591
1367 | 4921200 | 4.745 | 24.4398 | 26.1633
1368 | 4924800 | 4.7455 | 24.444 | 26.1676
1369 | 4928400 | 4.746 | 24.4482 | 26.1719
1370 | 4932000 | 4.7465 | 24.4524 | 26.1761
1371 | 4935600 | 4.747 | 24.4566 | 26.1804
1372 | 4939200 | 4.7476 | 24.4608 | 26.1847
1373 | 4942800 | 4.7481 | 24.465 | 26.1889
1374 | 4946400 | 4.7486 | 24.4691 | 26.1932
1375 | 4950000 | 4.7491 | 24.4733 | 26.1974
1376 | 4953600 | 4.7496 | 24.4775 | 26.2017
1377 | 4957200 | 4.7501 | 24.4817 | 26.2059
1378 | 4960800 | 4.7506 | 24.4859 | 26.2102
1379 | 4964400 | 4.7511 | 24.49 | 26.2144
1380 | 4968000 | 4.7516 | 24.4942 | 26.2187
1381 | 4971600 | 4.7521 | 24.4984 | 26.2229
1382 | 4975200 | 4.7526 | 24.5026 | 26.2272
1383 | 4978800 | 4.7531 | 24.5067 | 26.2314
1384 | 4982400 | 4.7536 | 24.5109 | 26.2357
1385 | 4986000 | 4.7541 | 24.5151 | 26.2399
1386 | 4989600 | 4.7546 | 24.5192 | 26.2442
1387 | 4993200 | 4.7551 | 24.5234 | 26.2484
1388 | 4996800 | 4.7556 | 24.5276 | 26.2527
1389 | 5000400 | 4.7561 | 24.5317 | 26.2569
1390 | 5004000 | 4.7566 | 24.5359 | 26.2611
1391 | 5007600 | 4.7571 | 24.5401 | 26.2654
1392 | 5011200 | 4.7576 | 24.5442 | 26.2696
1393 | 5014800 | 4.7581 | 24.5484 | 26.2738
1394 | 5018400 | 4.7586 | 24.5525 | 26.2781
1395 | 5022000 | 4.7591 | 24.5567 | 26.2823
1396 | 5025600 | 4.7596 | 24.5609 | 26.2865
1397 | 5029200 | 4.7601 | 24.565 | 26.2907
1398 | 5032800 | 4.7606 | 24.5692 | 26.295
1399 | 5036400 | 4.7611 | 24.5733 | 26.2992
1400 | 5040000 | 4.7615 | 24.5775 | 26.3034
1401 | 5043600 | 4.762 | 24.5816 | 26.3076
1402 | 5047200 | 4.7625 | 24.5858 | 26.3119
1403 | 5050800 | 4.763 | 24.5899 | 26.3161
1404 | 5054400 | 4.7635 | 24.5941 | 26.3203
1405 | 5058000 | 4.764 | 24.5982 | 26.3245
1406 | 5061600 | 4.7645 | 24.6023 | 26.3287
1407 | 5065200 | 4.765 | 24.6065 | 26.333
1408 | 5068800 | 4.7655 | 24.6106 | 26.3372
1409 | 5072400 | 4.766 | 24.6148 | 26.3414
1410 | 5076000 | 4.7664 | 24.6189 | 26.3456
1411 | 5079600 | 4.7669 | 24.623 | 26.3498
1412 | 5083200 | 4.7674 | 24.6272 | 26.354
1413 | 5086800 | 4.7679 | 24.6313 | 26.3582
1414 | 5090400 | 4.7684 | 24.6354 | 26.3624
1415 | 5094000 | 4.7689 | 24.6396 | 26.3666
1416 | 5097600 | 4.7694 | 24.6437 | 26.3708
1417 | 5101200 | 4.7699 | 24.6478 | 26.375
1418 | 5104800 | 4.7703 | 24.652 | 26.3792
1419 | 5108400 | 4.7708 | 24.6561 | 26.3834
1420 | 5112000 | 4.7713 | 24.6602 | 26.3876
1421 | 5115600 | 4.7718 | 24.6643 | 26.3918
1422 | 5119200 | 4.7723 | 24.6685 | 26.396
1423 | 5122800 | 4.7728 | 24.6726 | 26.4002
1424 | 5126400 | 4.7732 | 24.6767 | 26.4044
1425 | 5130000 | 4.7737 | 24.6808 | 26.4086
1426 | 5133600 | 4.7742 | 24.6849 | 26.4128
1427 | 5137200 | 4.7747 | 24.6891 | 26.417
1428 | 5140800 | 4.7752 | 24.6932 | 26.4212
1429 | 5144400 | 4.7756 | 24.6973 | 26.4253
1430 | 5148000 | 4.7761 | 24.7014 | 26.4295
1431 | 5151600 | 4.7766 | 24.7055 | 26.4337
1432 | 5155200 | 4.7771 | 24.7096 | 26.4379
1433 | 5158800 | 4.7776 | 24.7137 | 26.4421
1434 | 5162400 | 4.778 | 24.7179 | 26.4462
1435 | 5166000 | 4.7785 | 24.722 | 26.4504
1436 | 5169600 | 4.779 | 24.7261 | 26.4546
1437 | 5173200 | 4.7795 | 24.7302 | 26.4588
1438 | 5176800 | 4.7799 | 24.7343 | 26.4629
1439 | 5180400 | 4.7804 | 24.7384 | 26.4671
1440 | 5184000 | 4.7809 | 24.7425 | 26.4713
1441 | 5187600 | 4.7814 | 24.7466 | 26.4755
1442 | 5191200 | 4.7818 | 24.7507 | 26.4796
1443 | 5194800 | 4.7823 | 24.7548 | 26.4838
1444 | 5198400 | 4.7828 | 24.7589 | 26.488
1445 | 5202000 | 4.7832 | 24.763 | 26.4921
1446 | 5205600 | 4.7837 | 24.7671 | 26.4963
1447 | 5209200 | 4.7842 | 24.7712 | 26.5005
1448 | 5212800 | 4.7847 | 24.7752 | 26.5046
1449 | 5216400 | 4.7851 | 24.7793 | 26.5088
1450 | 5220000 | 4.7856 | 24.7834 | 26.5129
1451 | 5223600 | 4.7861 | 24.7875 | 26.5171
1452 | 5227200 | 4.7865 | 24.7916 | 26.5213
1453 | 5230800 | 4.787 | 24.7957 | 26.5254
1454 | 5234400 | 4.7875 | 24.7998 | 26.5296
1455 | 5238000 | 4.7879 | 24.8039 | 26.5337
1456 | 5241600 | 4.7884 | 24.8079 | 26.5379
1457 | 5245200 | 4.7889 | 24.812 | 26.542
1458 | 5248800 | 4.7893 | 24.8161 | 26.5462
1459 | 5252400 | 4.7898 | 24.8202 | 26.5503
1460 | 5256000 | 4.7903 | 24.8243 | 26.5545
1461 | 5259600 | 4.7907 | 24.8283 | 26.5586
1462 | 5263200 | 4.7912 | 24.8324 | 26.5627
1463 | 5266800 | 4.7917 | 24.8365 | 26.5669
1464 | 5270400 | 4.7921 | 24.8406 | 26.571
1465 | 5274000 | 4.7926 | 24.8446 | 26.5752
1466 | 5277600 | 4.7931 | 24.8487 | 26.5793
1467 | 5281200 | 4.7935 | 24.8528 | 26.5834
1468 | 5284800 | 4.794 | 24.8568 | 26.5876
1469 | 5288400 | 4.7945 | 24.8609 | 26.5917
1470 | 5292000 | 4.7949 | 24.865 | 26.5959
1471 | 5295600 | 4.7954 | 24.869 | 26.6
1472 | 5299200 | 4.7958 | 24.8731 | 26.6041
1473 | 5302800 | 4.7963 | 24.8772 | 26.6082
1474 | 5306400 | 4.7968 | 24.8812 | 26.6124
1475 | 5310000 | 4.7972 | 24.8853 | 26.6165
1476 | 5313600 | 4.7977 | 24.8893 | 26.6206
1477 | 5317200 | 4.7981 | 24.8934 | 26.6248
1478 | 5320800 | 4.7986 | 24.8974 | 26.6289
1479 | 5324400 | 4.799 | 24.9015 | 26.633
1480 | 5328000 | 4.7995 | 24.9056 | 26.6371
1481 | 5331600 | 4.8 | 24.9096 | 26.6412
1482 | 5335200 | 4.8004 | 24.9137 | 26.6454
1483 | 5338800 | 4.8009 | 24.9177 | 26.6495
1484 | 5342400 | 4.8013 | 24.9218 | 26.6536
1485 | 5346000 | 4.8018 | 24.9258 | 26.6577
1486 | 5349600 | 4.8022 | 24.9298 | 26.6618
1487 | 5353200 | 4.8027 | 24.9339 | 26.6659
1488 | 5356800 | 4.8031 | 24.9379 | 26.67
1489 | 5360400 | 4.8036 | 24.942 | 26.6742
1490 | 5364000 | 4.8041 | 24.946 | 26.6783
1491 | 5367600 | 4.8045 | 24.9501 | 26.6824
1492 | 5371200 | 4.805 | 24.9541 | 26.6865
1493 | 5374800 | 4.8054 | 24.9581 | 26.6906
1494 | 5378400 | 4.8059 | 24.9622 | 26.6947
1495 | 5382000 | 4.8063 | 24.9662 | 26.6988
1496 | 5385600 | 4.8068 | 24.9703 | 26.7029
1497 | 5389200 | 4.8072 | 24.9743 | 26.707
1498 | 5392800 | 4.8077 | 24.9783 | 26.7111
1499 | 5396400 | 4.8081 | 24.9824 | 26.7152
1500 | 5400000 | 4.8086 | 24.9864 | 26.7193
1501 | 5403600 | 4.809 | 24.9904 | 26.7234
1502 | 5407200 | 4.8095 | 24.9944 | 26.7275
1503 | 5410800 | 4.8099 | 24.9985 | 26.7316
1504 | 5414400 | 4.8104 | 25.0025 | 26.7357
1505 | 5418000 | 4.8108 | 25.0065 | 26.7398
1506 | 5421600 | 4.8112 | 25.0105 | 26.7438
1507 | 5425200 | 4.8117 | 25.0146 | 26.7479
1508 | 5428800 | 4.8121 | 25.0186 | 26.752
1509 | 5432400 | 4.8126 | 25.0226 | 26.7561
1510 | 5436000 | 4.813 | 25.0266 | 26.7602
1511 | 5439600 | 4.8135 | 25.0306 | 26.7643
1512 | 5443200 | 4.8139 | 25.0347 | 26.7684
1513 | 5446800 | 4.8144 | 25.0387 | 26.7724
1514 | 5450400 | 4.8148 | 25.0427 | 26.7765
1515 | 5454000 | 4.8152 | 25.0467 | 26.7806
1516 | 5457600 | 4.8157 | 25.0507 | 26.7847
1517 | 5461200 | 4.8161 | 25.0547 | 26.7887
1518 | 5464800 | 4.8166 | 25.0587 | 26.7928
1519 | 5468400 | 4.817 | 25.0627 | 26.7969
1520 | 5472000 | 4.8175 | 25.0668 | 26.801
1521 | 5475600 | 4.8179 | 25.0708 | 26.805
1522 | 5479200 | 4.8183 | 25.0748 | 26.8091
1523 | 5482800 | 4.8188 | 25.0788 | 26.8132
1524 | 5486400 | 4.8192 | 25.0828 | 26.8172
1525 | 5490000 | 4.8197 | 25.0868 | 26.8213
1526 | 5493600 | 4.8201 | 25.0908 | 26.8254
1527 | 5497200 | 4.8205 | 25.0948 | 26.8294
1528 | 5500800 | 4.821 | 25.0988 | 26.8335
1529 | 5504400 | 4.8214 | 25.1028 | 26.8376
1530 | 5508000 | 4.8218 | 25.1068 | 26.8416
1531 | 5511600 | 4.8223 | 25.1108 | 26.8457
1532 | 5515200 | 4.8227 | 25.1148 | 26.8498
1533 | 5518800 | 4.8231 | 25.1187 | 26.8538
1534 | 5522400 | 4.8236 | 25.1227 | 26.8579
1535 | 5526000 | 4.824 | 25.1267 | 26.8619
1536 | 5529600 | 4.8245 | 25.1307 | 26.866
1537 | 5533200 | 4.8249 | 25.1347 | 26.87
1538 | 5536800 | 4.8253 | 25.1387 | 26.8741
1539 | 5540400 | 4.8258 | 25.1427 | 26.8781
1540 | 5544000 | 4.8262 | 25.1467 | 26.8822
1541 | 5547600 | 4.8266 | 25.1507 | 26.8862
1542 | 5551200 | 4.8271 | 25.1546 | 26.8903
1543 | 5554800 | 4.8275 | 25.1586 | 26.8943
1544 | 5558400 | 4.8279 | 25.1626 | 26.8984
1545 | 5562000 | 4.8283 | 25.1666 | 26.9024
1546 | 5565600 | 4.8288 | 25.1706 | 26.9064
1547 | 5569200 | 4.8292 | 25.1745 | 26.9105
1548 | 5572800 | 4.8296 | 25.1785 | 26.9145
1549 | 5576400 | 4.8301 | 25.1825 | 26.9186
1550 | 5580000 | 4.8305 | 25.1865 | 26.9226
1551 | 5583600 | 4.8309 | 25.1904 | 26.9266
1552 | 5587200 | 4.8314 | 25.1944 | 26.9307
1553 | 5590800 | 4.8318 | 25.1984 | 26.9347
1554 | 5594400 | 4.8322 | 25.2023 | 26.9387
1555 | 5598000 | 4.8326 | 25.2063 | 26.9428
1556 | 5601600 | 4.8331 | 25.2103 | 26.9468
1557 | 5605200 | 4.8335 | 25.2142 | 26.9508
1558 | 5608800 | 4.8339 | 25.2182 | 26.9549
1559 | 5612400 | 4.8343 | 25.2222 | 26.9589
1560 | 5616000 | 4.8348 | 25.2261 | 26.9629
1561 | 5619600 | 4.8352 | 25.2301 | 26.9669
1562 | 5623200 | 4.8356 | 25.2341 | 26.971
1563 | 5626800 | 4.836 | 25.238 | 26.975
1564 | 5630400 | 4.8365 | 25.242 | 26.979
1565 | 5634000 | 4.8369 | 25.2459 | 26.983
1566 | 5637600 | 4.8373 | 25.2499 | 26.987
1567 | 5641200 | 4.8377 | 25.2539 | 26.9911
1568 | 5644800 | 4.8382 | 25.2578 | 26.9951
1569 | 5648400 | 4.8386 | 25.2618 | 26.9991
1570 | 5652000 | 4.839 | 25.2657 | 27.0031
1571 | 5655600 | 4.8394 | 25.2697 | 27.0071
1572 | 5659200 | 4.8398 | 25.2736 | 27.0111
1573 | 5662800 | 4.8403 | 25.2776 | 27.0151
1574 | 5666400 | 4.8407 | 25.2815 | 27.0192
1575 | 5670000 | 4.8411 | 25.2855 | 27.0232
1576 | 5673600 | 4.8415 | 25.2894 | 27.0272
1577 | 5677200 | 4.8419 | 25.2933 | 27.0312
1578 | 5680800 | 4.8424 | 25.2973 | 27.0352
1579 | 5684400 | 4.8428 | 25.3012 | 27.0392
1580 | 5688000 | 4.8432 | 25.3052 | 27.0432
1581 | 5691600 | 4.8436 | 25.3091 | 27.0472
1582 | 5695200 | 4.844 | 25.3131 | 27.0512
1583 | 5698800 | 4.8445 | 25.317 | 27.0552
1584 | 5702400 | 4.8449 | 25.3209 | 27.0592
1585 | 5706000 | 4.8453 | 25.3249 | 27.0632
1586 | 5709600 | 4.8457 | 25.3288 | 27.0672
1587 | 5713200 | 4.8461 | 25.3327 | 27.0712
1588 | 5716800 | 4.8465 | 25.3367 | 27.0752
1589 | 5720400 | 4.8469 | 25.3406 | 27.0792
1590 | 5724000 | 4.8474 | 25.3445 | 27.0832
1591 | 5727600 | 4.8478 | 25.3485 | 27.0872
1592 | 5731200 | 4.8482 | 25.3524 | 27.0911
1593 | 5734800 | 4.8486 | 25.3563 | 27.0951
1594 | 5738400 | 4.849 | 25.3602 | 27.0991
1595 | 5742000 | 4.8494 | 25.3642 | 27.1031
1596 | 5745600 | 4.8498 | 25.3681 | 27.1071
1597 | 5749200 | 4.8503 | 25.372 | 27.1111
1598 | 5752800 | 4.8507 | 25.3759 | 27.1151
1599 | 5756400 | 4.8511 | 25.3799 | 27.119
1600 | 5760000 | 4.8515 | 25.3838 | 27.123
1601 | 5763600 | 4.8519 | 25.3877 | 27.127
1602 | 5767200 | 4.8523 | 25.3916 | 27.131
1603 | 5770800 | 4.8527 | 25.3955 | 27.135
1604 | 5774400 | 4.8531 | 25.3994 | 27.1389
1605 | 5778000 | 4.8535 | 25.4034 | 27.1429
1606 | 5781600 | 4.8539 | 25.4073 | 27.1469
1607 | 5785200 | 4.8544 | 25.4112 | 27.1509
1608 | 5788800 | 4.8548 | 25.4151 | 27.1548
1609 | 5792400 | 4.8552 | 25.419 | 27.1588
1610 | 5796000 | 4.8556 | 25.4229 | 27.1628
1611 | 5799600 | 4.856 | 25.4268 | 27.1667
1612 | 5803200 | 4.8564 | 25.4307 | 27.1707
1613 | 5806800 | 4.8568 | 25.4346 | 27.1747
1614 | 5810400 | 4.8572 | 25.4385 | 27.1786
1615 | 5814000 | 4.8576 | 25.4425 | 27.1826
1616 | 5817600 | 4.858 | 25.4464 | 27.1866
1617 | 5821200 | 4.8584 | 25.4503 | 27.1905
1618 | 5824800 | 4.8588 | 25.4542 | 27.1945
1619 | 5828400 | 4.8592 | 25.4581 | 27.1984
1620 | 5832000 | 4.8596 | 25.462 | 27.2024
1621 | 5835600 | 4.86 | 25.4659 | 27.2064
1622 | 5839200 | 4.8604 | 25.4698 | 27.2103
1623 | 5842800 | 4.8608 | 25.4736 | 27.2143
1624 | 5846400 | 4.8612 | 25.4775 | 27.2182
1625 | 5850000 | 4.8616 | 25.4814 | 27.2222
1626 | 5853600 | 4.862 | 25.4853 | 27.2261
1627 | 5857200 | 4.8624 | 25.4892 | 27.2301
1628 | 5860800 | 4.8628 | 25.4931 | 27.234
1629 | 5864400 | 4.8632 | 25.497 | 27.238
1630 | 5868000 | 4.8637 | 25.5009 | 27.2419
1631 | 5871600 | 4.8641 | 25.5048 | 27.2459
1632 | 5875200 | 4.8645 | 25.5087 | 27.2498
1633 | 5878800 | 4.8649 | 25.5125 | 27.2538
1634 | 5882400 | 4.8652 | 25.5164 | 27.2577
1635 | 5886000 | 4.8656 | 25.5203 | 27.2617
1636 | 5889600 | 4.866 | 25.5242 | 27.2656
1637 | 5893200 | 4.8664 | 25.5281 | 27.2695
1638 | 5896800 | 4.8668 | 25.532 | 27.2735
1639 | 5900400 | 4.8672 | 25.5358 | 27.2774
1640 | 5904000 | 4.8676 | 25.5397 | 27.2814
1641 | 5907600 | 4.868 | 25.5436 | 27.2853
1642 | 5911200 | 4.8684 | 25.5475 | 27.2892
1643 | 5914800 | 4.8688 | 25.5513 | 27.2932
1644 | 5918400 | 4.8692 | 25.5552 | 27.2971
1645 | 5922000 | 4.8696 | 25.5591 | 27.301
1646 | 5925600 | 4.87 | 25.563 | 27.3049
1647 | 5929200 | 4.8704 | 25.5668 | 27.3089
1648 | 5932800 | 4.8708 | 25.5707 | 27.3128
1649 | 5936400 | 4.8712 | 25.5746 | 27.3167
1650 | 5940000 | 4.8716 | 25.5784 | 27.3207
1651 | 5943600 | 4.872 | 25.5823 | 27.3246
1652 | 5947200 | 4.8724 | 25.5862 | 27.3285
1653 | 5950800 | 4.8728 | 25.59 | 27.3324
1654 | 5954400 | 4.8732 | 25.5939 | 27.3364
1655 | 5958000 | 4.8736 | 25.5978 | 27.3403
1656 | 5961600 | 4.8739 | 25.6016 | 27.3442
1657 | 5965200 | 4.8743 | 25.6055 | 27.3481
1658 | 5968800 | 4.8747 | 25.6094 | 27.352
1659 | 5972400 | 4.8751 | 25.6132 | 27.3559
1660 | 5976000 | 4.8755 | 25.6171 | 27.3599
1661 | 5979600 | 4.8759 | 25.6209 | 27.3638
1662 | 5983200 | 4.8763 | 25.6248 | 27.3677
1663 | 5986800 | 4.8767 | 25.6286 | 27.3716
1664 | 5990400 | 4.8771 | 25.6325 | 27.3755
1665 | 5994000 | 4.8775 | 25.6363 | 27.3794
1666 | 5997600 | 4.8778 | 25.6402 | 27.3833
1667 | 6001200 | 4.8782 | 25.644 | 27.3872
1668 | 6004800 | 4.8786 | 25.6479 | 27.3912
1669 | 6008400 | 4.879 | 25.6517 | 27.3951
1670 | 6012000 | 4.8794 | 25.6556 | 27.399
1671 | 6015600 | 4.8798 | 25.6594 | 27.4029
1672 | 6019200 | 4.8802 | 25.6633 | 27.4068
1673 | 6022800 | 4.8806 | 25.6671 | 27.4107
1674 | 6026400 | 4.8809 | 25.671 | 27.4146
1675 | 6030000 | 4.8813 | 25.6748 | 27.4185
1676 | 6033600 | 4.8817 | 25.6787 | 27.4224
1677 | 6037200 | 4.8821 | 25.6825 | 27.4263
1678 | 6040800 | 4.8825 | 25.6863 | 27.4302
1679 | 6044400 | 4.8829 | 25.6902 | 27.4341
1680 | 6048000 | 4.8833 | 25.694 | 27.438
1681 | 6051600 | 4.8836 | 25.6979 | 27.4419
1682 | 6055200 | 4.884 | 25.7017 | 27.4457
1683 | 6058800 | 4.8844 | 25.7055 | 27.4496
1684 | 6062400 | 4.8848 | 25.7094 | 27.4535
1685 | 6066000 | 4.8852 | 25.7132 | 27.4574
1686 | 6069600 | 4.8856 | 25.717 | 27.4613
1687 | 6073200 | 4.8859 | 25.7209 | 27.4652
1688 | 6076800 | 4.8863 | 25.7247 | 27.4691
1689 | 6080400 | 4.8867 | 25.7285 | 27.473
1690 | 6084000 | 4.8871 | 25.7323 | 27.4768
1691 | 6087600 | 4.8875 | 25.7362 | 27.4807
1692 | 6091200 | 4.8878 | 25.74 | 27.4846
1693 | 6094800 | 4.8882 | 25.7438 | 27.4885
1694 | 6098400 | 4.8886 | 25.7476 | 27.4924
1695 | 6102000 | 4.889 | 25.7515 | 27.4963
1696 | 6105600 | 4.8894 | 25.7553 | 27.5001
1697 | 6109200 | 4.8897 | 25.7591 | 27.504
1698 | 6112800 | 4.8901 | 25.7629 | 27.5079
1699 | 6116400 | 4.8905 | 25.7668 | 27.5118
1700 | 6120000 | 4.8909 | 25.7706 | 27.5156
1701 | 6123600 | 4.8913 | 25.7744 | 27.5195
1702 | 6127200 | 4.8916 | 25.7782 | 27.5234
1703 | 6130800 | 4.892 | 25.782 | 27.5272
1704 | 6134400 | 4.8924 | 25.7858 | 27.5311
1705 | 6138000 | 4.8928 | 25.7896 | 27.535
1706 | 6141600 | 4.8931 | 25.7935 | 27.5389
1707 | 6145200 | 4.8935 | 25.7973 | 27.5427
1708 | 6148800 | 4.8939 | 25.8011 | 27.5466
1709 | 6152400 | 4.8943 | 25.8049 | 27.5505
1710 | 6156000 | 4.8946 | 25.8087 | 27.5543
1711 | 6159600 | 4.895 | 25.8125 | 27.5582
1712 | 6163200 | 4.8954 | 25.8163 | 27.562
1713 | 6166800 | 4.8958 | 25.8201 | 27.5659
1714 | 6170400 | 4.8961 | 25.8239 | 27.5698
1715 | 6174000 | 4.8965 | 25.8277 | 27.5736
1716 | 6177600 | 4.8969 | 25.8315 | 27.5775
1717 | 6181200 | 4.8973 | 25.8353 | 27.5813
1718 | 6184800 | 4.8976 | 25.8391 | 27.5852
1719 | 6188400 | 4.898 | 25.8429 | 27.589
1720 | 6192000 | 4.8984 | 25.8467 | 27.5929
1721 | 6195600 | 4.8987 | 25.8505 | 27.5967
1722 | 6199200 | 4.8991 | 25.8543 | 27.6006
1723 | 6202800 | 4.8995 | 25.8581 | 27.6045
1724 | 6206400 | 4.8999 | 25.8619 | 27.6083
1725 | 6210000 | 4.9002 | 25.8657 | 27.6122
1726 | 6213600 | 4.9006 | 25.8695 | 27.616
1727 | 6217200 | 4.901 | 25.8733 | 27.6198
1728 | 6220800 | 4.9013 | 25.8771 | 27.6237
1729 | 6224400 | 4.9017 | 25.8809 | 27.6275
1730 | 6228000 | 4.9021 | 25.8847 | 27.6314
1731 | 6231600 | 4.9024 | 25.8885 | 27.6352
1732 | 6235200 | 4.9028 | 25.8922 | 27.6391
1733 | 6238800 | 4.9032 | 25.896 | 27.6429
1734 | 6242400 | 4.9035 | 25.8998 | 27.6467
1735 | 6246000 | 4.9039 | 25.9036 | 27.6506
1736 | 6249600 | 4.9043 | 25.9074 | 27.6544
1737 | 6253200 | 4.9046 | 25.9112 | 27.6583
1738 | 6256800 | 4.905 | 25.9149 | 27.6621
1739 | 6260400 | 4.9054 | 25.9187 | 27.6659
1740 | 6264000 | 4.9057 | 25.9225 | 27.6698
1741 | 6267600 | 4.9061 | 25.9263 | 27.6736
1742 | 6271200 | 4.9065 | 25.9301 | 27.6774
1743 | 6274800 | 4.9068 | 25.9338 | 27.6813
1744 | 6278400 | 4.9072 | 25.9376 | 27.6851
1745 | 6282000 | 4.9076 | 25.9414 | 27.6889
1746 | 6285600 | 4.9079 | 25.9452 | 27.6927
1747 | 6289200 | 4.9083 | 25.9489 | 27.6966
1748 | 6292800 | 4.9087 | 25.9527 | 27.7004
1749 | 6296400 | 4.909 | 25.9565 | 27.7042
1750 | 6300000 | 4.9094 | 25.9602 | 27.708
1751 | 6303600 | 4.9098 | 25.964 | 27.7119
1752 | 6307200 | 4.9101 | 25.9678 | 27.7157
1753 | 6310800 | 4.9105 | 25.9715 | 27.7195
1754 | 6314400 | 4.9108 | 25.9753 | 27.7233
1755 | 6318000 | 4.9112 | 25.9791 | 27.7271
1756 | 6321600 | 4.9116 | 25.9828 | 27.731
1757 | 6325200 | 4.9119 | 25.9866 | 27.7348
1758 | 6328800 | 4.9123 | 25.9904 | 27.7386
1759 | 6332400 | 4.9126 | 25.9941 | 27.7424
1760 | 6336000 | 4.913 | 25.9979 | 27.7462
1761 | 6339600 | 4.9134 | 26.0017 | 27.75
1762 | 6343200 | 4.9137 | 26.0054 | 27.7538
1763 | 6346800 | 4.9141 | 26.0092 | 27.7577
1764 | 6350400 | 4.9144 | 26.0129 | 27.7615
1765 | 6354000 | 4.9148 | 26.0167 | 27.7653
1766 | 6357600 | 4.9152 | 26.0204 | 27.7691
1767 | 6361200 | 4.9155 | 26.0242 | 27.7729
1768 | 6364800 | 4.9159 | 26.0279 | 27.7767
1769 | 6368400 | 4.9162 | 26.0317 | 27.7805
1770 | 6372000 | 4.9166 | 26.0354 | 27.7843
1771 | 6375600 | 4.917 | 26.0392 | 27.7881
1772 | 6379200 | 4.9173 | 26.0429 | 27.7919
1773 | 6382800 | 4.9177 | 26.0467 | 27.7957
1774 | 6386400 | 4.918 | 26.0504 | 27.7995
1775 | 6390000 | 4.9184 | 26.0542 | 27.8033
1776 | 6393600 | 4.9187 | 26.0579 | 27.8071
1777 | 6397200 | 4.9191 | 26.0617 | 27.8109
1778 | 6400800 | 4.9194 | 26.0654 | 27.8147
1779 | 6404400 | 4.9198 | 26.0692 | 27.8185
1780 | 6408000 | 4.9202 | 26.0729 | 27.8223
1781 | 6411600 | 4.9205 | 26.0767 | 27.8261
1782 | 6415200 | 4.9209 | 26.0804 | 27.8299
1783 | 6418800 | 4.9212 | 26.0841 | 27.8337
1784 | 6422400 | 4.9216 | 26.0879 | 27.8375
1785 | 6426000 | 4.9219 | 26.0916 | 27.8413
1786 | 6429600 | 4.9223 | 26.0953 | 27.845
1787 | 6433200 | 4.9226 | 26.0991 | 27.8488
1788 | 6436800 | 4.923 | 26.1028 | 27.8526
1789 | 6440400 | 4.9233 | 26.1065 | 27.8564
1790 | 6444000 | 4.9237 | 26.1103 | 27.8602
1791 | 6447600 | 4.924 | 26.114 | 27.864
1792 | 6451200 | 4.9244 | 26.1177 | 27.8678
1793 | 6454800 | 4.9247 | 26.1215 | 27.8715
1794 | 6458400 | 4.9251 | 26.1252 | 27.8753
1795 | 6462000 | 4.9254 | 26.1289 | 27.8791
1796 | 6465600 | 4.9258 | 26.1327 | 27.8829
1797 | 6469200 | 4.9261 | 26.1364 | 27.8867
1798 | 6472800 | 4.9265 | 26.1401 | 27.8904
1799 | 6476400 | 4.9268 | 26.1438 | 27.8942
1800 | 6480000 | 4.9272 | 26.1476 | 27.898
1801 | 6483600 | 4.9275 | 26.1513 | 27.9018
1802 | 6487200 | 4.9279 | 26.155 | 27.9055
1803 | 6490800 | 4.9282 | 26.1587 | 27.9093
1804 | 6494400 | 4.9286 | 26.1624 | 27.9131
1805 | 6498000 | 4.9289 | 26.1662 | 27.9168
1806 | 6501600 | 4.9293 | 26.1699 | 27.9206
1807 | 6505200 | 4.9296 | 26.1736 | 27.9244
1808 | 6508800 | 4.93 | 26.1773 | 27.9282
1809 | 6512400 | 4.9303 | 26.181 | 27.9319
1810 | 6516000 | 4.9307 | 26.1847 | 27.9357
1811 | 6519600 | 4.931 | 26.1885 | 27.9394
1812 | 6523200 | 4.9314 | 26.1922 | 27.9432
1813 | 6526800 | 4.9317 | 26.1959 | 27.947
1814 | 6530400 | 4.9321 | 26.1996 | 27.9507
1815 | 6534000 | 4.9324 | 26.2033 | 27.9545
1816 | 6537600 | 4.9327 | 26.207 | 27.9583
1817 | 6541200 | 4.9331 | 26.2107 | 27.962
1818 | 6544800 | 4.9334 | 26.2144 | 27.9658
1819 | 6548400 | 4.9338 | 26.2181 | 27.9695
1820 | 6552000 | 4.9341 | 26.2218 | 27.9733
1821 | 6555600 | 4.9345 | 26.2256 | 27.977
1822 | 6559200 | 4.9348 | 26.2293 | 27.9808
1823 | 6562800 | 4.9351 | 26.233 | 27.9846
1824 | 6566400 | 4.9355 | 26.2367 | 27.9883
1825 | 6570000 | 4.9358 | 26.2404 | 27.9921
1826 | 6573600 | 4.9362 | 26.2441 | 27.9958
1827 | 6577200 | 4.9365 | 26.2478 | 27.9996
1828 | 6580800 | 4.9369 | 26.2515 | 28.0033
1829 | 6584400 | 4.9372 | 26.2552 | 28.0071
1830 | 6588000 | 4.9375 | 26.2589 | 28.0108
1831 | 6591600 | 4.9379 | 26.2626 | 28.0146
1832 | 6595200 | 4.9382 | 26.2662 | 28.0183
1833 | 6598800 | 4.9386 | 26.2699 | 28.022
1834 | 6602400 | 4.9389 | 26.2736 | 28.0258
1835 | 6606000 | 4.9392 | 26.2773 | 28.0295
1836 | 6609600 | 4.9396 | 26.281 | 28.0333
1837 | 6613200 | 4.9399 | 26.2847 | 28.037
1838 | 6616800 | 4.9403 | 26.2884 | 28.0407
1839 | 6620400 | 4.9406 | 26.2921 | 28.0445
1840 | 6624000 | 4.9409 | 26.2958 | 28.0482
1841 | 6627600 | 4.9413 | 26.2995 | 28.052
1842 | 6631200 | 4.9416 | 26.3031 | 28.0557
1843 | 6634800 | 4.942 | 26.3068 | 28.0594
1844 | 6638400 | 4.9423 | 26.3105 | 28.0632
1845 | 6642000 | 4.9426 | 26.3142 | 28.0669
1846 | 6645600 | 4.943 | 26.3179 | 28.0706
1847 | 6649200 | 4.9433 | 26.3216 | 28.0744
1848 | 6652800 | 4.9436 | 26.3252 | 28.0781
1849 | 6656400 | 4.944 | 26.3289 | 28.0818
1850 | 6660000 | 4.9443 | 26.3326 | 28.0856
1851 | 6663600 | 4.9447 | 26.3363 | 28.0893
1852 | 6667200 | 4.945 | 26.34 | 28.093
1853 | 6670800 | 4.9453 | 26.3436 | 28.0967
1854 | 6674400 | 4.9457 | 26.3473 | 28.1005
1855 | 6678000 | 4.946 | 26.351 | 28.1042
1856 | 6681600 | 4.9463 | 26.3547 | 28.1079
1857 | 6685200 | 4.9467 | 26.3583 | 28.1116
1858 | 6688800 | 4.947 | 26.362 | 28.1154
1859 | 6692400 | 4.9473 | 26.3657 | 28.1191
1860 | 6696000 | 4.9477 | 26.3693 | 28.1228
1861 | 6699600 | 4.948 | 26.373 | 28.1265
1862 | 6703200 | 4.9483 | 26.3767 | 28.1302
1863 | 6706800 | 4.9487 | 26.3804 | 28.1339
1864 | 6710400 | 4.949 | 26.384 | 28.1377
1865 | 6714000 | 4.9493 | 26.3877 | 28.1414
1866 | 6717600 | 4.9497 | 26.3914 | 28.1451
1867 | 6721200 | 4.95 | 26.395 | 28.1488
1868 | 6724800 | 4.9503 | 26.3987 | 28.1525
1869 | 6728400 | 4.9507 | 26.4023 | 28.1562
1870 | 6732000 | 4.951 | 26.406 | 28.1599
1871 | 6735600 | 4.9513 | 26.4097 | 28.1636
1872 | 6739200 | 4.9516 | 26.4133 | 28.1674
1873 | 6742800 | 4.952 | 26.417 | 28.1711
1874 | 6746400 | 4.9523 | 26.4206 | 28.1748
1875 | 6750000 | 4.9526 | 26.4243 | 28.1785
1876 | 6753600 | 4.953 | 26.428 | 28.1822
1877 | 6757200 | 4.9533 | 26.4316 | 28.1859
1878 | 6760800 | 4.9536 | 26.4353 | 28.1896
1879 | 6764400 | 4.954 | 26.4389 | 28.1933
1880 | 6768000 | 4.9543 | 26.4426 | 28.197
1881 | 6771600 | 4.9546 | 26.4462 | 28.2007
1882 | 6775200 | 4.9549 | 26.4499 | 28.2044
1883 | 6778800 | 4.9553 | 26.4535 | 28.2081
1884 | 6782400 | 4.9556 | 26.4572 | 28.2118
1885 | 6786000 | 4.9559 | 26.4608 | 28.2155
1886 | 6789600 | 4.9563 | 26.4645 | 28.2192
1887 | 6793200 | 4.9566 | 26.4681 | 28.2229
1888 | 6796800 | 4.9569 | 26.4718 | 28.2266
1889 | 6800400 | 4.9572 | 26.4754 | 28.2303
1890 | 6804000 | 4.9576 | 26.4791 | 28.234
1891 | 6807600 | 4.9579 | 26.4827 | 28.2377
1892 | 6811200 | 4.9582 | 26.4863 | 28.2413
1893 | 6814800 | 4.9585 | 26.49 | 28.245
1894 | 6818400 | 4.9589 | 26.4936 | 28.2487
1895 | 6822000 | 4.9592 | 26.4973 | 28.2524
1896 | 6825600 | 4.9595 | 26.5009 | 28.2561
1897 | 6829200 | 4.9598 | 26.5045 | 28.2598
1898 | 6832800 | 4.9602 | 26.5082 | 28.2635
1899 | 6836400 | 4.9605 | 26.5118 | 28.2672
1900 | 6840000 | 4.9608 | 26.5155 | 28.2708
1901 | 6843600 | 4.9611 | 26.5191 | 28.2745
1902 | 6847200 | 4.9615 | 26.5227 | 28.2782
1903 | 6850800 | 4.9618 | 26.5264 | 28.2819
1904 | 6854400 | 4.9621 | 26.53 | 28.2856
1905 | 6858000 | 4.9624 | 26.5336 | 28.2892
1906 | 6861600 | 4.9627 | 26.5373 | 28.2929
1907 | 6865200 | 4.9631 | 26.5409 | 28.2966
1908 | 6868800 | 4.9634 | 26.5445 | 28.3003
1909 | 6872400 | 4.9637 | 26.5481 | 28.304
1910 | 6876000 | 4.964 | 26.5518 | 28.3076
1911 | 6879600 | 4.9644 | 26.5554 | 28.3113
1912 | 6883200 | 4.9647 | 26.559 | 28.315
1913 | 6886800 | 4.965 | 26.5626 | 28.3186
1914 | 6890400 | 4.9653 | 26.5663 | 28.3223
1915 | 6894000 | 4.9656 | 26.5699 | 28.326
1916 | 6897600 | 4.966 | 26.5735 | 28.3297
1917 | 6901200 | 4.9663 | 26.5771 | 28.3333
1918 | 6904800 | 4.9666 | 26.5808 | 28.337
1919 | 6908400 | 4.9669 | 26.5844 | 28.3407
1920 | 6912000 | 4.9672 | 26.588 | 28.3443
1921 | 6915600 | 4.9676 | 26.5916 | 28.348
1922 | 6919200 | 4.9679 | 26.5952 | 28.3517
1923 | 6922800 | 4.9682 | 26.5989 | 28.3553
1924 | 6926400 | 4.9685 | 26.6025 | 28.359
1925 | 6930000 | 4.9688 | 26.6061 | 28.3626
1926 | 6933600 | 4.9691 | 26.6097 | 28.3663
1927 | 6937200 | 4.9695 | 26.6133 | 28.37
1928 | 6940800 | 4.9698 | 26.6169 | 28.3736
1929 | 6944400 | 4.9701 | 26.6205 | 28.3773
1930 | 6948000 | 4.9704 | 26.6241 | 28.3809
1931 | 6951600 | 4.9707 | 26.6278 | 28.3846
1932 | 6955200 | 4.971 | 26.6314 | 28.3883
1933 | 6958800 | 4.9714 | 26.635 | 28.3919
1934 | 6962400 | 4.9717 | 26.6386 | 28.3956
1935 | 6966000 | 4.972 | 26.6422 | 28.3992
1936 | 6969600 | 4.9723 | 26.6458 | 28.4029
1937 | 6973200 | 4.9726 | 26.6494 | 28.4065
1938 | 6976800 | 4.9729 | 26.653 | 28.4102
1939 | 6980400 | 4.9733 | 26.6566 | 28.4138
1940 | 6984000 | 4.9736 | 26.6602 | 28.4175
1941 | 6987600 | 4.9739 | 26.6638 | 28.4211
1942 | 6991200 | 4.9742 | 26.6674 | 28.4248
1943 | 6994800 | 4.9745 | 26.671 | 28.4284
1944 | 6998400 | 4.9748 | 26.6746 | 28.4321
1945 | 7002000 | 4.9751 | 26.6782 | 28.4357
1946 | 7005600 | 4.9755 | 26.6818 | 28.4393
1947 | 7009200 | 4.9758 | 26.6854 | 28.443
1948 | 7012800 | 4.9761 | 26.689 | 28.4466
1949 | 7016400 | 4.9764 | 26.6926 | 28.4503
1950 | 7020000 | 4.9767 | 26.6962 | 28.4539
1951 | 7023600 | 4.977 | 26.6998 | 28.4576
1952 | 7027200 | 4.9773 | 26.7034 | 28.4612
1953 | 7030800 | 4.9776 | 26.707 | 28.4648
1954 | 7034400 | 4.978 | 26.7106 | 28.4685
1955 | 7038000 | 4.9783 | 26.7142 | 28.4721
1956 | 7041600 | 4.9786 | 26.7177 | 28.4757
1957 | 7045200 | 4.9789 | 26.7213 | 28.4794
1958 | 7048800 | 4.9792 | 26.7249 | 28.483
1959 | 7052400 | 4.9795 | 26.7285 | 28.4866
1960 | 7056000 | 4.9798 | 26.7321 | 28.4903
1961 | 7059600 | 4.9801 | 26.7357 | 28.4939
1962 | 7063200 | 4.9804 | 26.7393 | 28.4975
1963 | 7066800 | 4.9807 | 26.7428 | 28.5012
1964 | 7070400 | 4.9811 | 26.7464 | 28.5048
1965 | 7074000 | 4.9814 | 26.75 | 28.5084
1966 | 7077600 | 4.9817 | 26.7536 | 28.512
1967 | 7081200 | 4.982 | 26.7572 | 28.5157
1968 | 7084800 | 4.9823 | 26.7608 | 28.5193
1969 | 7088400 | 4.9826 | 26.7643 | 28.5229
1970 | 7092000 | 4.9829 | 26.7679 | 28.5265
1971 | 7095600 | 4.9832 | 26.7715 | 28.5302
1972 | 7099200 | 4.9835 | 26.7751 | 28.5338
1973 | 7102800 | 4.9838 | 26.7786 | 28.5374
1974 | 7106400 | 4.9841 | 26.7822 | 28.541
1975 | 7110000 | 4.9844 | 26.7858 | 28.5447
1976 | 7113600 | 4.9848 | 26.7894 | 28.5483
1977 | 7117200 | 4.9851 | 26.7929 | 28.5519
1978 | 7120800 | 4.9854 | 26.7965 | 28.5555
1979 | 7124400 | 4.9857 | 26.8001 | 28.5591
1980 | 7128000 | 4.986 | 26.8036 | 28.5627
1981 | 7131600 | 4.9863 | 26.8072 | 28.5664
1982 | 7135200 | 4.9866 | 26.8108 | 28.57
1983 | 7138800 | 4.9869 | 26.8144 | 28.5736
1984 | 7142400 | 4.9872 | 26.8179 | 28.5772
1985 | 7146000 | 4.9875 | 26.8215 | 28.5808
1986 | 7149600 | 4.9878 | 26.825 | 28.5844
1987 | 7153200 | 4.9881 | 26.8286 | 28.588
1988 | 7156800 | 4.9884 | 26.8322 | 28.5916
1989 | 7160400 | 4.9887 | 26.8357 | 28.5952
1990 | 7164000 | 4.989 | 26.8393 | 28.5988
1991 | 7167600 | 4.9893 | 26.8429 | 28.6025
1992 | 7171200 | 4.9896 | 26.8464 | 28.6061
1993 | 7174800 | 4.9899 | 26.85 | 28.6097
1994 | 7178400 | 4.9902 | 26.8535 | 28.6133
1995 | 7182000 | 4.9905 | 26.8571 | 28.6169
1996 | 7185600 | 4.9908 | 26.8607 | 28.6205
1997 | 7189200 | 4.9911 | 26.8642 | 28.6241
1998 | 7192800 | 4.9914 | 26.8678 | 28.6277
1999 | 7196400 | 4.9917 | 26.8713 | 28.6313
2000 | 7200000 | 4.992 | 26.8749 | 28.6349
2001 | 7203600 | 4.9923 | 26.8784 | 28.6385
2002 | 7207200 | 4.9927 | 26.882 | 28.6421
2003 | 7210800 | 4.993 | 26.8855 | 28.6457
2004 | 7214400 | 4.9933 | 26.8891 | 28.6493
2005 | 7218000 | 4.9936 | 26.8926 | 28.6528
2006 | 7221600 | 4.9939 | 26.8962 | 28.6564
2007 | 7225200 | 4.9942 | 26.8997 | 28.66
2008 | 7228800 | 4.9945 | 26.9033 | 28.6636
2009 | 7232400 | 4.9948 | 26.9068 | 28.6672
2010 | 7236000 | 4.9951 | 26.9104 | 28.6708
2011 | 7239600 | 4.9954 | 26.9139 | 28.6744
2012 | 7243200 | 4.9957 | 26.9175 | 28.678
2013 | 7246800 | 4.9959 | 26.921 | 28.6816
2014 | 7250400 | 4.9962 | 26.9246 | 28.6852
2015 | 7254000 | 4.9965 | 26.9281 | 28.6887
2016 | 7257600 | 4.9968 | 26.9316 | 28.6923
2017 | 7261200 | 4.9971 | 26.9352 | 28.6959
2018 | 7264800 | 4.9974 | 26.9387 | 28.6995
2019 | 7268400 | 4.9977 | 26.9423 | 28.7031
2020 | 7272000 | 4.998 | 26.9458 | 28.7067
2021 | 7275600 | 4.9983 | 26.9493 | 28.7103
2022 | 7279200 | 4.9986 | 26.9529 | 28.7138
2023 | 7282800 | 4.9989 | 26.9564 | 28.7174
2024 | 7286400 | 4.9992 | 26.9599 | 28.721
2025 | 7290000 | 4.9995 | 26.9635 | 28.7246
2026 | 7293600 | 4.9998 | 26.967 | 28.7281
2027 | 7297200 | 5.0001 | 26.9705 | 28.7317
2028 | 7300800 | 5.0004 | 26.9741 | 28.7353
2029 | 7304400 | 5.0007 | 26.9776 | 28.7389
2030 | 7308000 | 5.001 | 26.9811 | 28.7424
2031 | 7311600 | 5.0013 | 26.9847 | 28.746
2032 | 7315200 | 5.0016 | 26.9882 | 28.7496
2033 | 7318800 | 5.0019 | 26.9917 | 28.7532
2034 | 7322400 | 5.0022 | 26.9953 | 28.7567
2035 | 7326000 | 5.0025 | 26.9988 | 28.7603
2036 | 7329600 | 5.0028 | 27.0023 | 28.7639
2037 | 7333200 | 5.0031 | 27.0058 | 28.7674
2038 | 7336800 | 5.0034 | 27.0094 | 28.771
2039 | 7340400 | 5.0036 | 27.0129 | 28.7746
2040 | 7344000 | 5.0039 | 27.0164 | 28.7781
2041 | 7347600 | 5.0042 | 27.0199 | 28.7817
2042 | 7351200 | 5.0045 | 27.0234 | 28.7853
2043 | 7354800 | 5.0048 | 27.027 | 28.7888
2044 | 7358400 | 5.0051 | 27.0305 | 28.7924
2045 | 7362000 | 5.0054 | 27.034 | 28.796
2046 | 7365600 | 5.0057 | 27.0375 | 28.7995
2047 | 7369200 | 5.006 | 27.041 | 28.8031
2048 | 7372800 | 5.0063 | 27.0446 | 28.8066
2049 | 7376400 | 5.0066 | 27.0481 | 28.8102
2050 | 7380000 | 5.0069 | 27.0516 | 28.8138
2051 | 7383600 | 5.0072 | 27.0551 | 28.8173
2052 | 7387200 | 5.0074 | 27.0586 | 28.8209
2053 | 7390800 | 5.0077 | 27.0621 | 28.8244
2054 | 7394400 | 5.008 | 27.0656 | 28.828
2055 | 7398000 | 5.0083 | 27.0692 | 28.8315
2056 | 7401600 | 5.0086 | 27.0727 | 28.8351
2057 | 7405200 | 5.0089 | 27.0762 | 28.8386
2058 | 7408800 | 5.0092 | 27.0797 | 28.8422
2059 | 7412400 | 5.0095 | 27.0832 | 28.8458
2060 | 7416000 | 5.0098 | 27.0867 | 28.8493
2061 | 7419600 | 5.0101 | 27.0902 | 28.8529
2062 | 7423200 | 5.0103 | 27.0937 | 28.8564
2063 | 7426800 | 5.0106 | 27.0972 | 28.8599
2064 | 7430400 | 5.0109 | 27.1007 | 28.8635
2065 | 7434000 | 5.0112 | 27.1042 | 28.867
2066 | 7437600 | 5.0115 | 27.1077 | 28.8706
2067 | 7441200 | 5.0118 | 27.1112 | 28.8741
2068 | 7444800 | 5.0121 | 27.1147 | 28.8777
2069 | 7448400 | 5.0124 | 27.1182 | 28.8812
2070 | 7452000 | 5.0126 | 27.1217 | 28.8848
2071 | 7455600 | 5.0129 | 27.1252 | 28.8883
2072 | 7459200 | 5.0132 | 27.1287 | 28.8918
2073 | 7462800 | 5.0135 | 27.1322 | 28.8954
2074 | 7466400 | 5.0138 | 27.1357 | 28.8989
2075 | 7470000 | 5.0141 | 27.1392 | 28.9025
2076 | 7473600 | 5.0144 | 27.1427 | 28.906
2077 | 7477200 | 5.0147 | 27.1462 | 28.9095
2078 | 7480800 | 5.0149 | 27.1497 | 28.9131
2079 | 7484400 | 5.0152 | 27.1532 | 28.9166
2080 | 7488000 | 5.0155 | 27.1567 | 28.9201
2081 | 7491600 | 5.0158 | 27.1602 | 28.9237
2082 | 7495200 | 5.0161 | 27.1637 | 28.9272
2083 | 7498800 | 5.0164 | 27.1672 | 28.9307
2084 | 7502400 | 5.0166 | 27.1707 | 28.9343
2085 | 7506000 | 5.0169 | 27.1741 | 28.9378
2086 | 7509600 | 5.0172 | 27.1776 | 28.9413
2087 | 7513200 | 5.0175 | 27.1811 | 28.9449
2088 | 7516800 | 5.0178 | 27.1846 | 28.9484
2089 | 7520400 | 5.0181 | 27.1881 | 28.9519
2090 | 7524000 | 5.0184 | 27.1916 | 28.9554
2091 | 7527600 | 5.0186 | 27.1951 | 28.959
2092 | 7531200 | 5.0189 | 27.1985 | 28.9625
2093 | 7534800 | 5.0192 | 27.202 | 28.966
2094 | 7538400 | 5.0195 | 27.2055 | 28.9695
2095 | 7542000 | 5.0198 | 27.209 | 28.9731
2096 | 7545600 | 5.0201 | 27.2125 | 28.9766
2097 | 7549200 | 5.0203 | 27.216 | 28.9801
2098 | 7552800 | 5.0206 | 27.2194 | 28.9836
2099 | 7556400 | 5.0209 | 27.2229 | 28.9872
2100 | 7560000 | 5.0212 | 27.2264 | 28.9907
2101 | 7563600 | 5.0215 | 27.2299 | 28.9942
2102 | 7567200 | 5.0217 | 27.2333 | 28.9977
2103 | 7570800 | 5.022 | 27.2368 | 29.0012
2104 | 7574400 | 5.0223 | 27.2403 | 29.0047
2105 | 7578000 | 5.0226 | 27.2438 | 29.0083
2106 | 7581600 | 5.0229 | 27.2472 | 29.0118
2107 | 7585200 | 5.0231 | 27.2507 | 29.0153
2108 | 7588800 | 5.0234 | 27.2542 | 29.0188
2109 | 7592400 | 5.0237 | 27.2577 | 29.0223
2110 | 7596000 | 5.024 | 27.2611 | 29.0258
2111 | 7599600 | 5.0243 | 27.2646 | 29.0293
2112 | 7603200 | 5.0245 | 27.2681 | 29.0328
2113 | 7606800 | 5.0248 | 27.2715 | 29.0363
2114 | 7610400 | 5.0251 | 27.275 | 29.0399
2115 | 7614000 | 5.0254 | 27.2785 | 29.0434
2116 | 7617600 | 5.0257 | 27.2819 | 29.0469
2117 | 7621200 | 5.0259 | 27.2854 | 29.0504
2118 | 7624800 | 5.0262 | 27.2889 | 29.0539
2119 | 7628400 | 5.0265 | 27.2923 | 29.0574
2120 | 7632000 | 5.0268 | 27.2958 | 29.0609
2121 | 7635600 | 5.027 | 27.2992 | 29.0644
2122 | 7639200 | 5.0273 | 27.3027 | 29.0679
2123 | 7642800 | 5.0276 | 27.3062 | 29.0714
2124 | 7646400 | 5.0279 | 27.3096 | 29.0749
2125 | 7650000 | 5.0282 | 27.3131 | 29.0784
2126 | 7653600 | 5.0284 | 27.3165 | 29.0819
2127 | 7657200 | 5.0287 | 27.32 | 29.0854
2128 | 7660800 | 5.029 | 27.3235 | 29.0889
2129 | 7664400 | 5.0293 | 27.3269 | 29.0924
2130 | 7668000 | 5.0295 | 27.3304 | 29.0959
2131 | 7671600 | 5.0298 | 27.3338 | 29.0994
2132 | 7675200 | 5.0301 | 27.3373 | 29.1029
2133 | 7678800 | 5.0304 | 27.3407 | 29.1064
2134 | 7682400 | 5.0306 | 27.3442 | 29.1099
2135 | 7686000 | 5.0309 | 27.3476 | 29.1134
2136 | 7689600 | 5.0312 | 27.3511 | 29.1169
2137 | 7693200 | 5.0315 | 27.3545 | 29.1203
2138 | 7696800 | 5.0317 | 27.358 | 29.1238
2139 | 7700400 | 5.032 | 27.3614 | 29.1273
2140 | 7704000 | 5.0323 | 27.3649 | 29.1308
2141 | 7707600 | 5.0326 | 27.3683 | 29.1343
2142 | 7711200 | 5.0328 | 27.3718 | 29.1378
2143 | 7714800 | 5.0331 | 27.3752 | 29.1413
2144 | 7718400 | 5.0334 | 27.3787 | 29.1448
2145 | 7722000 | 5.0337 | 27.3821 | 29.1482
2146 | 7725600 | 5.0339 | 27.3856 | 29.1517
2147 | 7729200 | 5.0342 | 27.389 | 29.1552
2148 | 7732800 | 5.0345 | 27.3924 | 29.1587
2149 | 7736400 | 5.0348 | 27.3959 | 29.1622
2150 | 7740000 | 5.035 | 27.3993 | 29.1657
2151 | 7743600 | 5.0353 | 27.4028 | 29.1691
2152 | 7747200 | 5.0356 | 27.4062 | 29.1726
2153 | 7750800 | 5.0358 | 27.4097 | 29.1761
2154 | 7754400 | 5.0361 | 27.4131 | 29.1796
2155 | 7758000 | 5.0364 | 27.4165 | 29.1831
2156 | 7761600 | 5.0367 | 27.42 | 29.1865
2157 | 7765200 | 5.0369 | 27.4234 | 29.19
2158 | 7768800 | 5.0372 | 27.4268 | 29.1935
2159 | 7772400 | 5.0375 | 27.4303 | 29.197
2160 | 7776000 | 5.0377 | 27.4337 | 29.2004
2161 | 7779600 | 5.038 | 27.4371 | 29.2039
2162 | 7783200 | 5.0383 | 27.4406 | 29.2074
2163 | 7786800 | 5.0385 | 27.444 | 29.2108
2164 | 7790400 | 5.0388 | 27.4474 | 29.2143
2165 | 7794000 | 5.0391 | 27.4509 | 29.2178
2166 | 7797600 | 5.0394 | 27.4543 | 29.2213
2167 | 7801200 | 5.0396 | 27.4577 | 29.2247
2168 | 7804800 | 5.0399 | 27.4611 | 29.2282
2169 | 7808400 | 5.0402 | 27.4646 | 29.2317
2170 | 7812000 | 5.0404 | 27.468 | 29.2351
2171 | 7815600 | 5.0407 | 27.4714 | 29.2386
2172 | 7819200 | 5.041 | 27.4749 | 29.2421
2173 | 7822800 | 5.0412 | 27.4783 | 29.2455
2174 | 7826400 | 5.0415 | 27.4817 | 29.249
2175 | 7830000 | 5.0418 | 27.4851 | 29.2524
2176 | 7833600 | 5.042 | 27.4885 | 29.2559
2177 | 7837200 | 5.0423 | 27.492 | 29.2594
2178 | 7840800 | 5.0426 | 27.4954 | 29.2628
2179 | 7844400 | 5.0428 | 27.4988 | 29.2663
2180 | 7848000 | 5.0431 | 27.5022 | 29.2697
2181 | 7851600 | 5.0434 | 27.5057 | 29.2732
2182 | 7855200 | 5.0436 | 27.5091 | 29.2767
2183 | 7858800 | 5.0439 | 27.5125 | 29.2801
2184 | 7862400 | 5.0442 | 27.5159 | 29.2836
2185 | 7866000 | 5.0444 | 27.5193 | 29.287
2186 | 7869600 | 5.0447 | 27.5227 | 29.2905
2187 | 7873200 | 5.045 | 27.5262 | 29.2939
2188 | 7876800 | 5.0452 | 27.5296 | 29.2974
2189 | 7880400 | 5.0455 | 27.533 | 29.3008
2190 | 7884000 | 5.0458 | 27.5364 | 29.3043
2191 | 7887600 | 5.046 | 27.5398 | 29.3078
2192 | 7891200 | 5.0463 | 27.5432 | 29.3112
2193 | 7894800 | 5.0466 | 27.5466 | 29.3147
2194 | 7898400 | 5.0468 | 27.55 | 29.3181
2195 | 7902000 | 5.0471 | 27.5534 | 29.3215
2196 | 7905600 | 5.0474 | 27.5569 | 29.325
2197 | 7909200 | 5.0476 | 27.5603 | 29.3284
2198 | 7912800 | 5.0479 | 27.5637 | 29.3319
2199 | 7916400 | 5.0482 | 27.5671 | 29.3353
2200 | 7920000 | 5.0484 | 27.5705 | 29.3388
2201 | 7923600 | 5.0487 | 27.5739 | 29.3422
2202 | 7927200 | 5.049 | 27.5773 | 29.3457
2203 | 7930800 | 5.0492 | 27.5807 | 29.3491
2204 | 7934400 | 5.0495 | 27.5841 | 29.3526
2205 | 7938000 | 5.0497 | 27.5875 | 29.356
2206 | 7941600 | 5.05 | 27.5909 | 29.3594
2207 | 7945200 | 5.0503 | 27.5943 | 29.3629
2208 | 7948800 | 5.0505 | 27.5977 | 29.3663
2209 | 7952400 | 5.0508 | 27.6011 | 29.3697
2210 | 7956000 | 5.0511 | 27.6045 | 29.3732
2211 | 7959600 | 5.0513 | 27.6079 | 29.3766
2212 | 7963200 | 5.0516 | 27.6113 | 29.3801
2213 | 7966800 | 5.0518 | 27.6147 | 29.3835
2214 | 7970400 | 5.0521 | 27.6181 | 29.3869
2215 | 7974000 | 5.0524 | 27.6215 | 29.3904
2216 | 7977600 | 5.0526 | 27.6249 | 29.3938
2217 | 7981200 | 5.0529 | 27.6283 | 29.3972
2218 | 7984800 | 5.0531 | 27.6317 | 29.4007
2219 | 7988400 | 5.0534 | 27.6351 | 29.4041
2220 | 7992000 | 5.0537 | 27.6384 | 29.4075
2221 | 7995600 | 5.0539 | 27.6418 | 29.4109
2222 | 7999200 | 5.0542 | 27.6452 | 29.4144
2223 | 8002800 | 5.0544 | 27.6486 | 29.4178
2224 | 8006400 | 5.0547 | 27.652 | 29.4212
2225 | 8010000 | 5.055 | 27.6554 | 29.4247
2226 | 8013600 | 5.0552 | 27.6588 | 29.4281
2227 | 8017200 | 5.0555 | 27.6622 | 29.4315
2228 | 8020800 | 5.0557 | 27.6656 | 29.4349
2229 | 8024400 | 5.056 | 27.6689 | 29.4384
2230 | 8028000 | 5.0563 | 27.6723 | 29.4418
2231 | 8031600 | 5.0565 | 27.6757 | 29.4452
2232 | 8035200 | 5.0568 | 27.6791 | 29.4486
2233 | 8038800 | 5.057 | 27.6825 | 29.452
2234 | 8042400 | 5.0573 | 27.6859 | 29.4555
2235 | 8046000 | 5.0576 | 27.6892 | 29.4589
2236 | 8049600 | 5.0578 | 27.6926 | 29.4623
2237 | 8053200 | 5.0581 | 27.696 | 29.4657
2238 | 8056800 | 5.0583 | 27.6994 | 29.4691
2239 | 8060400 | 5.0586 | 27.7028 | 29.4726
2240 | 8064000 | 5.0588 | 27.7061 | 29.476
2241 | 8067600 | 5.0591 | 27.7095 | 29.4794
2242 | 8071200 | 5.0594 | 27.7129 | 29.4828
2243 | 8074800 | 5.0596 | 27.7163 | 29.4862
2244 | 8078400 | 5.0599 | 27.7196 | 29.4896
2245 | 8082000 | 5.0601 | 27.723 | 29.493
2246 | 8085600 | 5.0604 | 27.7264 | 29.4965
2247 | 8089200 | 5.0606 | 27.7298 | 29.4999
2248 | 8092800 | 5.0609 | 27.7331 | 29.5033
2249 | 8096400 | 5.0611 | 27.7365 | 29.5067
2250 | 8100000 | 5.0614 | 27.7399 | 29.5101
2251 | 8103600 | 5.0617 | 27.7433 | 29.5135
2252 | 8107200 | 5.0619 | 27.7466 | 29.5169
2253 | 8110800 | 5.0622 | 27.75 | 29.5203
2254 | 8114400 | 5.0624 | 27.7534 | 29.5237
2255 | 8118000 | 5.0627 | 27.7567 | 29.5271
2256 | 8121600 | 5.0629 | 27.7601 | 29.5305
2257 | 8125200 | 5.0632 | 27.7635 | 29.5339
2258 | 8128800 | 5.0634 | 27.7668 | 29.5373
2259 | 8132400 | 5.0637 | 27.7702 | 29.5407
2260 | 8136000 | 5.0639 | 27.7736 | 29.5442
2261 | 8139600 | 5.0642 | 27.7769 | 29.5476
2262 | 8143200 | 5.0645 | 27.7803 | 29.551
2263 | 8146800 | 5.0647 | 27.7837 | 29.5544
2264 | 8150400 | 5.065 | 27.787 | 29.5578
2265 | 8154000 | 5.0652 | 27.7904 | 29.5612
2266 | 8157600 | 5.0655 | 27.7937 | 29.5645
2267 | 8161200 | 5.0657 | 27.7971 | 29.5679
2268 | 8164800 | 5.066 | 27.8005 | 29.5713
2269 | 8168400 | 5.0662 | 27.8038 | 29.5747
2270 | 8172000 | 5.0665 | 27.8072 | 29.5781
2271 | 8175600 | 5.0667 | 27.8105 | 29.5815
2272 | 8179200 | 5.067 | 27.8139 | 29.5849
2273 | 8182800 | 5.0672 | 27.8172 | 29.5883
2274 | 8186400 | 5.0675 | 27.8206 | 29.5917
2275 | 8190000 | 5.0677 | 27.824 | 29.5951
2276 | 8193600 | 5.068 | 27.8273 | 29.5985
2277 | 8197200 | 5.0682 | 27.8307 | 29.6019
2278 | 8200800 | 5.0685 | 27.834 | 29.6053
2279 | 8204400 | 5.0687 | 27.8374 | 29.6087
2280 | 8208000 | 5.069 | 27.8407 | 29.612
2281 | 8211600 | 5.0692 | 27.8441 | 29.6154
2282 | 8215200 | 5.0695 | 27.8474 | 29.6188
2283 | 8218800 | 5.0697 | 27.8508 | 29.6222
2284 | 8222400 | 5.07 | 27.8541 | 29.6256
2285 | 8226000 | 5.0702 | 27.8575 | 29.629
2286 | 8229600 | 5.0705 | 27.8608 | 29.6324
2287 | 8233200 | 5.0707 | 27.8642 | 29.6357
2288 | 8236800 | 5.071 | 27.8675 | 29.6391
2289 | 8240400 | 5.0712 | 27.8708 | 29.6425
2290 | 8244000 | 5.0715 | 27.8742 | 29.6459
2291 | 8247600 | 5.0717 | 27.8775 | 29.6493
2292 | 8251200 | 5.072 | 27.8809 | 29.6527
2293 | 8254800 | 5.0722 | 27.8842 | 29.656
2294 | 8258400 | 5.0725 | 27.8876 | 29.6594
2295 | 8262000 | 5.0727 | 27.8909 | 29.6628
2296 | 8265600 | 5.073 | 27.8942 | 29.6662
2297 | 8269200 | 5.0732 | 27.8976 | 29.6695
2298 | 8272800 | 5.0735 | 27.9009 | 29.6729
2299 | 8276400 | 5.0737 | 27.9043 | 29.6763
2300 | 8280000 | 5.074 | 27.9076 | 29.6797
2301 | 8283600 | 5.0742 | 27.9109 | 29.683
2302 | 8287200 | 5.0745 | 27.9143 | 29.6864
2303 | 8290800 | 5.0747 | 27.9176 | 29.6898
2304 | 8294400 | 5.075 | 27.9209 | 29.6932
2305 | 8298000 | 5.0752 | 27.9243 | 29.6965
2306 | 8301600 | 5.0755 | 27.9276 | 29.6999
2307 | 8305200 | 5.0757 | 27.931 | 29.7033
2308 | 8308800 | 5.076 | 27.9343 | 29.7066
2309 | 8312400 | 5.0762 | 27.9376 | 29.71
2310 | 8316000 | 5.0764 | 27.9409 | 29.7134
2311 | 8319600 | 5.0767 | 27.9443 | 29.7167
2312 | 8323200 | 5.0769 | 27.9476 | 29.7201
2313 | 8326800 | 5.0772 | 27.9509 | 29.7235
2314 | 8330400 | 5.0774 | 27.9543 | 29.7268
2315 | 8334000 | 5.0777 | 27.9576 | 29.7302
2316 | 8337600 | 5.0779 | 27.9609 | 29.7336
2317 | 8341200 | 5.0782 | 27.9643 | 29.7369
2318 | 8344800 | 5.0784 | 27.9676 | 29.7403
2319 | 8348400 | 5.0787 | 27.9709 | 29.7437
2320 | 8352000 | 5.0789 | 27.9742 | 29.747
2321 | 8355600 | 5.0791 | 27.9776 | 29.7504
2322 | 8359200 | 5.0794 | 27.9809 | 29.7537
2323 | 8362800 | 5.0796 | 27.9842 | 29.7571
2324 | 8366400 | 5.0799 | 27.9875 | 29.7605
2325 | 8370000 | 5.0801 | 27.9908 | 29.7638
2326 | 8373600 | 5.0804 | 27.9942 | 29.7672
2327 | 8377200 | 5.0806 | 27.9975 | 29.7705
2328 | 8380800 | 5.0809 | 28.0008 | 29.7739
2329 | 8384400 | 5.0811 | 28.0041 | 29.7772
2330 | 8388000 | 5.0813 | 28.0074 | 29.7806
2331 | 8391600 | 5.0816 | 28.0108 | 29.7839
2332 | 8395200 | 5.0818 | 28.0141 | 29.7873
2333 | 8398800 | 5.0821 | 28.0174 | 29.7907
2334 | 8402400 | 5.0823 | 28.0207 | 29.794
2335 | 8406000 | 5.0826 | 28.024 | 29.7974
2336 | 8409600 | 5.0828 | 28.0273 | 29.8007
2337 | 8413200 | 5.083 | 28.0307 | 29.8041
2338 | 8416800 | 5.0833 | 28.034 | 29.8074
2339 | 8420400 | 5.0835 | 28.0373 | 29.8108
2340 | 8424000 | 5.0838 | 28.0406 | 29.8141
2341 | 8427600 | 5.084 | 28.0439 | 29.8174
2342 | 8431200 | 5.0843 | 28.0472 | 29.8208
2343 | 8434800 | 5.0845 | 28.0505 | 29.8241
2344 | 8438400 | 5.0847 | 28.0538 | 29.8275
2345 | 8442000 | 5.085 | 28.0571 | 29.8308
2346 | 8445600 | 5.0852 | 28.0605 | 29.8342
2347 | 8449200 | 5.0855 | 28.0638 | 29.8375
2348 | 8452800 | 5.0857 | 28.0671 | 29.8409
2349 | 8456400 | 5.0859 | 28.0704 | 29.8442
2350 | 8460000 | 5.0862 | 28.0737 | 29.8475
2351 | 8463600 | 5.0864 | 28.077 | 29.8509
2352 | 8467200 | 5.0867 | 28.0803 | 29.8542
2353 | 8470800 | 5.0869 | 28.0836 | 29.8576
2354 | 8474400 | 5.0871 | 28.0869 | 29.8609
2355 | 8478000 | 5.0874 | 28.0902 | 29.8642
2356 | 8481600 | 5.0876 | 28.0935 | 29.8676
2357 | 8485200 | 5.0879 | 28.0968 | 29.8709
2358 | 8488800 | 5.0881 | 28.1001 | 29.8743
2359 | 8492400 | 5.0883 | 28.1034 | 29.8776
2360 | 8496000 | 5.0886 | 28.1067 | 29.8809
2361 | 8499600 | 5.0888 | 28.11 | 29.8843
2362 | 8503200 | 5.0891 | 28.1133 | 29.8876
2363 | 8506800 | 5.0893 | 28.1166 | 29.8909
2364 | 8510400 | 5.0895 | 28.1199 | 29.8943
2365 | 8514000 | 5.0898 | 28.1232 | 29.8976
2366 | 8517600 | 5.09 | 28.1265 | 29.9009
2367 | 8521200 | 5.0902 | 28.1298 | 29.9042
2368 | 8524800 | 5.0905 | 28.1331 | 29.9076
2369 | 8528400 | 5.0907 | 28.1364 | 29.9109
2370 | 8532000 | 5.091 | 28.1397 | 29.9142
2371 | 8535600 | 5.0912 | 28.143 | 29.9176
2372 | 8539200 | 5.0914 | 28.1462 | 29.9209
2373 | 8542800 | 5.0917 | 28.1495 | 29.9242
2374 | 8546400 | 5.0919 | 28.1528 | 29.9275
2375 | 8550000 | 5.0921 | 28.1561 | 29.9309
2376 | 8553600 | 5.0924 | 28.1594 | 29.9342
2377 | 8557200 | 5.0926 | 28.1627 | 29.9375
2378 | 8560800 | 5.0928 | 28.166 | 29.9408
2379 | 8564400 | 5.0931 | 28.1693 | 29.9442
2380 | 8568000 | 5.0933 | 28.1726 | 29.9475
2381 | 8571600 | 5.0936 | 28.1758 | 29.9508
2382 | 8575200 | 5.0938 | 28.1791 | 29.9541
2383 | 8578800 | 5.094 | 28.1824 | 29.9574
2384 | 8582400 | 5.0943 | 28.1857 | 29.9608
2385 | 8586000 | 5.0945 | 28.189 | 29.9641
2386 | 8589600 | 5.0947 | 28.1923 | 29.9674
2387 | 8593200 | 5.095 | 28.1956 | 29.9707
2388 | 8596800 | 5.0952 | 28.1988 | 29.974
2389 | 8600400 | 5.0954 | 28.2021 | 29.9773
2390 | 8604000 | 5.0957 | 28.2054 | 29.9807
2391 | 8607600 | 5.0959 | 28.2087 | 29.984
2392 | 8611200 | 5.0961 | 28.212 | 29.9873
2393 | 8614800 | 5.0964 | 28.2152 | 29.9906
2394 | 8618400 | 5.0966 | 28.2185 | 29.9939
2395 | 8622000 | 5.0968 | 28.2218 | 29.9972
2396 | 8625600 | 5.0971 | 28.2251 | 30.0005
2397 | 8629200 | 5.0973 | 28.2283 | 30.0038
2398 | 8632800 | 5.0975 | 28.2316 | 30.0072
2399 | 8636400 | 5.0978 | 28.2349 | 30.0105
2400 | 8640000 | 5.098 | 28.2382 | 30.0138
2401 | 8643600 | 5.0982 | 28.2414 | 30.0171
2402 | 8647200 | 5.0985 | 28.2447 | 30.0204
2403 | 8650800 | 5.0987 | 28.248 | 30.0237
2404 | 8654400 | 5.0989 | 28.2513 | 30.027
2405 | 8658000 | 5.0992 | 28.2545 | 30.0303
2406 | 8661600 | 5.0994 | 28.2578 | 30.0336
2407 | 8665200 | 5.0996 | 28.2611 | 30.0369
2408 | 8668800 | 5.0999 | 28.2643 | 30.0402
2409 | 8672400 | 5.1001 | 28.2676 | 30.0435
2410 | 8676000 | 5.1003 | 28.2709 | 30.0468
2411 | 8679600 | 5.1006 | 28.2741 | 30.0501
2412 | 8683200 | 5.1008 | 28.2774 | 30.0534
2413 | 8686800 | 5.101 | 28.2807 | 30.0567
2414 | 8690400 | 5.1013 | 28.2839 | 30.06
2415 | 8694000 | 5.1015 | 28.2872 | 30.0633
2416 | 8697600 | 5.1017 | 28.2905 | 30.0666
2417 | 8701200 | 5.102 | 28.2937 | 30.0699
2418 | 8704800 | 5.1022 | 28.297 | 30.0732
2419 | 8708400 | 5.1024 | 28.3003 | 30.0765
2420 | 8712000 | 5.1027 | 28.3035 | 30.0798
2421 | 8715600 | 5.1029 | 28.3068 | 30.0831
2422 | 8719200 | 5.1031 | 28.31 | 30.0864
2423 | 8722800 | 5.1033 | 28.3133 | 30.0897
2424 | 8726400 | 5.1036 | 28.3166 | 30.093
2425 | 8730000 | 5.1038 | 28.3198 | 30.0963
2426 | 8733600 | 5.104 | 28.3231 | 30.0996
2427 | 8737200 | 5.1043 | 28.3263 | 30.1029
2428 | 8740800 | 5.1045 | 28.3296 | 30.1062
2429 | 8744400 | 5.1047 | 28.3329 | 30.1095
2430 | 8748000 | 5.1049 | 28.3361 | 30.1127
2431 | 8751600 | 5.1052 | 28.3394 | 30.116
2432 | 8755200 | 5.1054 | 28.3426 | 30.1193
2433 | 8758800 | 5.1056 | 28.3459 | 30.1226
2434 | 8762400 | 5.1059 | 28.3491 | 30.1259
2435 | 8766000 | 5.1061 | 28.3524 | 30.1292
2436 | 8769600 | 5.1063 | 28.3556 | 30.1325
2437 | 8773200 | 5.1066 | 28.3589 | 30.1358
2438 | 8776800 | 5.1068 | 28.3621 | 30.139
2439 | 8780400 | 5.107 | 28.3654 | 30.1423
2440 | 8784000 | 5.1072 | 28.3686 | 30.1456
2441 | 8787600 | 5.1075 | 28.3719 | 30.1489
2442 | 8791200 | 5.1077 | 28.3751 | 30.1522
2443 | 8794800 | 5.1079 | 28.3784 | 30.1554
2444 | 8798400 | 5.1081 | 28.3816 | 30.1587
2445 | 8802000 | 5.1084 | 28.3849 | 30.162
2446 | 8805600 | 5.1086 | 28.3881 | 30.1653
2447 | 8809200 | 5.1088 | 28.3914 | 30.1686
2448 | 8812800 | 5.1091 | 28.3946 | 30.1718
2449 | 8816400 | 5.1093 | 28.3979 | 30.1751
2450 | 8820000 | 5.1095 | 28.4011 | 30.1784
2451 | 8823600 | 5.1097 | 28.4043 | 30.1817
2452 | 8827200 | 5.11 | 28.4076 | 30.185
2453 | 8830800 | 5.1102 | 28.4108 | 30.1882
2454 | 8834400 | 5.1104 | 28.4141 | 30.1915
2455 | 8838000 | 5.1106 | 28.4173 | 30.1948
2456 | 8841600 | 5.1109 | 28.4206 | 30.1981
2457 | 8845200 | 5.1111 | 28.4238 | 30.2013
2458 | 8848800 | 5.1113 | 28.427 | 30.2046
2459 | 8852400 | 5.1115 | 28.4303 | 30.2079
2460 | 8856000 | 5.1118 | 28.4335 | 30.2111
2461 | 8859600 | 5.112 | 28.4367 | 30.2144
2462 | 8863200 | 5.1122 | 28.44 | 30.2177
2463 | 8866800 | 5.1124 | 28.4432 | 30.221
2464 | 8870400 | 5.1127 | 28.4465 | 30.2242
2465 | 8874000 | 5.1129 | 28.4497 | 30.2275
2466 | 8877600 | 5.1131 | 28.4529 | 30.2308
2467 | 8881200 | 5.1133 | 28.4562 | 30.234
2468 | 8884800 | 5.1136 | 28.4594 | 30.2373
2469 | 8888400 | 5.1138 | 28.4626 | 30.2406
2470 | 8892000 | 5.114 | 28.4659 | 30.2438
2471 | 8895600 | 5.1142 | 28.4691 | 30.2471
2472 | 8899200 | 5.1145 | 28.4723 | 30.2503
2473 | 8902800 | 5.1147 | 28.4755 | 30.2536
2474 | 8906400 | 5.1149 | 28.4788 | 30.2569
2475 | 8910000 | 5.1151 | 28.482 | 30.2601
2476 | 8913600 | 5.1154 | 28.4852 | 30.2634
2477 | 8917200 | 5.1156 | 28.4885 | 30.2667
2478 | 8920800 | 5.1158 | 28.4917 | 30.2699
2479 | 8924400 | 5.116 | 28.4949 | 30.2732
2480 | 8928000 | 5.1162 | 28.4981 | 30.2764
2481 | 8931600 | 5.1165 | 28.5014 | 30.2797
2482 | 8935200 | 5.1167 | 28.5046 | 30.2829
2483 | 8938800 | 5.1169 | 28.5078 | 30.2862
2484 | 8942400 | 5.1171 | 28.511 | 30.2895
2485 | 8946000 | 5.1174 | 28.5143 | 30.2927
2486 | 8949600 | 5.1176 | 28.5175 | 30.296
2487 | 8953200 | 5.1178 | 28.5207 | 30.2992
2488 | 8956800 | 5.118 | 28.5239 | 30.3025
2489 | 8960400 | 5.1182 | 28.5271 | 30.3057
2490 | 8964000 | 5.1185 | 28.5304 | 30.309
2491 | 8967600 | 5.1187 | 28.5336 | 30.3122
2492 | 8971200 | 5.1189 | 28.5368 | 30.3155
2493 | 8974800 | 5.1191 | 28.54 | 30.3187
2494 | 8978400 | 5.1193 | 28.5432 | 30.322
2495 | 8982000 | 5.1196 | 28.5465 | 30.3252
2496 | 8985600 | 5.1198 | 28.5497 | 30.3285
2497 | 8989200 | 5.12 | 28.5529 | 30.3317
2498 | 8992800 | 5.1202 | 28.5561 | 30.335
2499 | 8996400 | 5.1205 | 28.5593 | 30.3382
2500 | 9000000 | 5.1207 | 28.5625 | 30.3415
2501 | 9003600 | 5.1209 | 28.5657 | 30.3447
2502 | 9007200 | 5.1211 | 28.569 | 30.348
2503 | 9010800 | 5.1213 | 28.5722 | 30.3512
2504 | 9014400 | 5.1216 | 28.5754 | 30.3545
2505 | 9018000 | 5.1218 | 28.5786 | 30.3577
2506 | 9021600 | 5.122 | 28.5818 | 30.3609
2507 | 9025200 | 5.1222 | 28.585 | 30.3642
2508 | 9028800 | 5.1224 | 28.5882 | 30.3674
2509 | 9032400 | 5.1226 | 28.5914 | 30.3707
2510 | 9036000 | 5.1229 | 28.5946 | 30.3739
2511 | 9039600 | 5.1231 | 28.5979 | 30.3772
2512 | 9043200 | 5.1233 | 28.6011 | 30.3804
2513 | 9046800 | 5.1235 | 28.6043 | 30.3836
2514 | 9050400 | 5.1237 | 28.6075 | 30.3869
2515 | 9054000 | 5.124 | 28.6107 | 30.3901
2516 | 9057600 | 5.1242 | 28.6139 | 30.3933
2517 | 9061200 | 5.1244 | 28.6171 | 30.3966
2518 | 9064800 | 5.1246 | 28.6203 | 30.3998
2519 | 9068400 | 5.1248 | 28.6235 | 30.403
2520 | 9072000 | 5.125 | 28.6267 | 30.4063
2521 | 9075600 | 5.1253 | 28.6299 | 30.4095
2522 | 9079200 | 5.1255 | 28.6331 | 30.4128
2523 | 9082800 | 5.1257 | 28.6363 | 30.416
2524 | 9086400 | 5.1259 | 28.6395 | 30.4192
2525 | 9090000 | 5.1261 | 28.6427 | 30.4224
2526 | 9093600 | 5.1264 | 28.6459 | 30.4257
2527 | 9097200 | 5.1266 | 28.6491 | 30.4289
2528 | 9100800 | 5.1268 | 28.6523 | 30.4321
2529 | 9104400 | 5.127 | 28.6555 | 30.4354
2530 | 9108000 | 5.1272 | 28.6587 | 30.4386
2531 | 9111600 | 5.1274 | 28.6619 | 30.4418
2532 | 9115200 | 5.1277 | 28.6651 | 30.4451
2533 | 9118800 | 5.1279 | 28.6683 | 30.4483
2534 | 9122400 | 5.1281 | 28.6715 | 30.4515
2535 | 9126000 | 5.1283 | 28.6747 | 30.4547
2536 | 9129600 | 5.1285 | 28.6779 | 30.458
2537 | 9133200 | 5.1287 | 28.681 | 30.4612
2538 | 9136800 | 5.1289 | 28.6842 | 30.4644
2539 | 9140400 | 5.1292 | 28.6874 | 30.4676
2540 | 9144000 | 5.1294 | 28.6906 | 30.4708
2541 | 9147600 | 5.1296 | 28.6938 | 30.4741
2542 | 9151200 | 5.1298 | 28.697 | 30.4773
2543 | 9154800 | 5.13 | 28.7002 | 30.4805
2544 | 9158400 | 5.1302 | 28.7034 | 30.4837
2545 | 9162000 | 5.1305 | 28.7066 | 30.487
2546 | 9165600 | 5.1307 | 28.7098 | 30.4902
2547 | 9169200 | 5.1309 | 28.7129 | 30.4934
2548 | 9172800 | 5.1311 | 28.7161 | 30.4966
2549 | 9176400 | 5.1313 | 28.7193 | 30.4998
2550 | 9180000 | 5.1315 | 28.7225 | 30.503
2551 | 9183600 | 5.1317 | 28.7257 | 30.5063
2552 | 9187200 | 5.132 | 28.7289 | 30.5095
2553 | 9190800 | 5.1322 | 28.7321 | 30.5127
2554 | 9194400 | 5.1324 | 28.7352 | 30.5159
2555 | 9198000 | 5.1326 | 28.7384 | 30.5191
2556 | 9201600 | 5.1328 | 28.7416 | 30.5223
2557 | 9205200 | 5.133 | 28.7448 | 30.5255
2558 | 9208800 | 5.1332 | 28.748 | 30.5288
2559 | 9212400 | 5.1334 | 28.7511 | 30.532
2560 | 9216000 | 5.1337 | 28.7543 | 30.5352
2561 | 9219600 | 5.1339 | 28.7575 | 30.5384
2562 | 9223200 | 5.1341 | 28.7607 | 30.5416
2563 | 9226800 | 5.1343 | 28.7639 | 30.5448
2564 | 9230400 | 5.1345 | 28.767 | 30.548
2565 | 9234000 | 5.1347 | 28.7702 | 30.5512
2566 | 9237600 | 5.1349 | 28.7734 | 30.5544
2567 | 9241200 | 5.1351 | 28.7766 | 30.5576
2568 | 9244800 | 5.1354 | 28.7797 | 30.5608
2569 | 9248400 | 5.1356 | 28.7829 | 30.5641
2570 | 9252000 | 5.1358 | 28.7861 | 30.5673
2571 | 9255600 | 5.136 | 28.7893 | 30.5705
2572 | 9259200 | 5.1362 | 28.7924 | 30.5737
2573 | 9262800 | 5.1364 | 28.7956 | 30.5769
2574 | 9266400 | 5.1366 | 28.7988 | 30.5801
2575 | 9270000 | 5.1368 | 28.8019 | 30.5833
2576 | 9273600 | 5.137 | 28.8051 | 30.5865
2577 | 9277200 | 5.1373 | 28.8083 | 30.5897
2578 | 9280800 | 5.1375 | 28.8115 | 30.5929
2579 | 9284400 | 5.1377 | 28.8146 | 30.5961
2580 | 9288000 | 5.1379 | 28.8178 | 30.5993
2581 | 9291600 | 5.1381 | 28.821 | 30.6025
2582 | 9295200 | 5.1383 | 28.8241 | 30.6057
2583 | 9298800 | 5.1385 | 28.8273 | 30.6089
2584 | 9302400 | 5.1387 | 28.8305 | 30.6121
2585 | 9306000 | 5.1389 | 28.8336 | 30.6153
2586 | 9309600 | 5.1392 | 28.8368 | 30.6185
2587 | 9313200 | 5.1394 | 28.84 | 30.6217
2588 | 9316800 | 5.1396 | 28.8431 | 30.6248
2589 | 9320400 | 5.1398 | 28.8463 | 30.628
2590 | 9324000 | 5.14 | 28.8494 | 30.6312
2591 | 9327600 | 5.1402 | 28.8526 | 30.6344
2592 | 9331200 | 5.1404 | 28.8558 | 30.6376
2593 | 9334800 | 5.1406 | 28.8589 | 30.6408
2594 | 9338400 | 5.1408 | 28.8621 | 30.644
2595 | 9342000 | 5.141 | 28.8653 | 30.6472
2596 | 9345600 | 5.1412 | 28.8684 | 30.6504
2597 | 9349200 | 5.1415 | 28.8716 | 30.6536
2598 | 9352800 | 5.1417 | 28.8747 | 30.6568
2599 | 9356400 | 5.1419 | 28.8779 | 30.66
2600 | 9360000 | 5.1421 | 28.881 | 30.6631
2601 | 9363600 | 5.1423 | 28.8842 | 30.6663
2602 | 9367200 | 5.1425 | 28.8874 | 30.6695
2603 | 9370800 | 5.1427 | 28.8905 | 30.6727
2604 | 9374400 | 5.1429 | 28.8937 | 30.6759
2605 | 9378000 | 5.1431 | 28.8968 | 30.6791
2606 | 9381600 | 5.1433 | 28.9 | 30.6823
2607 | 9385200 | 5.1435 | 28.9031 | 30.6854
2608 | 9388800 | 5.1437 | 28.9063 | 30.6886
2609 | 9392400 | 5.1439 | 28.9094 | 30.6918
2610 | 9396000 | 5.1442 | 28.9126 | 30.695
2611 | 9399600 | 5.1444 | 28.9157 | 30.6982
2612 | 9403200 | 5.1446 | 28.9189 | 30.7013
2613 | 9406800 | 5.1448 | 28.922 | 30.7045
2614 | 9410400 | 5.145 | 28.9252 | 30.7077
2615 | 9414000 | 5.1452 | 28.9283 | 30.7109
2616 | 9417600 | 5.1454 | 28.9315 | 30.7141
2617 | 9421200 | 5.1456 | 28.9346 | 30.7172
2618 | 9424800 | 5.1458 | 28.9378 | 30.7204
2619 | 9428400 | 5.146 | 28.9409 | 30.7236
2620 | 9432000 | 5.1462 | 28.9441 | 30.7268
2621 | 9435600 | 5.1464 | 28.9472 | 30.73
2622 | 9439200 | 5.1466 | 28.9504 | 30.7331
2623 | 9442800 | 5.1468 | 28.9535 | 30.7363
2624 | 9446400 | 5.147 | 28.9566 | 30.7395
2625 | 9450000 | 5.1472 | 28.9598 | 30.7426
2626 | 9453600 | 5.1475 | 28.9629 | 30.7458
2627 | 9457200 | 5.1477 | 28.9661 | 30.749
2628 | 9460800 | 5.1479 | 28.9692 | 30.7522
2629 | 9464400 | 5.1481 | 28.9724 | 30.7553
2630 | 9468000 | 5.1483 | 28.9755 | 30.7585
2631 | 9471600 | 5.1485 | 28.9786 | 30.7617
2632 | 9475200 | 5.1487 | 28.9818 | 30.7648
2633 | 9478800 | 5.1489 | 28.9849 | 30.768
2634 | 9482400 | 5.1491 | 28.9881 | 30.7712
2635 | 9486000 | 5.1493 | 28.9912 | 30.7744
2636 | 9489600 | 5.1495 | 28.9943 | 30.7775
2637 | 9493200 | 5.1497 | 28.9975 | 30.7807
2638 | 9496800 | 5.1499 | 29.0006 | 30.7839
2639 | 9500400 | 5.1501 | 29.0037 | 30.787
2640 | 9504000 | 5.1503 | 29.0069 | 30.7902
2641 | 9507600 | 5.1505 | 29.01 | 30.7933
2642 | 9511200 | 5.1507 | 29.0131 | 30.7965
2643 | 9514800 | 5.1509 | 29.0163 | 30.7997
2644 | 9518400 | 5.1511 | 29.0194 | 30.8028
2645 | 9522000 | 5.1513 | 29.0225 | 30.806
2646 | 9525600 | 5.1515 | 29.0257 | 30.8092
2647 | 9529200 | 5.1517 | 29.0288 | 30.8123
2648 | 9532800 | 5.1519 | 29.0319 | 30.8155
2649 | 9536400 | 5.1521 | 29.0351 | 30.8186
2650 | 9540000 | 5.1523 | 29.0382 | 30.8218
2651 | 9543600 | 5.1525 | 29.0413 | 30.825
2652 | 9547200 | 5.1528 | 29.0445 | 30.8281
2653 | 9550800 | 5.153 | 29.0476 | 30.8313
2654 | 9554400 | 5.1532 | 29.0507 | 30.8344
2655 | 9558000 | 5.1534 | 29.0538 | 30.8376
2656 | 9561600 | 5.1536 | 29.057 | 30.8408
2657 | 9565200 | 5.1538 | 29.0601 | 30.8439
2658 | 9568800 | 5.154 | 29.0632 | 30.8471
2659 | 9572400 | 5.1542 | 29.0663 | 30.8502
2660 | 9576000 | 5.1544 | 29.0695 | 30.8534
2661 | 9579600 | 5.1546 | 29.0726 | 30.8565
2662 | 9583200 | 5.1548 | 29.0757 | 30.8597
2663 | 9586800 | 5.155 | 29.0788 | 30.8628
2664 | 9590400 | 5.1552 | 29.082 | 30.866
2665 | 9594000 | 5.1554 | 29.0851 | 30.8691
2666 | 9597600 | 5.1556 | 29.0882 | 30.8723
2667 | 9601200 | 5.1558 | 29.0913 | 30.8754
2668 | 9604800 | 5.156 | 29.0944 | 30.8786
2669 | 9608400 | 5.1562 | 29.0976 | 30.8817
2670 | 9612000 | 5.1564 | 29.1007 | 30.8849
2671 | 9615600 | 5.1566 | 29.1038 | 30.888
2672 | 9619200 | 5.1568 | 29.1069 | 30.8912
2673 | 9622800 | 5.157 | 29.11 | 30.8943
2674 | 9626400 | 5.1572 | 29.1131 | 30.8975
2675 | 9630000 | 5.1574 | 29.1163 | 30.9006
2676 | 9633600 | 5.1576 | 29.1194 | 30.9038
2677 | 9637200 | 5.1578 | 29.1225 | 30.9069
2678 | 9640800 | 5.158 | 29.1256 | 30.91
2679 | 9644400 | 5.1582 | 29.1287 | 30.9132
2680 | 9648000 | 5.1584 | 29.1318 | 30.9163
2681 | 9651600 | 5.1586 | 29.135 | 30.9195
2682 | 9655200 | 5.1588 | 29.1381 | 30.9226
2683 | 9658800 | 5.159 | 29.1412 | 30.9258
2684 | 9662400 | 5.1592 | 29.1443 | 30.9289
2685 | 9666000 | 5.1594 | 29.1474 | 30.932
2686 | 9669600 | 5.1596 | 29.1505 | 30.9352
2687 | 9673200 | 5.1598 | 29.1536 | 30.9383
2688 | 9676800 | 5.16 | 29.1567 | 30.9415
2689 | 9680400 | 5.1602 | 29.1598 | 30.9446
2690 | 9684000 | 5.1604 | 29.1629 | 30.9477
2691 | 9687600 | 5.1606 | 29.1661 | 30.9509
2692 | 9691200 | 5.1608 | 29.1692 | 30.954
2693 | 9694800 | 5.161 | 29.1723 | 30.9571
2694 | 9698400 | 5.1612 | 29.1754 | 30.9603
2695 | 9702000 | 5.1614 | 29.1785 | 30.9634
2696 | 9705600 | 5.1616 | 29.1816 | 30.9665
2697 | 9709200 | 5.1618 | 29.1847 | 30.9697
2698 | 9712800 | 5.162 | 29.1878 | 30.9728
2699 | 9716400 | 5.1621 | 29.1909 | 30.9759
2700 | 9720000 | 5.1623 | 29.194 | 30.9791
2701 | 9723600 | 5.1625 | 29.1971 | 30.9822
2702 | 9727200 | 5.1627 | 29.2002 | 30.9853
2703 | 9730800 | 5.1629 | 29.2033 | 30.9885
2704 | 9734400 | 5.1631 | 29.2064 | 30.9916
2705 | 9738000 | 5.1633 | 29.2095 | 30.9947
2706 | 9741600 | 5.1635 | 29.2126 | 30.9979
2707 | 9745200 | 5.1637 | 29.2157 | 31.001
2708 | 9748800 | 5.1639 | 29.2188 | 31.0041
2709 | 9752400 | 5.1641 | 29.2219 | 31.0072
2710 | 9756000 | 5.1643 | 29.225 | 31.0104
2711 | 9759600 | 5.1645 | 29.2281 | 31.0135
2712 | 9763200 | 5.1647 | 29.2312 | 31.0166
2713 | 9766800 | 5.1649 | 29.2343 | 31.0197
2714 | 9770400 | 5.1651 | 29.2374 | 31.0229
2715 | 9774000 | 5.1653 | 29.2405 | 31.026
2716 | 9777600 | 5.1655 | 29.2436 | 31.0291
2717 | 9781200 | 5.1657 | 29.2467 | 31.0322
2718 | 9784800 | 5.1659 | 29.2498 | 31.0354
2719 | 9788400 | 5.1661 | 29.2529 | 31.0385
2720 | 9792000 | 5.1663 | 29.2559 | 31.0416
2721 | 9795600 | 5.1665 | 29.259 | 31.0447
2722 | 9799200 | 5.1667 | 29.2621 | 31.0478
2723 | 9802800 | 5.1669 | 29.2652 | 31.051
2724 | 9806400 | 5.1671 | 29.2683 | 31.0541
2725 | 9810000 | 5.1672 | 29.2714 | 31.0572
2726 | 9813600 | 5.1674 | 29.2745 | 31.0603
2727 | 9817200 | 5.1676 | 29.2776 | 31.0634
2728 | 9820800 | 5.1678 | 29.2807 | 31.0666
2729 | 9824400 | 5.168 | 29.2838 | 31.0697
2730 | 9828000 | 5.1682 | 29.2868 | 31.0728
2731 | 9831600 | 5.1684 | 29.2899 | 31.0759
2732 | 9835200 | 5.1686 | 29.293 | 31.079
2733 | 9838800 | 5.1688 | 29.2961 | 31.0821
2734 | 9842400 | 5.169 | 29.2992 | 31.0852
2735 | 9846000 | 5.1692 | 29.3023 | 31.0884
2736 | 9849600 | 5.1694 | 29.3054 | 31.0915
2737 | 9853200 | 5.1696 | 29.3084 | 31.0946
2738 | 9856800 | 5.1698 | 29.3115 | 31.0977
2739 | 9860400 | 5.17 | 29.3146 | 31.1008
2740 | 9864000 | 5.1702 | 29.3177 | 31.1039
2741 | 9867600 | 5.1703 | 29.3208 | 31.107
2742 | 9871200 | 5.1705 | 29.3239 | 31.1101
2743 | 9874800 | 5.1707 | 29.3269 | 31.1132
2744 | 9878400 | 5.1709 | 29.33 | 31.1164
2745 | 9882000 | 5.1711 | 29.3331 | 31.1195
2746 | 9885600 | 5.1713 | 29.3362 | 31.1226
2747 | 9889200 | 5.1715 | 29.3392 | 31.1257
2748 | 9892800 | 5.1717 | 29.3423 | 31.1288
2749 | 9896400 | 5.1719 | 29.3454 | 31.1319
2750 | 9900000 | 5.1721 | 29.3485 | 31.135
2751 | 9903600 | 5.1723 | 29.3516 | 31.1381
2752 | 9907200 | 5.1725 | 29.3546 | 31.1412
2753 | 9910800 | 5.1727 | 29.3577 | 31.1443
2754 | 9914400 | 5.1729 | 29.3608 | 31.1474
2755 | 9918000 | 5.173 | 29.3639 | 31.1505
2756 | 9921600 | 5.1732 | 29.3669 | 31.1536
2757 | 9925200 | 5.1734 | 29.37 | 31.1567
2758 | 9928800 | 5.1736 | 29.3731 | 31.1598
2759 | 9932400 | 5.1738 | 29.3761 | 31.1629
2760 | 9936000 | 5.174 | 29.3792 | 31.166
2761 | 9939600 | 5.1742 | 29.3823 | 31.1691
2762 | 9943200 | 5.1744 | 29.3854 | 31.1722
2763 | 9946800 | 5.1746 | 29.3884 | 31.1753
2764 | 9950400 | 5.1748 | 29.3915 | 31.1784
2765 | 9954000 | 5.175 | 29.3946 | 31.1815
2766 | 9957600 | 5.1751 | 29.3976 | 31.1846
2767 | 9961200 | 5.1753 | 29.4007 | 31.1877
2768 | 9964800 | 5.1755 | 29.4038 | 31.1908
2769 | 9968400 | 5.1757 | 29.4068 | 31.1939
2770 | 9972000 | 5.1759 | 29.4099 | 31.197
2771 | 9975600 | 5.1761 | 29.413 | 31.2001
2772 | 9979200 | 5.1763 | 29.416 | 31.2032
2773 | 9982800 | 5.1765 | 29.4191 | 31.2063
2774 | 9986400 | 5.1767 | 29.4222 | 31.2094
2775 | 9990000 | 5.1769 | 29.4252 | 31.2125
2776 | 9993600 | 5.177 | 29.4283 | 31.2155
2777 | 9997200 | 5.1772 | 29.4314 | 31.2186
2778 | 10000800 | 5.1774 | 29.4344 | 31.2217
2779 | 10004400 | 5.1776 | 29.4375 | 31.2248
2780 | 10008000 | 5.1778 | 29.4406 | 31.2279
2781 | 10011600 | 5.178 | 29.4436 | 31.231
2782 | 10015200 | 5.1782 | 29.4467 | 31.2341
2783 | 10018800 | 5.1784 | 29.4497 | 31.2372
2784 | 10022400 | 5.1786 | 29.4528 | 31.2403
2785 | 10026000 | 5.1787 | 29.4559 | 31.2433
2786 | 10029600 | 5.1789 | 29.4589 | 31.2464
2787 | 10033200 | 5.1791 | 29.462 | 31.2495
2788 | 10036800 | 5.1793 | 29.465 | 31.2526
2789 | 10040400 | 5.1795 | 29.4681 | 31.2557
2790 | 10044000 | 5.1797 | 29.4711 | 31.2588
2791 | 10047600 | 5.1799 | 29.4742 | 31.2619
2792 | 10051200 | 5.1801 | 29.4773 | 31.2649
2793 | 10054800 | 5.1803 | 29.4803 | 31.268
2794 | 10058400 | 5.1804 | 29.4834 | 31.2711
2795 | 10062000 | 5.1806 | 29.4864 | 31.2742
2796 | 10065600 | 5.1808 | 29.4895 | 31.2773
2797 | 10069200 | 5.181 | 29.4925 | 31.2803
2798 | 10072800 | 5.1812 | 29.4956 | 31.2834
2799 | 10076400 | 5.1814 | 29.4986 | 31.2865
2800 | 10080000 | 5.1816 | 29.5017 | 31.2896
2801 | 10083600 | 5.1818 | 29.5047 | 31.2927
2802 | 10087200 | 5.1819 | 29.5078 | 31.2957
2803 | 10090800 | 5.1821 | 29.5108 | 31.2988
2804 | 10094400 | 5.1823 | 29.5139 | 31.3019
2805 | 10098000 | 5.1825 | 29.5169 | 31.305
2806 | 10101600 | 5.1827 | 29.52 | 31.3081
2807 | 10105200 | 5.1829 | 29.523 | 31.3111
2808 | 10108800 | 5.1831 | 29.5261 | 31.3142
2809 | 10112400 | 5.1833 | 29.5291 | 31.3173
2810 | 10116000 | 5.1834 | 29.5322 | 31.3204
2811 | 10119600 | 5.1836 | 29.5352 | 31.3234
2812 | 10123200 | 5.1838 | 29.5383 | 31.3265
2813 | 10126800 | 5.184 | 29.5413 | 31.3296
2814 | 10130400 | 5.1842 | 29.5443 | 31.3326
2815 | 10134000 | 5.1844 | 29.5474 | 31.3357
2816 | 10137600 | 5.1846 | 29.5504 | 31.3388
2817 | 10141200 | 5.1847 | 29.5535 | 31.3419
2818 | 10144800 | 5.1849 | 29.5565 | 31.3449
2819 | 10148400 | 5.1851 | 29.5596 | 31.348
2820 | 10152000 | 5.1853 | 29.5626 | 31.3511
2821 | 10155600 | 5.1855 | 29.5656 | 31.3541
2822 | 10159200 | 5.1857 | 29.5687 | 31.3572
2823 | 10162800 | 5.1859 | 29.5717 | 31.3603
2824 | 10166400 | 5.186 | 29.5748 | 31.3633
2825 | 10170000 | 5.1862 | 29.5778 | 31.3664
2826 | 10173600 | 5.1864 | 29.5808 | 31.3695
2827 | 10177200 | 5.1866 | 29.5839 | 31.3725
2828 | 10180800 | 5.1868 | 29.5869 | 31.3756
2829 | 10184400 | 5.187 | 29.59 | 31.3787
2830 | 10188000 | 5.1871 | 29.593 | 31.3817
2831 | 10191600 | 5.1873 | 29.596 | 31.3848
2832 | 10195200 | 5.1875 | 29.5991 | 31.3879
2833 | 10198800 | 5.1877 | 29.6021 | 31.3909
2834 | 10202400 | 5.1879 | 29.6051 | 31.394
2835 | 10206000 | 5.1881 | 29.6082 | 31.397
2836 | 10209600 | 5.1883 | 29.6112 | 31.4001
2837 | 10213200 | 5.1884 | 29.6142 | 31.4032
2838 | 10216800 | 5.1886 | 29.6173 | 31.4062
2839 | 10220400 | 5.1888 | 29.6203 | 31.4093
2840 | 10224000 | 5.189 | 29.6233 | 31.4123
2841 | 10227600 | 5.1892 | 29.6264 | 31.4154
2842 | 10231200 | 5.1894 | 29.6294 | 31.4185
2843 | 10234800 | 5.1895 | 29.6324 | 31.4215
2844 | 10238400 | 5.1897 | 29.6355 | 31.4246
2845 | 10242000 | 5.1899 | 29.6385 | 31.4276
2846 | 10245600 | 5.1901 | 29.6415 | 31.4307
2847 | 10249200 | 5.1903 | 29.6445 | 31.4337
2848 | 10252800 | 5.1905 | 29.6476 | 31.4368
2849 | 10256400 | 5.1906 | 29.6506 | 31.4398
2850 | 10260000 | 5.1908 | 29.6536 | 31.4429
2851 | 10263600 | 5.191 | 29.6566 | 31.4459
2852 | 10267200 | 5.1912 | 29.6597 | 31.449
2853 | 10270800 | 5.1914 | 29.6627 | 31.4521
2854 | 10274400 | 5.1915 | 29.6657 | 31.4551
2855 | 10278000 | 5.1917 | 29.6687 | 31.4582
2856 | 10281600 | 5.1919 | 29.6718 | 31.4612
2857 | 10285200 | 5.1921 | 29.6748 | 31.4643
2858 | 10288800 | 5.1923 | 29.6778 | 31.4673
2859 | 10292400 | 5.1925 | 29.6808 | 31.4704
2860 | 10296000 | 5.1926 | 29.6839 | 31.4734
2861 | 10299600 | 5.1928 | 29.6869 | 31.4765
2862 | 10303200 | 5.193 | 29.6899 | 31.4795
2863 | 10306800 | 5.1932 | 29.6929 | 31.4825
2864 | 10310400 | 5.1934 | 29.6959 | 31.4856
2865 | 10314000 | 5.1935 | 29.699 | 31.4886
2866 | 10317600 | 5.1937 | 29.702 | 31.4917
2867 | 10321200 | 5.1939 | 29.705 | 31.4947
2868 | 10324800 | 5.1941 | 29.708 | 31.4978
2869 | 10328400 | 5.1943 | 29.711 | 31.5008
2870 | 10332000 | 5.1945 | 29.7141 | 31.5039
2871 | 10335600 | 5.1946 | 29.7171 | 31.5069
2872 | 10339200 | 5.1948 | 29.7201 | 31.5099
2873 | 10342800 | 5.195 | 29.7231 | 31.513
2874 | 10346400 | 5.1952 | 29.7261 | 31.516
2875 | 10350000 | 5.1954 | 29.7291 | 31.5191
2876 | 10353600 | 5.1955 | 29.7321 | 31.5221
2877 | 10357200 | 5.1957 | 29.7352 | 31.5252
2878 | 10360800 | 5.1959 | 29.7382 | 31.5282
2879 | 10364400 | 5.1961 | 29.7412 | 31.5312
2880 | 10368000 | 5.1963 | 29.7442 | 31.5343
2881 | 10371600 | 5.1964 | 29.7472 | 31.5373
2882 | 10375200 | 5.1966 | 29.7502 | 31.5403
2883 | 10378800 | 5.1968 | 29.7532 | 31.5434
2884 | 10382400 | 5.197 | 29.7562 | 31.5464
2885 | 10386000 | 5.1972 | 29.7593 | 31.5495
2886 | 10389600 | 5.1973 | 29.7623 | 31.5525
2887 | 10393200 | 5.1975 | 29.7653 | 31.5555
2888 | 10396800 | 5.1977 | 29.7683 | 31.5586
2889 | 10400400 | 5.1979 | 29.7713 | 31.5616
2890 | 10404000 | 5.1981 | 29.7743 | 31.5646
2891 | 10407600 | 5.1982 | 29.7773 | 31.5677
2892 | 10411200 | 5.1984 | 29.7803 | 31.5707
2893 | 10414800 | 5.1986 | 29.7833 | 31.5737
2894 | 10418400 | 5.1988 | 29.7863 | 31.5768
2895 | 10422000 | 5.1989 | 29.7893 | 31.5798
2896 | 10425600 | 5.1991 | 29.7923 | 31.5828
2897 | 10429200 | 5.1993 | 29.7953 | 31.5859
2898 | 10432800 | 5.1995 | 29.7983 | 31.5889
2899 | 10436400 | 5.1997 | 29.8013 | 31.5919
2900 | 10440000 | 5.1998 | 29.8043 | 31.5949
2901 | 10443600 | 5.2 | 29.8073 | 31.598
2902 | 10447200 | 5.2002 | 29.8103 | 31.601
2903 | 10450800 | 5.2004 | 29.8133 | 31.604
2904 | 10454400 | 5.2006 | 29.8163 | 31.6071
2905 | 10458000 | 5.2007 | 29.8193 | 31.6101
2906 | 10461600 | 5.2009 | 29.8223 | 31.6131
2907 | 10465200 | 5.2011 | 29.8253 | 31.6161
2908 | 10468800 | 5.2013 | 29.8283 | 31.6192
2909 | 10472400 | 5.2014 | 29.8313 | 31.6222
2910 | 10476000 | 5.2016 | 29.8343 | 31.6252
2911 | 10479600 | 5.2018 | 29.8373 | 31.6282
2912 | 10483200 | 5.202 | 29.8403 | 31.6312
2913 | 10486800 | 5.2021 | 29.8433 | 31.6343
2914 | 10490400 | 5.2023 | 29.8463 | 31.6373
2915 | 10494000 | 5.2025 | 29.8493 | 31.6403
2916 | 10497600 | 5.2027 | 29.8523 | 31.6433
2917 | 10501200 | 5.2029 | 29.8553 | 31.6464
2918 | 10504800 | 5.203 | 29.8583 | 31.6494
2919 | 10508400 | 5.2032 | 29.8613 | 31.6524
2920 | 10512000 | 5.2034 | 29.8643 | 31.6554
2921 | 10515600 | 5.2036 | 29.8673 | 31.6584
2922 | 10519200 | 5.2037 | 29.8703 | 31.6615
2923 | 10522800 | 5.2039 | 29.8733 | 31.6645
2924 | 10526400 | 5.2041 | 29.8763 | 31.6675
2925 | 10530000 | 5.2043 | 29.8793 | 31.6705
2926 | 10533600 | 5.2044 | 29.8822 | 31.6735
2927 | 10537200 | 5.2046 | 29.8852 | 31.6765
2928 | 10540800 | 5.2048 | 29.8882 | 31.6796
2929 | 10544400 | 5.205 | 29.8912 | 31.6826
2930 | 10548000 | 5.2051 | 29.8942 | 31.6856
2931 | 10551600 | 5.2053 | 29.8972 | 31.6886
2932 | 10555200 | 5.2055 | 29.9002 | 31.6916
2933 | 10558800 | 5.2057 | 29.9032 | 31.6946
2934 | 10562400 | 5.2058 | 29.9061 | 31.6976
2935 | 10566000 | 5.206 | 29.9091 | 31.7006
2936 | 10569600 | 5.2062 | 29.9121 | 31.7037
2937 | 10573200 | 5.2064 | 29.9151 | 31.7067
2938 | 10576800 | 5.2065 | 29.9181 | 31.7097
2939 | 10580400 | 5.2067 | 29.9211 | 31.7127
2940 | 10584000 | 5.2069 | 29.9241 | 31.7157
2941 | 10587600 | 5.2071 | 29.927 | 31.7187
2942 | 10591200 | 5.2072 | 29.93 | 31.7217
2943 | 10594800 | 5.2074 | 29.933 | 31.7247
2944 | 10598400 | 5.2076 | 29.936 | 31.7277
2945 | 10602000 | 5.2078 | 29.939 | 31.7307
2946 | 10605600 | 5.2079 | 29.9419 | 31.7337
2947 | 10609200 | 5.2081 | 29.9449 | 31.7367
2948 | 10612800 | 5.2083 | 29.9479 | 31.7398
2949 | 10616400 | 5.2085 | 29.9509 | 31.7428
2950 | 10620000 | 5.2086 | 29.9539 | 31.7458
2951 | 10623600 | 5.2088 | 29.9568 | 31.7488
2952 | 10627200 | 5.209 | 29.9598 | 31.7518
2953 | 10630800 | 5.2092 | 29.9628 | 31.7548
2954 | 10634400 | 5.2093 | 29.9658 | 31.7578
2955 | 10638000 | 5.2095 | 29.9688 | 31.7608
2956 | 10641600 | 5.2097 | 29.9717 | 31.7638
2957 | 10645200 | 5.2099 | 29.9747 | 31.7668
2958 | 10648800 | 5.21 | 29.9777 | 31.7698
2959 | 10652400 | 5.2102 | 29.9807 | 31.7728
2960 | 10656000 | 5.2104 | 29.9836 | 31.7758
2961 | 10659600 | 5.2105 | 29.9866 | 31.7788
2962 | 10663200 | 5.2107 | 29.9896 | 31.7818
2963 | 10666800 | 5.2109 | 29.9926 | 31.7848
2964 | 10670400 | 5.2111 | 29.9955 | 31.7878
2965 | 10674000 | 5.2112 | 29.9985 | 31.7908
2966 | 10677600 | 5.2114 | 30.0015 | 31.7938
2967 | 10681200 | 5.2116 | 30.0044 | 31.7968
2968 | 10684800 | 5.2118 | 30.0074 | 31.7998
2969 | 10688400 | 5.2119 | 30.0104 | 31.8028
2970 | 10692000 | 5.2121 | 30.0133 | 31.8058
2971 | 10695600 | 5.2123 | 30.0163 | 31.8087
2972 | 10699200 | 5.2124 | 30.0193 | 31.8117
2973 | 10702800 | 5.2126 | 30.0223 | 31.8147
2974 | 10706400 | 5.2128 | 30.0252 | 31.8177
2975 | 10710000 | 5.213 | 30.0282 | 31.8207
2976 | 10713600 | 5.2131 | 30.0312 | 31.8237
2977 | 10717200 | 5.2133 | 30.0341 | 31.8267
2978 | 10720800 | 5.2135 | 30.0371 | 31.8297
2979 | 10724400 | 5.2136 | 30.0401 | 31.8327
2980 | 10728000 | 5.2138 | 30.043 | 31.8357
2981 | 10731600 | 5.214 | 30.046 | 31.8387
2982 | 10735200 | 5.2142 | 30.0489 | 31.8417
2983 | 10738800 | 5.2143 | 30.0519 | 31.8446
2984 | 10742400 | 5.2145 | 30.0549 | 31.8476
2985 | 10746000 | 5.2147 | 30.0578 | 31.8506
2986 | 10749600 | 5.2148 | 30.0608 | 31.8536
2987 | 10753200 | 5.215 | 30.0638 | 31.8566
2988 | 10756800 | 5.2152 | 30.0667 | 31.8596
2989 | 10760400 | 5.2154 | 30.0697 | 31.8626
2990 | 10764000 | 5.2155 | 30.0726 | 31.8656
2991 | 10767600 | 5.2157 | 30.0756 | 31.8685
2992 | 10771200 | 5.2159 | 30.0786 | 31.8715
2993 | 10774800 | 5.216 | 30.0815 | 31.8745
2994 | 10778400 | 5.2162 | 30.0845 | 31.8775
2995 | 10782000 | 5.2164 | 30.0874 | 31.8805
2996 | 10785600 | 5.2166 | 30.0904 | 31.8835
2997 | 10789200 | 5.2167 | 30.0934 | 31.8864
2998 | 10792800 | 5.2169 | 30.0963 | 31.8894
2999 | 10796400 | 5.2171 | 30.0993 | 31.8924
3000 | 10800000 | 5.2172 | 30.1022 | 31.8954
3001 | 10803600 | 5.2174 | 30.1052 | 31.8984
3002 | 10807200 | 5.2176 | 30.1081 | 31.9013
3003 | 10810800 | 5.2177 | 30.1111 | 31.9043
3004 | 10814400 | 5.2179 | 30.114 | 31.9073
3005 | 10818000 | 5.2181 | 30.117 | 31.9103
3006 | 10821600 | 5.2182 | 30.12 | 31.9133
3007 | 10825200 | 5.2184 | 30.1229 | 31.9162
3008 | 10828800 | 5.2186 | 30.1259 | 31.9192
3009 | 10832400 | 5.2188 | 30.1288 | 31.9222
3010 | 10836000 | 5.2189 | 30.1318 | 31.9252
3011 | 10839600 | 5.2191 | 30.1347 | 31.9281
3012 | 10843200 | 5.2193 | 30.1377 | 31.9311
3013 | 10846800 | 5.2194 | 30.1406 | 31.9341
3014 | 10850400 | 5.2196 | 30.1436 | 31.9371
3015 | 10854000 | 5.2198 | 30.1465 | 31.94
3016 | 10857600 | 5.2199 | 30.1495 | 31.943
3017 | 10861200 | 5.2201 | 30.1524 | 31.946
3018 | 10864800 | 5.2203 | 30.1554 | 31.949
3019 | 10868400 | 5.2204 | 30.1583 | 31.9519
3020 | 10872000 | 5.2206 | 30.1612 | 31.9549
3021 | 10875600 | 5.2208 | 30.1642 | 31.9579
3022 | 10879200 | 5.2209 | 30.1671 | 31.9608
3023 | 10882800 | 5.2211 | 30.1701 | 31.9638
3024 | 10886400 | 5.2213 | 30.173 | 31.9668
3025 | 10890000 | 5.2214 | 30.176 | 31.9698
3026 | 10893600 | 5.2216 | 30.1789 | 31.9727
3027 | 10897200 | 5.2218 | 30.1819 | 31.9757
3028 | 10900800 | 5.222 | 30.1848 | 31.9787
3029 | 10904400 | 5.2221 | 30.1878 | 31.9816
3030 | 10908000 | 5.2223 | 30.1907 | 31.9846
3031 | 10911600 | 5.2225 | 30.1936 | 31.9876
3032 | 10915200 | 5.2226 | 30.1966 | 31.9905
3033 | 10918800 | 5.2228 | 30.1995 | 31.9935
3034 | 10922400 | 5.223 | 30.2025 | 31.9965
3035 | 10926000 | 5.2231 | 30.2054 | 31.9994
3036 | 10929600 | 5.2233 | 30.2083 | 32.0024
3037 | 10933200 | 5.2235 | 30.2113 | 32.0054
3038 | 10936800 | 5.2236 | 30.2142 | 32.0083
3039 | 10940400 | 5.2238 | 30.2172 | 32.0113
3040 | 10944000 | 5.224 | 30.2201 | 32.0142
3041 | 10947600 | 5.2241 | 30.223 | 32.0172
3042 | 10951200 | 5.2243 | 30.226 | 32.0202
3043 | 10954800 | 5.2245 | 30.2289 | 32.0231
3044 | 10958400 | 5.2246 | 30.2318 | 32.0261
3045 | 10962000 | 5.2248 | 30.2348 | 32.029
3046 | 10965600 | 5.225 | 30.2377 | 32.032
3047 | 10969200 | 5.2251 | 30.2406 | 32.035
3048 | 10972800 | 5.2253 | 30.2436 | 32.0379
3049 | 10976400 | 5.2255 | 30.2465 | 32.0409
3050 | 10980000 | 5.2256 | 30.2494 | 32.0438
3051 | 10983600 | 5.2258 | 30.2524 | 32.0468
3052 | 10987200 | 5.2259 | 30.2553 | 32.0498
3053 | 10990800 | 5.2261 | 30.2582 | 32.0527
3054 | 10994400 | 5.2263 | 30.2612 | 32.0557
3055 | 10998000 | 5.2264 | 30.2641 | 32.0586
3056 | 11001600 | 5.2266 | 30.267 | 32.0616
3057 | 11005200 | 5.2268 | 30.27 | 32.0645
3058 | 11008800 | 5.2269 | 30.2729 | 32.0675
3059 | 11012400 | 5.2271 | 30.2758 | 32.0704
3060 | 11016000 | 5.2273 | 30.2788 | 32.0734
3061 | 11019600 | 5.2274 | 30.2817 | 32.0763
3062 | 11023200 | 5.2276 | 30.2846 | 32.0793
3063 | 11026800 | 5.2278 | 30.2875 | 32.0822
3064 | 11030400 | 5.2279 | 30.2905 | 32.0852
3065 | 11034000 | 5.2281 | 30.2934 | 32.0882
3066 | 11037600 | 5.2283 | 30.2963 | 32.0911
3067 | 11041200 | 5.2284 | 30.2992 | 32.0941
3068 | 11044800 | 5.2286 | 30.3022 | 32.097
3069 | 11048400 | 5.2288 | 30.3051 | 32.0999
3070 | 11052000 | 5.2289 | 30.308 | 32.1029
3071 | 11055600 | 5.2291 | 30.3109 | 32.1058
3072 | 11059200 | 5.2292 | 30.3139 | 32.1088
3073 | 11062800 | 5.2294 | 30.3168 | 32.1117
3074 | 11066400 | 5.2296 | 30.3197 | 32.1147
3075 | 11070000 | 5.2297 | 30.3226 | 32.1176
3076 | 11073600 | 5.2299 | 30.3256 | 32.1206
3077 | 11077200 | 5.2301 | 30.3285 | 32.1235
3078 | 11080800 | 5.2302 | 30.3314 | 32.1265
3079 | 11084400 | 5.2304 | 30.3343 | 32.1294
3080 | 11088000 | 5.2306 | 30.3372 | 32.1324
3081 | 11091600 | 5.2307 | 30.3402 | 32.1353
3082 | 11095200 | 5.2309 | 30.3431 | 32.1382
3083 | 11098800 | 5.231 | 30.346 | 32.1412
3084 | 11102400 | 5.2312 | 30.3489 | 32.1441
3085 | 11106000 | 5.2314 | 30.3518 | 32.1471
3086 | 11109600 | 5.2315 | 30.3548 | 32.15
3087 | 11113200 | 5.2317 | 30.3577 | 32.153
3088 | 11116800 | 5.2319 | 30.3606 | 32.1559
3089 | 11120400 | 5.232 | 30.3635 | 32.1588
3090 | 11124000 | 5.2322 | 30.3664 | 32.1618
3091 | 11127600 | 5.2323 | 30.3693 | 32.1647
3092 | 11131200 | 5.2325 | 30.3722 | 32.1677
3093 | 11134800 | 5.2327 | 30.3752 | 32.1706
3094 | 11138400 | 5.2328 | 30.3781 | 32.1735
3095 | 11142000 | 5.233 | 30.381 | 32.1765
3096 | 11145600 | 5.2332 | 30.3839 | 32.1794
3097 | 11149200 | 5.2333 | 30.3868 | 32.1823
3098 | 11152800 | 5.2335 | 30.3897 | 32.1853
3099 | 11156400 | 5.2336 | 30.3926 | 32.1882
3100 | 11160000 | 5.2338 | 30.3955 | 32.1911
3101 | 11163600 | 5.234 | 30.3985 | 32.1941
3102 | 11167200 | 5.2341 | 30.4014 | 32.197
3103 | 11170800 | 5.2343 | 30.4043 | 32.2
3104 | 11174400 | 5.2345 | 30.4072 | 32.2029
3105 | 11178000 | 5.2346 | 30.4101 | 32.2058
3106 | 11181600 | 5.2348 | 30.413 | 32.2088
3107 | 11185200 | 5.2349 | 30.4159 | 32.2117
3108 | 11188800 | 5.2351 | 30.4188 | 32.2146
3109 | 11192400 | 5.2353 | 30.4217 | 32.2175
3110 | 11196000 | 5.2354 | 30.4246 | 32.2205
3111 | 11199600 | 5.2356 | 30.4275 | 32.2234
3112 | 11203200 | 5.2357 | 30.4305 | 32.2263
3113 | 11206800 | 5.2359 | 30.4334 | 32.2293
3114 | 11210400 | 5.2361 | 30.4363 | 32.2322
3115 | 11214000 | 5.2362 | 30.4392 | 32.2351
3116 | 11217600 | 5.2364 | 30.4421 | 32.2381
3117 | 11221200 | 5.2366 | 30.445 | 32.241
3118 | 11224800 | 5.2367 | 30.4479 | 32.2439
3119 | 11228400 | 5.2369 | 30.4508 | 32.2468
3120 | 11232000 | 5.237 | 30.4537 | 32.2498
3121 | 11235600 | 5.2372 | 30.4566 | 32.2527
3122 | 11239200 | 5.2374 | 30.4595 | 32.2556
3123 | 11242800 | 5.2375 | 30.4624 | 32.2585
3124 | 11246400 | 5.2377 | 30.4653 | 32.2615
3125 | 11250000 | 5.2378 | 30.4682 | 32.2644
3126 | 11253600 | 5.238 | 30.4711 | 32.2673
3127 | 11257200 | 5.2382 | 30.474 | 32.2702
3128 | 11260800 | 5.2383 | 30.4769 | 32.2732
3129 | 11264400 | 5.2385 | 30.4798 | 32.2761
3130 | 11268000 | 5.2386 | 30.4827 | 32.279
3131 | 11271600 | 5.2388 | 30.4856 | 32.2819
3132 | 11275200 | 5.239 | 30.4885 | 32.2848
3133 | 11278800 | 5.2391 | 30.4914 | 32.2878
3134 | 11282400 | 5.2393 | 30.4943 | 32.2907
3135 | 11286000 | 5.2394 | 30.4972 | 32.2936
3136 | 11289600 | 5.2396 | 30.5001 | 32.2965
3137 | 11293200 | 5.2398 | 30.503 | 32.2994
3138 | 11296800 | 5.2399 | 30.5059 | 32.3024
3139 | 11300400 | 5.2401 | 30.5088 | 32.3053
3140 | 11304000 | 5.2402 | 30.5116 | 32.3082
3141 | 11307600 | 5.2404 | 30.5145 | 32.3111
3142 | 11311200 | 5.2405 | 30.5174 | 32.314
3143 | 11314800 | 5.2407 | 30.5203 | 32.3169
3144 | 11318400 | 5.2409 | 30.5232 | 32.3199
3145 | 11322000 | 5.241 | 30.5261 | 32.3228
3146 | 11325600 | 5.2412 | 30.529 | 32.3257
3147 | 11329200 | 5.2413 | 30.5319 | 32.3286
3148 | 11332800 | 5.2415 | 30.5348 | 32.3315
3149 | 11336400 | 5.2417 | 30.5377 | 32.3344
3150 | 11340000 | 5.2418 | 30.5406 | 32.3373
3151 | 11343600 | 5.242 | 30.5435 | 32.3403
3152 | 11347200 | 5.2421 | 30.5463 | 32.3432
3153 | 11350800 | 5.2423 | 30.5492 | 32.3461
3154 | 11354400 | 5.2424 | 30.5521 | 32.349
3155 | 11358000 | 5.2426 | 30.555 | 32.3519
3156 | 11361600 | 5.2428 | 30.5579 | 32.3548
3157 | 11365200 | 5.2429 | 30.5608 | 32.3577
3158 | 11368800 | 5.2431 | 30.5637 | 32.3606
3159 | 11372400 | 5.2432 | 30.5666 | 32.3635
3160 | 11376000 | 5.2434 | 30.5694 | 32.3664
3161 | 11379600 | 5.2436 | 30.5723 | 32.3694
3162 | 11383200 | 5.2437 | 30.5752 | 32.3723
3163 | 11386800 | 5.2439 | 30.5781 | 32.3752
3164 | 11390400 | 5.244 | 30.581 | 32.3781
3165 | 11394000 | 5.2442 | 30.5839 | 32.381
3166 | 11397600 | 5.2443 | 30.5867 | 32.3839
3167 | 11401200 | 5.2445 | 30.5896 | 32.3868
3168 | 11404800 | 5.2447 | 30.5925 | 32.3897
3169 | 11408400 | 5.2448 | 30.5954 | 32.3926
3170 | 11412000 | 5.245 | 30.5983 | 32.3955
3171 | 11415600 | 5.2451 | 30.6012 | 32.3984
3172 | 11419200 | 5.2453 | 30.604 | 32.4013
3173 | 11422800 | 5.2454 | 30.6069 | 32.4042
3174 | 11426400 | 5.2456 | 30.6098 | 32.4071
3175 | 11430000 | 5.2457 | 30.6127 | 32.41
3176 | 11433600 | 5.2459 | 30.6156 | 32.4129
3177 | 11437200 | 5.2461 | 30.6184 | 32.4158
3178 | 11440800 | 5.2462 | 30.6213 | 32.4187
3179 | 11444400 | 5.2464 | 30.6242 | 32.4216
3180 | 11448000 | 5.2465 | 30.6271 | 32.4245
3181 | 11451600 | 5.2467 | 30.6299 | 32.4274
3182 | 11455200 | 5.2468 | 30.6328 | 32.4303
3183 | 11458800 | 5.247 | 30.6357 | 32.4332
3184 | 11462400 | 5.2472 | 30.6386 | 32.4361
3185 | 11466000 | 5.2473 | 30.6414 | 32.439
3186 | 11469600 | 5.2475 | 30.6443 | 32.4419
3187 | 11473200 | 5.2476 | 30.6472 | 32.4448
3188 | 11476800 | 5.2478 | 30.6501 | 32.4477
3189 | 11480400 | 5.2479 | 30.6529 | 32.4506
3190 | 11484000 | 5.2481 | 30.6558 | 32.4535
3191 | 11487600 | 5.2482 | 30.6587 | 32.4564
3192 | 11491200 | 5.2484 | 30.6616 | 32.4593
3193 | 11494800 | 5.2486 | 30.6644 | 32.4622
3194 | 11498400 | 5.2487 | 30.6673 | 32.4651
3195 | 11502000 | 5.2489 | 30.6702 | 32.468
3196 | 11505600 | 5.249 | 30.673 | 32.4709
3197 | 11509200 | 5.2492 | 30.6759 | 32.4738
3198 | 11512800 | 5.2493 | 30.6788 | 32.4767
3199 | 11516400 | 5.2495 | 30.6816 | 32.4796
3200 | 11520000 | 5.2496 | 30.6845 | 32.4824
3201 | 11523600 | 5.2498 | 30.6874 | 32.4853
3202 | 11527200 | 5.2499 | 30.6903 | 32.4882
3203 | 11530800 | 5.2501 | 30.6931 | 32.4911
3204 | 11534400 | 5.2503 | 30.696 | 32.494
3205 | 11538000 | 5.2504 | 30.6989 | 32.4969
3206 | 11541600 | 5.2506 | 30.7017 | 32.4998
3207 | 11545200 | 5.2507 | 30.7046 | 32.5027
3208 | 11548800 | 5.2509 | 30.7075 | 32.5056
3209 | 11552400 | 5.251 | 30.7103 | 32.5084
3210 | 11556000 | 5.2512 | 30.7132 | 32.5113
3211 | 11559600 | 5.2513 | 30.716 | 32.5142
3212 | 11563200 | 5.2515 | 30.7189 | 32.5171
3213 | 11566800 | 5.2516 | 30.7218 | 32.52
3214 | 11570400 | 5.2518 | 30.7246 | 32.5229
3215 | 11574000 | 5.252 | 30.7275 | 32.5258
3216 | 11577600 | 5.2521 | 30.7304 | 32.5286
3217 | 11581200 | 5.2523 | 30.7332 | 32.5315
3218 | 11584800 | 5.2524 | 30.7361 | 32.5344
3219 | 11588400 | 5.2526 | 30.7389 | 32.5373
3220 | 11592000 | 5.2527 | 30.7418 | 32.5402
3221 | 11595600 | 5.2529 | 30.7447 | 32.5431
3222 | 11599200 | 5.253 | 30.7475 | 32.5459
3223 | 11602800 | 5.2532 | 30.7504 | 32.5488
3224 | 11606400 | 5.2533 | 30.7532 | 32.5517
3225 | 11610000 | 5.2535 | 30.7561 | 32.5546
3226 | 11613600 | 5.2536 | 30.759 | 32.5575
3227 | 11617200 | 5.2538 | 30.7618 | 32.5604
3228 | 11620800 | 5.2539 | 30.7647 | 32.5632
3229 | 11624400 | 5.2541 | 30.7675 | 32.5661
3230 | 11628000 | 5.2543 | 30.7704 | 32.569
3231 | 11631600 | 5.2544 | 30.7732 | 32.5719
3232 | 11635200 | 5.2546 | 30.7761 | 32.5747
3233 | 11638800 | 5.2547 | 30.779 | 32.5776
3234 | 11642400 | 5.2549 | 30.7818 | 32.5805
3235 | 11646000 | 5.255 | 30.7847 | 32.5834
3236 | 11649600 | 5.2552 | 30.7875 | 32.5863
3237 | 11653200 | 5.2553 | 30.7904 | 32.5891
3238 | 11656800 | 5.2555 | 30.7932 | 32.592
3239 | 11660400 | 5.2556 | 30.7961 | 32.5949
3240 | 11664000 | 5.2558 | 30.7989 | 32.5978
3241 | 11667600 | 5.2559 | 30.8018 | 32.6006
3242 | 11671200 | 5.2561 | 30.8046 | 32.6035
3243 | 11674800 | 5.2562 | 30.8075 | 32.6064
3244 | 11678400 | 5.2564 | 30.8103 | 32.6092
3245 | 11682000 | 5.2565 | 30.8132 | 32.6121
3246 | 11685600 | 5.2567 | 30.816 | 32.615
3247 | 11689200 | 5.2568 | 30.8189 | 32.6179
3248 | 11692800 | 5.257 | 30.8217 | 32.6207
3249 | 11696400 | 5.2571 | 30.8246 | 32.6236
3250 | 11700000 | 5.2573 | 30.8274 | 32.6265
3251 | 11703600 | 5.2574 | 30.8303 | 32.6293
3252 | 11707200 | 5.2576 | 30.8331 | 32.6322
3253 | 11710800 | 5.2577 | 30.836 | 32.6351
3254 | 11714400 | 5.2579 | 30.8388 | 32.638
3255 | 11718000 | 5.258 | 30.8417 | 32.6408
3256 | 11721600 | 5.2582 | 30.8445 | 32.6437
3257 | 11725200 | 5.2583 | 30.8473 | 32.6466
3258 | 11728800 | 5.2585 | 30.8502 | 32.6494
3259 | 11732400 | 5.2586 | 30.853 | 32.6523
3260 | 11736000 | 5.2588 | 30.8559 | 32.6552
3261 | 11739600 | 5.259 | 30.8587 | 32.658
3262 | 11743200 | 5.2591 | 30.8616 | 32.6609
3263 | 11746800 | 5.2593 | 30.8644 | 32.6638
3264 | 11750400 | 5.2594 | 30.8673 | 32.6666
3265 | 11754000 | 5.2596 | 30.8701 | 32.6695
3266 | 11757600 | 5.2597 | 30.8729 | 32.6723
3267 | 11761200 | 5.2599 | 30.8758 | 32.6752
3268 | 11764800 | 5.26 | 30.8786 | 32.6781
3269 | 11768400 | 5.2602 | 30.8815 | 32.6809
3270 | 11772000 | 5.2603 | 30.8843 | 32.6838
3271 | 11775600 | 5.2605 | 30.8871 | 32.6867
3272 | 11779200 | 5.2606 | 30.89 | 32.6895
3273 | 11782800 | 5.2608 | 30.8928 | 32.6924
3274 | 11786400 | 5.2609 | 30.8957 | 32.6952
3275 | 11790000 | 5.2611 | 30.8985 | 32.6981
3276 | 11793600 | 5.2612 | 30.9013 | 32.701
3277 | 11797200 | 5.2614 | 30.9042 | 32.7038
3278 | 11800800 | 5.2615 | 30.907 | 32.7067
3279 | 11804400 | 5.2617 | 30.9098 | 32.7095
3280 | 11808000 | 5.2618 | 30.9127 | 32.7124
3281 | 11811600 | 5.2619 | 30.9155 | 32.7153
3282 | 11815200 | 5.2621 | 30.9183 | 32.7181
3283 | 11818800 | 5.2622 | 30.9212 | 32.721
3284 | 11822400 | 5.2624 | 30.924 | 32.7238
3285 | 11826000 | 5.2625 | 30.9269 | 32.7267
3286 | 11829600 | 5.2627 | 30.9297 | 32.7295
3287 | 11833200 | 5.2628 | 30.9325 | 32.7324
3288 | 11836800 | 5.263 | 30.9354 | 32.7352
3289 | 11840400 | 5.2631 | 30.9382 | 32.7381
3290 | 11844000 | 5.2633 | 30.941 | 32.741
3291 | 11847600 | 5.2634 | 30.9438 | 32.7438
3292 | 11851200 | 5.2636 | 30.9467 | 32.7467
3293 | 11854800 | 5.2637 | 30.9495 | 32.7495
3294 | 11858400 | 5.2639 | 30.9523 | 32.7524
3295 | 11862000 | 5.264 | 30.9552 | 32.7552
3296 | 11865600 | 5.2642 | 30.958 | 32.7581
3297 | 11869200 | 5.2643 | 30.9608 | 32.7609
3298 | 11872800 | 5.2645 | 30.9637 | 32.7638
3299 | 11876400 | 5.2646 | 30.9665 | 32.7666
3300 | 11880000 | 5.2648 | 30.9693 | 32.7695
3301 | 11883600 | 5.2649 | 30.9721 | 32.7723
3302 | 11887200 | 5.2651 | 30.975 | 32.7752
3303 | 11890800 | 5.2652 | 30.9778 | 32.778
3304 | 11894400 | 5.2654 | 30.9806 | 32.7809
3305 | 11898000 | 5.2655 | 30.9834 | 32.7837
3306 | 11901600 | 5.2657 | 30.9863 | 32.7866
3307 | 11905200 | 5.2658 | 30.9891 | 32.7894
3308 | 11908800 | 5.266 | 30.9919 | 32.7922
3309 | 11912400 | 5.2661 | 30.9947 | 32.7951
3310 | 11916000 | 5.2663 | 30.9976 | 32.7979
3311 | 11919600 | 5.2664 | 31.0004 | 32.8008
3312 | 11923200 | 5.2665 | 31.0032 | 32.8036
3313 | 11926800 | 5.2667 | 31.006 | 32.8065
3314 | 11930400 | 5.2668 | 31.0089 | 32.8093
3315 | 11934000 | 5.267 | 31.0117 | 32.8122
3316 | 11937600 | 5.2671 | 31.0145 | 32.815
3317 | 11941200 | 5.2673 | 31.0173 | 32.8178
3318 | 11944800 | 5.2674 | 31.0201 | 32.8207
3319 | 11948400 | 5.2676 | 31.023 | 32.8235
3320 | 11952000 | 5.2677 | 31.0258 | 32.8264
3321 | 11955600 | 5.2679 | 31.0286 | 32.8292
3322 | 11959200 | 5.268 | 31.0314 | 32.8321
3323 | 11962800 | 5.2682 | 31.0342 | 32.8349
3324 | 11966400 | 5.2683 | 31.0371 | 32.8377
3325 | 11970000 | 5.2685 | 31.0399 | 32.8406
3326 | 11973600 | 5.2686 | 31.0427 | 32.8434
3327 | 11977200 | 5.2687 | 31.0455 | 32.8463
3328 | 11980800 | 5.2689 | 31.0483 | 32.8491
3329 | 11984400 | 5.269 | 31.0511 | 32.8519
3330 | 11988000 | 5.2692 | 31.054 | 32.8548
3331 | 11991600 | 5.2693 | 31.0568 | 32.8576
3332 | 11995200 | 5.2695 | 31.0596 | 32.8604
3333 | 11998800 | 5.2696 | 31.0624 | 32.8633
3334 | 12002400 | 5.2698 | 31.0652 | 32.8661
3335 | 12006000 | 5.2699 | 31.068 | 32.8689
3336 | 12009600 | 5.2701 | 31.0709 | 32.8718
3337 | 12013200 | 5.2702 | 31.0737 | 32.8746
3338 | 12016800 | 5.2704 | 31.0765 | 32.8775
3339 | 12020400 | 5.2705 | 31.0793 | 32.8803
3340 | 12024000 | 5.2706 | 31.0821 | 32.8831
3341 | 12027600 | 5.2708 | 31.0849 | 32.886
3342 | 12031200 | 5.2709 | 31.0877 | 32.8888
3343 | 12034800 | 5.2711 | 31.0905 | 32.8916
3344 | 12038400 | 5.2712 | 31.0933 | 32.8945
3345 | 12042000 | 5.2714 | 31.0962 | 32.8973
3346 | 12045600 | 5.2715 | 31.099 | 32.9001
3347 | 12049200 | 5.2717 | 31.1018 | 32.9029
3348 | 12052800 | 5.2718 | 31.1046 | 32.9058
3349 | 12056400 | 5.272 | 31.1074 | 32.9086
3350 | 12060000 | 5.2721 | 31.1102 | 32.9114
3351 | 12063600 | 5.2722 | 31.113 | 32.9143
3352 | 12067200 | 5.2724 | 31.1158 | 32.9171
3353 | 12070800 | 5.2725 | 31.1186 | 32.9199
3354 | 12074400 | 5.2727 | 31.1214 | 32.9227
3355 | 12078000 | 5.2728 | 31.1242 | 32.9256
3356 | 12081600 | 5.273 | 31.127 | 32.9284
3357 | 12085200 | 5.2731 | 31.1298 | 32.9312
3358 | 12088800 | 5.2733 | 31.1327 | 32.9341
3359 | 12092400 | 5.2734 | 31.1355 | 32.9369
3360 | 12096000 | 5.2735 | 31.1383 | 32.9397
3361 | 12099600 | 5.2737 | 31.1411 | 32.9425
3362 | 12103200 | 5.2738 | 31.1439 | 32.9454
3363 | 12106800 | 5.274 | 31.1467 | 32.9482
3364 | 12110400 | 5.2741 | 31.1495 | 32.951
3365 | 12114000 | 5.2743 | 31.1523 | 32.9538
3366 | 12117600 | 5.2744 | 31.1551 | 32.9567
3367 | 12121200 | 5.2746 | 31.1579 | 32.9595
3368 | 12124800 | 5.2747 | 31.1607 | 32.9623
3369 | 12128400 | 5.2748 | 31.1635 | 32.9651
3370 | 12132000 | 5.275 | 31.1663 | 32.9679
3371 | 12135600 | 5.2751 | 31.1691 | 32.9708
3372 | 12139200 | 5.2753 | 31.1719 | 32.9736
3373 | 12142800 | 5.2754 | 31.1747 | 32.9764
3374 | 12146400 | 5.2756 | 31.1775 | 32.9792
3375 | 12150000 | 5.2757 | 31.1803 | 32.982
3376 | 12153600 | 5.2758 | 31.1831 | 32.9849
3377 | 12157200 | 5.276 | 31.1859 | 32.9877
3378 | 12160800 | 5.2761 | 31.1887 | 32.9905
3379 | 12164400 | 5.2763 | 31.1915 | 32.9933
3380 | 12168000 | 5.2764 | 31.1943 | 32.9961
3381 | 12171600 | 5.2766 | 31.1971 | 32.9989
3382 | 12175200 | 5.2767 | 31.1999 | 33.0018
3383 | 12178800 | 5.2768 | 31.2027 | 33.0046
3384 | 12182400 | 5.277 | 31.2054 | 33.0074
3385 | 12186000 | 5.2771 | 31.2082 | 33.0102
3386 | 12189600 | 5.2773 | 31.211 | 33.013
3387 | 12193200 | 5.2774 | 31.2138 | 33.0158
3388 | 12196800 | 5.2776 | 31.2166 | 33.0187
3389 | 12200400 | 5.2777 | 31.2194 | 33.0215
3390 | 12204000 | 5.2778 | 31.2222 | 33.0243
3391 | 12207600 | 5.278 | 31.225 | 33.0271
3392 | 12211200 | 5.2781 | 31.2278 | 33.0299
3393 | 12214800 | 5.2783 | 31.2306 | 33.0327
3394 | 12218400 | 5.2784 | 31.2334 | 33.0355
3395 | 12222000 | 5.2786 | 31.2362 | 33.0383
3396 | 12225600 | 5.2787 | 31.239 | 33.0412
3397 | 12229200 | 5.2788 | 31.2417 | 33.044
3398 | 12232800 | 5.279 | 31.2445 | 33.0468
3399 | 12236400 | 5.2791 | 31.2473 | 33.0496
3400 | 12240000 | 5.2793 | 31.2501 | 33.0524
3401 | 12243600 | 5.2794 | 31.2529 | 33.0552
3402 | 12247200 | 5.2795 | 31.2557 | 33.058
3403 | 12250800 | 5.2797 | 31.2585 | 33.0608
3404 | 12254400 | 5.2798 | 31.2613 | 33.0636
3405 | 12258000 | 5.28 | 31.2641 | 33.0664
3406 | 12261600 | 5.2801 | 31.2668 | 33.0693
3407 | 12265200 | 5.2803 | 31.2696 | 33.0721
3408 | 12268800 | 5.2804 | 31.2724 | 33.0749
3409 | 12272400 | 5.2805 | 31.2752 | 33.0777
3410 | 12276000 | 5.2807 | 31.278 | 33.0805
3411 | 12279600 | 5.2808 | 31.2808 | 33.0833
3412 | 12283200 | 5.281 | 31.2836 | 33.0861
3413 | 12286800 | 5.2811 | 31.2863 | 33.0889
3414 | 12290400 | 5.2812 | 31.2891 | 33.0917
3415 | 12294000 | 5.2814 | 31.2919 | 33.0945
3416 | 12297600 | 5.2815 | 31.2947 | 33.0973
3417 | 12301200 | 5.2817 | 31.2975 | 33.1001
3418 | 12304800 | 5.2818 | 31.3002 | 33.1029
3419 | 12308400 | 5.2819 | 31.303 | 33.1057
3420 | 12312000 | 5.2821 | 31.3058 | 33.1085
3421 | 12315600 | 5.2822 | 31.3086 | 33.1113
3422 | 12319200 | 5.2824 | 31.3114 | 33.1141
3423 | 12322800 | 5.2825 | 31.3142 | 33.1169
3424 | 12326400 | 5.2826 | 31.3169 | 33.1197
3425 | 12330000 | 5.2828 | 31.3197 | 33.1225
3426 | 12333600 | 5.2829 | 31.3225 | 33.1253
3427 | 12337200 | 5.2831 | 31.3253 | 33.1281
3428 | 12340800 | 5.2832 | 31.328 | 33.1309
3429 | 12344400 | 5.2834 | 31.3308 | 33.1337
3430 | 12348000 | 5.2835 | 31.3336 | 33.1365
3431 | 12351600 | 5.2836 | 31.3364 | 33.1393
3432 | 12355200 | 5.2838 | 31.3392 | 33.1421
3433 | 12358800 | 5.2839 | 31.3419 | 33.1449
3434 | 12362400 | 5.2841 | 31.3447 | 33.1477
3435 | 12366000 | 5.2842 | 31.3475 | 33.1505
3436 | 12369600 | 5.2843 | 31.3503 | 33.1533
3437 | 12373200 | 5.2845 | 31.353 | 33.1561
3438 | 12376800 | 5.2846 | 31.3558 | 33.1589
3439 | 12380400 | 5.2847 | 31.3586 | 33.1617
3440 | 12384000 | 5.2849 | 31.3614 | 33.1645
3441 | 12387600 | 5.285 | 31.3641 | 33.1673
3442 | 12391200 | 5.2852 | 31.3669 | 33.1701
3443 | 12394800 | 5.2853 | 31.3697 | 33.1728
3444 | 12398400 | 5.2854 | 31.3724 | 33.1756
3445 | 12402000 | 5.2856 | 31.3752 | 33.1784
3446 | 12405600 | 5.2857 | 31.378 | 33.1812
3447 | 12409200 | 5.2859 | 31.3808 | 33.184
3448 | 12412800 | 5.286 | 31.3835 | 33.1868
3449 | 12416400 | 5.2861 | 31.3863 | 33.1896
3450 | 12420000 | 5.2863 | 31.3891 | 33.1924
3451 | 12423600 | 5.2864 | 31.3918 | 33.1952
3452 | 12427200 | 5.2866 | 31.3946 | 33.198
3453 | 12430800 | 5.2867 | 31.3974 | 33.2008
3454 | 12434400 | 5.2868 | 31.4001 | 33.2035
3455 | 12438000 | 5.287 | 31.4029 | 33.2063
3456 | 12441600 | 5.2871 | 31.4057 | 33.2091
3457 | 12445200 | 5.2873 | 31.4084 | 33.2119
3458 | 12448800 | 5.2874 | 31.4112 | 33.2147
3459 | 12452400 | 5.2875 | 31.414 | 33.2175
3460 | 12456000 | 5.2877 | 31.4167 | 33.2203
3461 | 12459600 | 5.2878 | 31.4195 | 33.2231
3462 | 12463200 | 5.2879 | 31.4223 | 33.2258
3463 | 12466800 | 5.2881 | 31.425 | 33.2286
3464 | 12470400 | 5.2882 | 31.4278 | 33.2314
3465 | 12474000 | 5.2884 | 31.4306 | 33.2342
3466 | 12477600 | 5.2885 | 31.4333 | 33.237
3467 | 12481200 | 5.2886 | 31.4361 | 33.2398
3468 | 12484800 | 5.2888 | 31.4389 | 33.2425
3469 | 12488400 | 5.2889 | 31.4416 | 33.2453
3470 | 12492000 | 5.289 | 31.4444 | 33.2481
3471 | 12495600 | 5.2892 | 31.4471 | 33.2509
3472 | 12499200 | 5.2893 | 31.4499 | 33.2537
3473 | 12502800 | 5.2895 | 31.4527 | 33.2565
3474 | 12506400 | 5.2896 | 31.4554 | 33.2592
3475 | 12510000 | 5.2897 | 31.4582 | 33.262
3476 | 12513600 | 5.2899 | 31.461 | 33.2648
3477 | 12517200 | 5.29 | 31.4637 | 33.2676
3478 | 12520800 | 5.2901 | 31.4665 | 33.2704
3479 | 12524400 | 5.2903 | 31.4692 | 33.2731
3480 | 12528000 | 5.2904 | 31.472 | 33.2759
3481 | 12531600 | 5.2906 | 31.4747 | 33.2787
3482 | 12535200 | 5.2907 | 31.4775 | 33.2815
3483 | 12538800 | 5.2908 | 31.4803 | 33.2843
3484 | 12542400 | 5.291 | 31.483 | 33.287
3485 | 12546000 | 5.2911 | 31.4858 | 33.2898
3486 | 12549600 | 5.2912 | 31.4885 | 33.2926
3487 | 12553200 | 5.2914 | 31.4913 | 33.2954
3488 | 12556800 | 5.2915 | 31.494 | 33.2981
3489 | 12560400 | 5.2917 | 31.4968 | 33.3009
3490 | 12564000 | 5.2918 | 31.4996 | 33.3037
3491 | 12567600 | 5.2919 | 31.5023 | 33.3065
3492 | 12571200 | 5.2921 | 31.5051 | 33.3092
3493 | 12574800 | 5.2922 | 31.5078 | 33.312
3494 | 12578400 | 5.2923 | 31.5106 | 33.3148
3495 | 12582000 | 5.2925 | 31.5133 | 33.3176
3496 | 12585600 | 5.2926 | 31.5161 | 33.3203
3497 | 12589200 | 5.2927 | 31.5188 | 33.3231
3498 | 12592800 | 5.2929 | 31.5216 | 33.3259
3499 | 12596400 | 5.293 | 31.5243 | 33.3286
3500 | 12600000 | 5.2932 | 31.5271 | 33.3314
3501 | 12603600 | 5.2933 | 31.5298 | 33.3342
3502 | 12607200 | 5.2934 | 31.5326 | 33.337
3503 | 12610800 | 5.2936 | 31.5353 | 33.3397
3504 | 12614400 | 5.2937 | 31.5381 | 33.3425
3505 | 12618000 | 5.2938 | 31.5408 | 33.3453
3506 | 12621600 | 5.294 | 31.5436 | 33.348
3507 | 12625200 | 5.2941 | 31.5463 | 33.3508
3508 | 12628800 | 5.2942 | 31.5491 | 33.3536
3509 | 12632400 | 5.2944 | 31.5518 | 33.3563
3510 | 12636000 | 5.2945 | 31.5546 | 33.3591
3511 | 12639600 | 5.2946 | 31.5573 | 33.3619
3512 | 12643200 | 5.2948 | 31.5601 | 33.3646
3513 | 12646800 | 5.2949 | 31.5628 | 33.3674
3514 | 12650400 | 5.2951 | 31.5656 | 33.3702
3515 | 12654000 | 5.2952 | 31.5683 | 33.3729
3516 | 12657600 | 5.2953 | 31.5711 | 33.3757
3517 | 12661200 | 5.2955 | 31.5738 | 33.3785
3518 | 12664800 | 5.2956 | 31.5765 | 33.3812
3519 | 12668400 | 5.2957 | 31.5793 | 33.384
3520 | 12672000 | 5.2959 | 31.582 | 33.3868
3521 | 12675600 | 5.296 | 31.5848 | 33.3895
3522 | 12679200 | 5.2961 | 31.5875 | 33.3923
3523 | 12682800 | 5.2963 | 31.5903 | 33.3951
3524 | 12686400 | 5.2964 | 31.593 | 33.3978
3525 | 12690000 | 5.2965 | 31.5957 | 33.4006
3526 | 12693600 | 5.2967 | 31.5985 | 33.4033
3527 | 12697200 | 5.2968 | 31.6012 | 33.4061
3528 | 12700800 | 5.2969 | 31.604 | 33.4089
3529 | 12704400 | 5.2971 | 31.6067 | 33.4116
3530 | 12708000 | 5.2972 | 31.6095 | 33.4144
3531 | 12711600 | 5.2973 | 31.6122 | 33.4171
3532 | 12715200 | 5.2975 | 31.6149 | 33.4199
3533 | 12718800 | 5.2976 | 31.6177 | 33.4227
3534 | 12722400 | 5.2977 | 31.6204 | 33.4254
3535 | 12726000 | 5.2979 | 31.6231 | 33.4282
3536 | 12729600 | 5.298 | 31.6259 | 33.4309
3537 | 12733200 | 5.2981 | 31.6286 | 33.4337
3538 | 12736800 | 5.2983 | 31.6314 | 33.4364
3539 | 12740400 | 5.2984 | 31.6341 | 33.4392
3540 | 12744000 | 5.2985 | 31.6368 | 33.442
3541 | 12747600 | 5.2987 | 31.6396 | 33.4447
3542 | 12751200 | 5.2988 | 31.6423 | 33.4475
3543 | 12754800 | 5.2989 | 31.645 | 33.4502
3544 | 12758400 | 5.2991 | 31.6478 | 33.453
3545 | 12762000 | 5.2992 | 31.6505 | 33.4557
3546 | 12765600 | 5.2993 | 31.6532 | 33.4585
3547 | 12769200 | 5.2995 | 31.656 | 33.4612
3548 | 12772800 | 5.2996 | 31.6587 | 33.464
3549 | 12776400 | 5.2997 | 31.6615 | 33.4667
3550 | 12780000 | 5.2999 | 31.6642 | 33.4695
3551 | 12783600 | 5.3 | 31.6669 | 33.4723
3552 | 12787200 | 5.3001 | 31.6696 | 33.475
3553 | 12790800 | 5.3003 | 31.6724 | 33.4778
3554 | 12794400 | 5.3004 | 31.6751 | 33.4805
3555 | 12798000 | 5.3005 | 31.6778 | 33.4833
3556 | 12801600 | 5.3007 | 31.6806 | 33.486
3557 | 12805200 | 5.3008 | 31.6833 | 33.4888
3558 | 12808800 | 5.3009 | 31.686 | 33.4915
3559 | 12812400 | 5.3011 | 31.6888 | 33.4943
3560 | 12816000 | 5.3012 | 31.6915 | 33.497
3561 | 12819600 | 5.3013 | 31.6942 | 33.4998
3562 | 12823200 | 5.3015 | 31.697 | 33.5025
3563 | 12826800 | 5.3016 | 31.6997 | 33.5053
3564 | 12830400 | 5.3017 | 31.7024 | 33.508
3565 | 12834000 | 5.3019 | 31.7051 | 33.5107
3566 | 12837600 | 5.302 | 31.7079 | 33.5135
3567 | 12841200 | 5.3021 | 31.7106 | 33.5162
3568 | 12844800 | 5.3023 | 31.7133 | 33.519
3569 | 12848400 | 5.3024 | 31.716 | 33.5217
3570 | 12852000 | 5.3025 | 31.7188 | 33.5245
3571 | 12855600 | 5.3027 | 31.7215 | 33.5272
3572 | 12859200 | 5.3028 | 31.7242 | 33.53
3573 | 12862800 | 5.3029 | 31.7269 | 33.5327
3574 | 12866400 | 5.3031 | 31.7297 | 33.5355
3575 | 12870000 | 5.3032 | 31.7324 | 33.5382
3576 | 12873600 | 5.3033 | 31.7351 | 33.5409
3577 | 12877200 | 5.3035 | 31.7378 | 33.5437
3578 | 12880800 | 5.3036 | 31.7406 | 33.5464
3579 | 12884400 | 5.3037 | 31.7433 | 33.5492
3580 | 12888000 | 5.3039 | 31.746 | 33.5519
3581 | 12891600 | 5.304 | 31.7487 | 33.5547
3582 | 12895200 | 5.3041 | 31.7515 | 33.5574
3583 | 12898800 | 5.3043 | 31.7542 | 33.5601
3584 | 12902400 | 5.3044 | 31.7569 | 33.5629
3585 | 12906000 | 5.3045 | 31.7596 | 33.5656
3586 | 12909600 | 5.3046 | 31.7623 | 33.5684
3587 | 12913200 | 5.3048 | 31.7651 | 33.5711
3588 | 12916800 | 5.3049 | 31.7678 | 33.5738
3589 | 12920400 | 5.305 | 31.7705 | 33.5766
3590 | 12924000 | 5.3052 | 31.7732 | 33.5793
3591 | 12927600 | 5.3053 | 31.7759 | 33.582
3592 | 12931200 | 5.3054 | 31.7786 | 33.5848
3593 | 12934800 | 5.3056 | 31.7814 | 33.5875
3594 | 12938400 | 5.3057 | 31.7841 | 33.5903
3595 | 12942000 | 5.3058 | 31.7868 | 33.593
3596 | 12945600 | 5.306 | 31.7895 | 33.5957
3597 | 12949200 | 5.3061 | 31.7922 | 33.5985
3598 | 12952800 | 5.3062 | 31.7949 | 33.6012
3599 | 12956400 | 5.3063 | 31.7977 | 33.6039
3600 | 12960000 | 5.3065 | 31.8004 | 33.6067
3601 | 12963600 | 5.3066 | 31.8031 | 33.6094
3602 | 12967200 | 5.3067 | 31.8058 | 33.6121
3603 | 12970800 | 5.3069 | 31.8085 | 33.6149
3604 | 12974400 | 5.307 | 31.8112 | 33.6176
3605 | 12978000 | 5.3071 | 31.8139 | 33.6203
3606 | 12981600 | 5.3073 | 31.8167 | 33.6231
3607 | 12985200 | 5.3074 | 31.8194 | 33.6258
3608 | 12988800 | 5.3075 | 31.8221 | 33.6285
3609 | 12992400 | 5.3077 | 31.8248 | 33.6313
3610 | 12996000 | 5.3078 | 31.8275 | 33.634
3611 | 12999600 | 5.3079 | 31.8302 | 33.6367
3612 | 13003200 | 5.308 | 31.8329 | 33.6395
3613 | 13006800 | 5.3082 | 31.8356 | 33.6422
3614 | 13010400 | 5.3083 | 31.8384 | 33.6449
3615 | 13014000 | 5.3084 | 31.8411 | 33.6476
3616 | 13017600 | 5.3086 | 31.8438 | 33.6504
3617 | 13021200 | 5.3087 | 31.8465 | 33.6531
3618 | 13024800 | 5.3088 | 31.8492 | 33.6558
3619 | 13028400 | 5.309 | 31.8519 | 33.6586
3620 | 13032000 | 5.3091 | 31.8546 | 33.6613
3621 | 13035600 | 5.3092 | 31.8573 | 33.664
3622 | 13039200 | 5.3093 | 31.86 | 33.6667
3623 | 13042800 | 5.3095 | 31.8627 | 33.6695
3624 | 13046400 | 5.3096 | 31.8654 | 33.6722
3625 | 13050000 | 5.3097 | 31.8681 | 33.6749
3626 | 13053600 | 5.3099 | 31.8709 | 33.6776
3627 | 13057200 | 5.31 | 31.8736 | 33.6804
3628 | 13060800 | 5.3101 | 31.8763 | 33.6831
3629 | 13064400 | 5.3102 | 31.879 | 33.6858
3630 | 13068000 | 5.3104 | 31.8817 | 33.6885
3631 | 13071600 | 5.3105 | 31.8844 | 33.6913
3632 | 13075200 | 5.3106 | 31.8871 | 33.694
3633 | 13078800 | 5.3108 | 31.8898 | 33.6967
3634 | 13082400 | 5.3109 | 31.8925 | 33.6994
3635 | 13086000 | 5.311 | 31.8952 | 33.7021
3636 | 13089600 | 5.3111 | 31.8979 | 33.7049
3637 | 13093200 | 5.3113 | 31.9006 | 33.7076
3638 | 13096800 | 5.3114 | 31.9033 | 33.7103
3639 | 13100400 | 5.3115 | 31.906 | 33.713
3640 | 13104000 | 5.3117 | 31.9087 | 33.7157
3641 | 13107600 | 5.3118 | 31.9114 | 33.7185
3642 | 13111200 | 5.3119 | 31.9141 | 33.7212
3643 | 13114800 | 5.312 | 31.9168 | 33.7239
3644 | 13118400 | 5.3122 | 31.9195 | 33.7266
3645 | 13122000 | 5.3123 | 31.9222 | 33.7293
3646 | 13125600 | 5.3124 | 31.9249 | 33.7321
3647 | 13129200 | 5.3126 | 31.9276 | 33.7348
3648 | 13132800 | 5.3127 | 31.9303 | 33.7375
3649 | 13136400 | 5.3128 | 31.933 | 33.7402
3650 | 13140000 | 5.3129 | 31.9357 | 33.7429
3651 | 13143600 | 5.3131 | 31.9384 | 33.7456
3652 | 13147200 | 5.3132 | 31.9411 | 33.7484
3653 | 13150800 | 5.3133 | 31.9438 | 33.7511
3654 | 13154400 | 5.3135 | 31.9465 | 33.7538
3655 | 13158000 | 5.3136 | 31.9492 | 33.7565
3656 | 13161600 | 5.3137 | 31.9519 | 33.7592
3657 | 13165200 | 5.3138 | 31.9546 | 33.7619
3658 | 13168800 | 5.314 | 31.9573 | 33.7646
3659 | 13172400 | 5.3141 | 31.96 | 33.7674
3660 | 13176000 | 5.3142 | 31.9626 | 33.7701
3661 | 13179600 | 5.3143 | 31.9653 | 33.7728
3662 | 13183200 | 5.3145 | 31.968 | 33.7755
3663 | 13186800 | 5.3146 | 31.9707 | 33.7782
3664 | 13190400 | 5.3147 | 31.9734 | 33.7809
3665 | 13194000 | 5.3149 | 31.9761 | 33.7836
3666 | 13197600 | 5.315 | 31.9788 | 33.7863
3667 | 13201200 | 5.3151 | 31.9815 | 33.7891
3668 | 13204800 | 5.3152 | 31.9842 | 33.7918
3669 | 13208400 | 5.3154 | 31.9869 | 33.7945
3670 | 13212000 | 5.3155 | 31.9896 | 33.7972
3671 | 13215600 | 5.3156 | 31.9923 | 33.7999
3672 | 13219200 | 5.3157 | 31.995 | 33.8026
3673 | 13222800 | 5.3159 | 31.9976 | 33.8053
3674 | 13226400 | 5.316 | 32.0003 | 33.808
3675 | 13230000 | 5.3161 | 32.003 | 33.8107
3676 | 13233600 | 5.3163 | 32.0057 | 33.8134
3677 | 13237200 | 5.3164 | 32.0084 | 33.8161
3678 | 13240800 | 5.3165 | 32.0111 | 33.8188
3679 | 13244400 | 5.3166 | 32.0138 | 33.8216
3680 | 13248000 | 5.3168 | 32.0165 | 33.8243
3681 | 13251600 | 5.3169 | 32.0191 | 33.827
3682 | 13255200 | 5.317 | 32.0218 | 33.8297
3683 | 13258800 | 5.3171 | 32.0245 | 33.8324
3684 | 13262400 | 5.3173 | 32.0272 | 33.8351
3685 | 13266000 | 5.3174 | 32.0299 | 33.8378
3686 | 13269600 | 5.3175 | 32.0326 | 33.8405
3687 | 13273200 | 5.3176 | 32.0353 | 33.8432
3688 | 13276800 | 5.3178 | 32.0379 | 33.8459
3689 | 13280400 | 5.3179 | 32.0406 | 33.8486
3690 | 13284000 | 5.318 | 32.0433 | 33.8513
3691 | 13287600 | 5.3182 | 32.046 | 33.854
3692 | 13291200 | 5.3183 | 32.0487 | 33.8567
3693 | 13294800 | 5.3184 | 32.0514 | 33.8594
3694 | 13298400 | 5.3185 | 32.054 | 33.8621
3695 | 13302000 | 5.3187 | 32.0567 | 33.8648
3696 | 13305600 | 5.3188 | 32.0594 | 33.8675
3697 | 13309200 | 5.3189 | 32.0621 | 33.8702
3698 | 13312800 | 5.319 | 32.0648 | 33.8729
3699 | 13316400 | 5.3192 | 32.0675 | 33.8756
3700 | 13320000 | 5.3193 | 32.0701 | 33.8783
3701 | 13323600 | 5.3194 | 32.0728 | 33.881
3702 | 13327200 | 5.3195 | 32.0755 | 33.8837
3703 | 13330800 | 5.3197 | 32.0782 | 33.8864
3704 | 13334400 | 5.3198 | 32.0809 | 33.8891
3705 | 13338000 | 5.3199 | 32.0835 | 33.8918
3706 | 13341600 | 5.32 | 32.0862 | 33.8945
3707 | 13345200 | 5.3202 | 32.0889 | 33.8972
3708 | 13348800 | 5.3203 | 32.0916 | 33.8999
3709 | 13352400 | 5.3204 | 32.0942 | 33.9026
3710 | 13356000 | 5.3205 | 32.0969 | 33.9053
3711 | 13359600 | 5.3207 | 32.0996 | 33.908
3712 | 13363200 | 5.3208 | 32.1023 | 33.9107
3713 | 13366800 | 5.3209 | 32.105 | 33.9134
3714 | 13370400 | 5.321 | 32.1076 | 33.9161
3715 | 13374000 | 5.3212 | 32.1103 | 33.9187
3716 | 13377600 | 5.3213 | 32.113 | 33.9214
3717 | 13381200 | 5.3214 | 32.1157 | 33.9241
3718 | 13384800 | 5.3215 | 32.1183 | 33.9268
3719 | 13388400 | 5.3217 | 32.121 | 33.9295
3720 | 13392000 | 5.3218 | 32.1237 | 33.9322
3721 | 13395600 | 5.3219 | 32.1263 | 33.9349
3722 | 13399200 | 5.322 | 32.129 | 33.9376
3723 | 13402800 | 5.3222 | 32.1317 | 33.9403
3724 | 13406400 | 5.3223 | 32.1344 | 33.943
3725 | 13410000 | 5.3224 | 32.137 | 33.9457
3726 | 13413600 | 5.3225 | 32.1397 | 33.9484
3727 | 13417200 | 5.3227 | 32.1424 | 33.951
3728 | 13420800 | 5.3228 | 32.1451 | 33.9537
3729 | 13424400 | 5.3229 | 32.1477 | 33.9564
3730 | 13428000 | 5.323 | 32.1504 | 33.9591
3731 | 13431600 | 5.3232 | 32.1531 | 33.9618
3732 | 13435200 | 5.3233 | 32.1557 | 33.9645
3733 | 13438800 | 5.3234 | 32.1584 | 33.9672
3734 | 13442400 | 5.3235 | 32.1611 | 33.9699
3735 | 13446000 | 5.3236 | 32.1637 | 33.9726
3736 | 13449600 | 5.3238 | 32.1664 | 33.9752
3737 | 13453200 | 5.3239 | 32.1691 | 33.9779
3738 | 13456800 | 5.324 | 32.1717 | 33.9806
3739 | 13460400 | 5.3241 | 32.1744 | 33.9833
3740 | 13464000 | 5.3243 | 32.1771 | 33.986
3741 | 13467600 | 5.3244 | 32.1797 | 33.9887
3742 | 13471200 | 5.3245 | 32.1824 | 33.9914
3743 | 13474800 | 5.3246 | 32.1851 | 33.994
3744 | 13478400 | 5.3248 | 32.1877 | 33.9967
3745 | 13482000 | 5.3249 | 32.1904 | 33.9994
3746 | 13485600 | 5.325 | 32.1931 | 34.0021
3747 | 13489200 | 5.3251 | 32.1957 | 34.0048
3748 | 13492800 | 5.3253 | 32.1984 | 34.0075
3749 | 13496400 | 5.3254 | 32.2011 | 34.0101
3750 | 13500000 | 5.3255 | 32.2037 | 34.0128
3751 | 13503600 | 5.3256 | 32.2064 | 34.0155
3752 | 13507200 | 5.3257 | 32.2091 | 34.0182
3753 | 13510800 | 5.3259 | 32.2117 | 34.0209
3754 | 13514400 | 5.326 | 32.2144 | 34.0235
3755 | 13518000 | 5.3261 | 32.217 | 34.0262
3756 | 13521600 | 5.3262 | 32.2197 | 34.0289
3757 | 13525200 | 5.3264 | 32.2224 | 34.0316
3758 | 13528800 | 5.3265 | 32.225 | 34.0343
3759 | 13532400 | 5.3266 | 32.2277 | 34.0369
3760 | 13536000 | 5.3267 | 32.2303 | 34.0396
3761 | 13539600 | 5.3268 | 32.233 | 34.0423
3762 | 13543200 | 5.327 | 32.2357 | 34.045
3763 | 13546800 | 5.3271 | 32.2383 | 34.0476
3764 | 13550400 | 5.3272 | 32.241 | 34.0503
3765 | 13554000 | 5.3273 | 32.2436 | 34.053
3766 | 13557600 | 5.3275 | 32.2463 | 34.0557
3767 | 13561200 | 5.3276 | 32.249 | 34.0584
3768 | 13564800 | 5.3277 | 32.2516 | 34.061
3769 | 13568400 | 5.3278 | 32.2543 | 34.0637
3770 | 13572000 | 5.328 | 32.2569 | 34.0664
3771 | 13575600 | 5.3281 | 32.2596 | 34.0691
3772 | 13579200 | 5.3282 | 32.2622 | 34.0717
3773 | 13582800 | 5.3283 | 32.2649 | 34.0744
3774 | 13586400 | 5.3284 | 32.2676 | 34.0771
3775 | 13590000 | 5.3286 | 32.2702 | 34.0797
3776 | 13593600 | 5.3287 | 32.2729 | 34.0824
3777 | 13597200 | 5.3288 | 32.2755 | 34.0851
3778 | 13600800 | 5.3289 | 32.2782 | 34.0878
3779 | 13604400 | 5.329 | 32.2808 | 34.0904
3780 | 13608000 | 5.3292 | 32.2835 | 34.0931
3781 | 13611600 | 5.3293 | 32.2861 | 34.0958
3782 | 13615200 | 5.3294 | 32.2888 | 34.0985
3783 | 13618800 | 5.3295 | 32.2914 | 34.1011
3784 | 13622400 | 5.3297 | 32.2941 | 34.1038
3785 | 13626000 | 5.3298 | 32.2967 | 34.1065
3786 | 13629600 | 5.3299 | 32.2994 | 34.1091
3787 | 13633200 | 5.33 | 32.3021 | 34.1118
3788 | 13636800 | 5.3301 | 32.3047 | 34.1145
3789 | 13640400 | 5.3303 | 32.3074 | 34.1171
3790 | 13644000 | 5.3304 | 32.31 | 34.1198
3791 | 13647600 | 5.3305 | 32.3127 | 34.1225
3792 | 13651200 | 5.3306 | 32.3153 | 34.1251
3793 | 13654800 | 5.3307 | 32.318 | 34.1278
3794 | 13658400 | 5.3309 | 32.3206 | 34.1305
3795 | 13662000 | 5.331 | 32.3233 | 34.1331
3796 | 13665600 | 5.3311 | 32.3259 | 34.1358
3797 | 13669200 | 5.3312 | 32.3285 | 34.1385
3798 | 13672800 | 5.3314 | 32.3312 | 34.1411
3799 | 13676400 | 5.3315 | 32.3338 | 34.1438
3800 | 13680000 | 5.3316 | 32.3365 | 34.1465
3801 | 13683600 | 5.3317 | 32.3391 | 34.1491
3802 | 13687200 | 5.3318 | 32.3418 | 34.1518
3803 | 13690800 | 5.332 | 32.3444 | 34.1545
3804 | 13694400 | 5.3321 | 32.3471 | 34.1571
3805 | 13698000 | 5.3322 | 32.3497 | 34.1598
3806 | 13701600 | 5.3323 | 32.3524 | 34.1625
3807 | 13705200 | 5.3324 | 32.355 | 34.1651
3808 | 13708800 | 5.3326 | 32.3577 | 34.1678
3809 | 13712400 | 5.3327 | 32.3603 | 34.1704
3810 | 13716000 | 5.3328 | 32.3629 | 34.1731
3811 | 13719600 | 5.3329 | 32.3656 | 34.1758
3812 | 13723200 | 5.333 | 32.3682 | 34.1784
3813 | 13726800 | 5.3332 | 32.3709 | 34.1811
3814 | 13730400 | 5.3333 | 32.3735 | 34.1837
3815 | 13734000 | 5.3334 | 32.3762 | 34.1864
3816 | 13737600 | 5.3335 | 32.3788 | 34.1891
3817 | 13741200 | 5.3336 | 32.3814 | 34.1917
3818 | 13744800 | 5.3338 | 32.3841 | 34.1944
3819 | 13748400 | 5.3339 | 32.3867 | 34.197
3820 | 13752000 | 5.334 | 32.3894 | 34.1997
3821 | 13755600 | 5.3341 | 32.392 | 34.2024
3822 | 13759200 | 5.3342 | 32.3946 | 34.205
3823 | 13762800 | 5.3344 | 32.3973 | 34.2077
3824 | 13766400 | 5.3345 | 32.3999 | 34.2103
3825 | 13770000 | 5.3346 | 32.4026 | 34.213
3826 | 13773600 | 5.3347 | 32.4052 | 34.2156
3827 | 13777200 | 5.3348 | 32.4078 | 34.2183
3828 | 13780800 | 5.335 | 32.4105 | 34.221
3829 | 13784400 | 5.3351 | 32.4131 | 34.2236
3830 | 13788000 | 5.3352 | 32.4158 | 34.2263
3831 | 13791600 | 5.3353 | 32.4184 | 34.2289
3832 | 13795200 | 5.3354 | 32.421 | 34.2316
3833 | 13798800 | 5.3356 | 32.4237 | 34.2342
3834 | 13802400 | 5.3357 | 32.4263 | 34.2369
3835 | 13806000 | 5.3358 | 32.4289 | 34.2395
3836 | 13809600 | 5.3359 | 32.4316 | 34.2422
3837 | 13813200 | 5.336 | 32.4342 | 34.2448
3838 | 13816800 | 5.3362 | 32.4368 | 34.2475
3839 | 13820400 | 5.3363 | 32.4395 | 34.2501
3840 | 13824000 | 5.3364 | 32.4421 | 34.2528
3841 | 13827600 | 5.3365 | 32.4447 | 34.2554
3842 | 13831200 | 5.3366 | 32.4474 | 34.2581
3843 | 13834800 | 5.3367 | 32.45 | 34.2607
3844 | 13838400 | 5.3369 | 32.4526 | 34.2634
3845 | 13842000 | 5.337 | 32.4553 | 34.266
3846 | 13845600 | 5.3371 | 32.4579 | 34.2687
3847 | 13849200 | 5.3372 | 32.4605 | 34.2713
3848 | 13852800 | 5.3373 | 32.4632 | 34.274
3849 | 13856400 | 5.3375 | 32.4658 | 34.2766
3850 | 13860000 | 5.3376 | 32.4684 | 34.2793
3851 | 13863600 | 5.3377 | 32.4711 | 34.2819
3852 | 13867200 | 5.3378 | 32.4737 | 34.2846
3853 | 13870800 | 5.3379 | 32.4763 | 34.2872
3854 | 13874400 | 5.3381 | 32.479 | 34.2899
3855 | 13878000 | 5.3382 | 32.4816 | 34.2925
3856 | 13881600 | 5.3383 | 32.4842 | 34.2952
3857 | 13885200 | 5.3384 | 32.4868 | 34.2978
3858 | 13888800 | 5.3385 | 32.4895 | 34.3005
3859 | 13892400 | 5.3386 | 32.4921 | 34.3031
3860 | 13896000 | 5.3388 | 32.4947 | 34.3058
3861 | 13899600 | 5.3389 | 32.4973 | 34.3084
3862 | 13903200 | 5.339 | 32.5 | 34.311
3863 | 13906800 | 5.3391 | 32.5026 | 34.3137
3864 | 13910400 | 5.3392 | 32.5052 | 34.3163
3865 | 13914000 | 5.3394 | 32.5079 | 34.319
3866 | 13917600 | 5.3395 | 32.5105 | 34.3216
3867 | 13921200 | 5.3396 | 32.5131 | 34.3243
3868 | 13924800 | 5.3397 | 32.5157 | 34.3269
3869 | 13928400 | 5.3398 | 32.5184 | 34.3295
3870 | 13932000 | 5.3399 | 32.521 | 34.3322
3871 | 13935600 | 5.3401 | 32.5236 | 34.3348
3872 | 13939200 | 5.3402 | 32.5262 | 34.3375
3873 | 13942800 | 5.3403 | 32.5289 | 34.3401
3874 | 13946400 | 5.3404 | 32.5315 | 34.3428
3875 | 13950000 | 5.3405 | 32.5341 | 34.3454
3876 | 13953600 | 5.3406 | 32.5367 | 34.348
3877 | 13957200 | 5.3408 | 32.5393 | 34.3507
3878 | 13960800 | 5.3409 | 32.542 | 34.3533
3879 | 13964400 | 5.341 | 32.5446 | 34.356
3880 | 13968000 | 5.3411 | 32.5472 | 34.3586
3881 | 13971600 | 5.3412 | 32.5498 | 34.3612
3882 | 13975200 | 5.3413 | 32.5524 | 34.3639
3883 | 13978800 | 5.3415 | 32.5551 | 34.3665
3884 | 13982400 | 5.3416 | 32.5577 | 34.3691
3885 | 13986000 | 5.3417 | 32.5603 | 34.3718
3886 | 13989600 | 5.3418 | 32.5629 | 34.3744
3887 | 13993200 | 5.3419 | 32.5655 | 34.377
3888 | 13996800 | 5.3421 | 32.5682 | 34.3797
3889 | 14000400 | 5.3422 | 32.5708 | 34.3823
3890 | 14004000 | 5.3423 | 32.5734 | 34.385
3891 | 14007600 | 5.3424 | 32.576 | 34.3876
3892 | 14011200 | 5.3425 | 32.5786 | 34.3902
3893 | 14014800 | 5.3426 | 32.5813 | 34.3929
3894 | 14018400 | 5.3428 | 32.5839 | 34.3955
3895 | 14022000 | 5.3429 | 32.5865 | 34.3981
3896 | 14025600 | 5.343 | 32.5891 | 34.4008
3897 | 14029200 | 5.3431 | 32.5917 | 34.4034
3898 | 14032800 | 5.3432 | 32.5943 | 34.406
3899 | 14036400 | 5.3433 | 32.597 | 34.4087
3900 | 14040000 | 5.3434 | 32.5996 | 34.4113
3901 | 14043600 | 5.3436 | 32.6022 | 34.4139
3902 | 14047200 | 5.3437 | 32.6048 | 34.4166
3903 | 14050800 | 5.3438 | 32.6074 | 34.4192
3904 | 14054400 | 5.3439 | 32.61 | 34.4218
3905 | 14058000 | 5.344 | 32.6126 | 34.4244
3906 | 14061600 | 5.3441 | 32.6153 | 34.4271
3907 | 14065200 | 5.3443 | 32.6179 | 34.4297
3908 | 14068800 | 5.3444 | 32.6205 | 34.4323
3909 | 14072400 | 5.3445 | 32.6231 | 34.435
3910 | 14076000 | 5.3446 | 32.6257 | 34.4376
3911 | 14079600 | 5.3447 | 32.6283 | 34.4402
3912 | 14083200 | 5.3448 | 32.6309 | 34.4429
3913 | 14086800 | 5.345 | 32.6335 | 34.4455
3914 | 14090400 | 5.3451 | 32.6361 | 34.4481
3915 | 14094000 | 5.3452 | 32.6388 | 34.4507
3916 | 14097600 | 5.3453 | 32.6414 | 34.4534
3917 | 14101200 | 5.3454 | 32.644 | 34.456
3918 | 14104800 | 5.3455 | 32.6466 | 34.4586
3919 | 14108400 | 5.3457 | 32.6492 | 34.4612
3920 | 14112000 | 5.3458 | 32.6518 | 34.4639
3921 | 14115600 | 5.3459 | 32.6544 | 34.4665
3922 | 14119200 | 5.346 | 32.657 | 34.4691
3923 | 14122800 | 5.3461 | 32.6596 | 34.4717
3924 | 14126400 | 5.3462 | 32.6622 | 34.4744
3925 | 14130000 | 5.3463 | 32.6648 | 34.477
3926 | 14133600 | 5.3465 | 32.6674 | 34.4796
3927 | 14137200 | 5.3466 | 32.6701 | 34.4822
3928 | 14140800 | 5.3467 | 32.6727 | 34.4849
3929 | 14144400 | 5.3468 | 32.6753 | 34.4875
3930 | 14148000 | 5.3469 | 32.6779 | 34.4901
3931 | 14151600 | 5.347 | 32.6805 | 34.4927
3932 | 14155200 | 5.3471 | 32.6831 | 34.4953
3933 | 14158800 | 5.3473 | 32.6857 | 34.498
3934 | 14162400 | 5.3474 | 32.6883 | 34.5006
3935 | 14166000 | 5.3475 | 32.6909 | 34.5032
3936 | 14169600 | 5.3476 | 32.6935 | 34.5058
3937 | 14173200 | 5.3477 | 32.6961 | 34.5085
3938 | 14176800 | 5.3478 | 32.6987 | 34.5111
3939 | 14180400 | 5.348 | 32.7013 | 34.5137
3940 | 14184000 | 5.3481 | 32.7039 | 34.5163
3941 | 14187600 | 5.3482 | 32.7065 | 34.5189
3942 | 14191200 | 5.3483 | 32.7091 | 34.5215
3943 | 14194800 | 5.3484 | 32.7117 | 34.5242
3944 | 14198400 | 5.3485 | 32.7143 | 34.5268
3945 | 14202000 | 5.3486 | 32.7169 | 34.5294
3946 | 14205600 | 5.3488 | 32.7195 | 34.532
3947 | 14209200 | 5.3489 | 32.7221 | 34.5346
3948 | 14212800 | 5.349 | 32.7247 | 34.5373
3949 | 14216400 | 5.3491 | 32.7273 | 34.5399
3950 | 14220000 | 5.3492 | 32.7299 | 34.5425
3951 | 14223600 | 5.3493 | 32.7325 | 34.5451
3952 | 14227200 | 5.3494 | 32.7351 | 34.5477
3953 | 14230800 | 5.3496 | 32.7377 | 34.5503
3954 | 14234400 | 5.3497 | 32.7403 | 34.5529
3955 | 14238000 | 5.3498 | 32.7429 | 34.5556
3956 | 14241600 | 5.3499 | 32.7455 | 34.5582
3957 | 14245200 | 5.35 | 32.7481 | 34.5608
3958 | 14248800 | 5.3501 | 32.7507 | 34.5634
3959 | 14252400 | 5.3502 | 32.7533 | 34.566
3960 | 14256000 | 5.3504 | 32.7559 | 34.5686
3961 | 14259600 | 5.3505 | 32.7585 | 34.5712
3962 | 14263200 | 5.3506 | 32.7611 | 34.5739
3963 | 14266800 | 5.3507 | 32.7637 | 34.5765
3964 | 14270400 | 5.3508 | 32.7663 | 34.5791
3965 | 14274000 | 5.3509 | 32.7689 | 34.5817
3966 | 14277600 | 5.351 | 32.7715 | 34.5843
3967 | 14281200 | 5.3511 | 32.7741 | 34.5869
3968 | 14284800 | 5.3513 | 32.7766 | 34.5895
3969 | 14288400 | 5.3514 | 32.7792 | 34.5921
3970 | 14292000 | 5.3515 | 32.7818 | 34.5947
3971 | 14295600 | 5.3516 | 32.7844 | 34.5974
3972 | 14299200 | 5.3517 | 32.787 | 34.6
3973 | 14302800 | 5.3518 | 32.7896 | 34.6026
3974 | 14306400 | 5.3519 | 32.7922 | 34.6052
3975 | 14310000 | 5.3521 | 32.7948 | 34.6078
3976 | 14313600 | 5.3522 | 32.7974 | 34.6104
3977 | 14317200 | 5.3523 | 32.8 | 34.613
3978 | 14320800 | 5.3524 | 32.8026 | 34.6156
3979 | 14324400 | 5.3525 | 32.8052 | 34.6182
3980 | 14328000 | 5.3526 | 32.8077 | 34.6208
3981 | 14331600 | 5.3527 | 32.8103 | 34.6234
3982 | 14335200 | 5.3528 | 32.8129 | 34.626
3983 | 14338800 | 5.353 | 32.8155 | 34.6286
3984 | 14342400 | 5.3531 | 32.8181 | 34.6312
3985 | 14346000 | 5.3532 | 32.8207 | 34.6339
3986 | 14349600 | 5.3533 | 32.8233 | 34.6365
3987 | 14353200 | 5.3534 | 32.8259 | 34.6391
3988 | 14356800 | 5.3535 | 32.8285 | 34.6417
3989 | 14360400 | 5.3536 | 32.831 | 34.6443
3990 | 14364000 | 5.3537 | 32.8336 | 34.6469
3991 | 14367600 | 5.3539 | 32.8362 | 34.6495
3992 | 14371200 | 5.354 | 32.8388 | 34.6521
3993 | 14374800 | 5.3541 | 32.8414 | 34.6547
3994 | 14378400 | 5.3542 | 32.844 | 34.6573
3995 | 14382000 | 5.3543 | 32.8466 | 34.6599
3996 | 14385600 | 5.3544 | 32.8491 | 34.6625
3997 | 14389200 | 5.3545 | 32.8517 | 34.6651
3998 | 14392800 | 5.3546 | 32.8543 | 34.6677
3999 | 14396400 | 5.3548 | 32.8569 | 34.6703
4000 | 14400000 | 5.3549 | 32.8595 | 34.6729
4001 | 14403600 | 5.355 | 32.8621 | 34.6755
4002 | 14407200 | 5.3551 | 32.8647 | 34.6781
4003 | 14410800 | 5.3552 | 32.8672 | 34.6807
4004 | 14414400 | 5.3553 | 32.8698 | 34.6833
4005 | 14418000 | 5.3554 | 32.8724 | 34.6859
4006 | 14421600 | 5.3555 | 32.875 | 34.6885
4007 | 14425200 | 5.3557 | 32.8776 | 34.6911
4008 | 14428800 | 5.3558 | 32.8801 | 34.6937
4009 | 14432400 | 5.3559 | 32.8827 | 34.6963
4010 | 14436000 | 5.356 | 32.8853 | 34.6989
4011 | 14439600 | 5.3561 | 32.8879 | 34.7015
4012 | 14443200 | 5.3562 | 32.8905 | 34.7041
4013 | 14446800 | 5.3563 | 32.893 | 34.7067
4014 | 14450400 | 5.3564 | 32.8956 | 34.7093
4015 | 14454000 | 5.3565 | 32.8982 | 34.7119
4016 | 14457600 | 5.3567 | 32.9008 | 34.7145
4017 | 14461200 | 5.3568 | 32.9034 | 34.717
4018 | 14464800 | 5.3569 | 32.9059 | 34.7196
4019 | 14468400 | 5.357 | 32.9085 | 34.7222
4020 | 14472000 | 5.3571 | 32.9111 | 34.7248
4021 | 14475600 | 5.3572 | 32.9137 | 34.7274
4022 | 14479200 | 5.3573 | 32.9163 | 34.73
4023 | 14482800 | 5.3574 | 32.9188 | 34.7326
4024 | 14486400 | 5.3576 | 32.9214 | 34.7352
4025 | 14490000 | 5.3577 | 32.924 | 34.7378
4026 | 14493600 | 5.3578 | 32.9266 | 34.7404
4027 | 14497200 | 5.3579 | 32.9291 | 34.743
4028 | 14500800 | 5.358 | 32.9317 | 34.7456
4029 | 14504400 | 5.3581 | 32.9343 | 34.7482
4030 | 14508000 | 5.3582 | 32.9369 | 34.7508
4031 | 14511600 | 5.3583 | 32.9394 | 34.7533
4032 | 14515200 | 5.3584 | 32.942 | 34.7559
4033 | 14518800 | 5.3585 | 32.9446 | 34.7585
4034 | 14522400 | 5.3587 | 32.9472 | 34.7611
4035 | 14526000 | 5.3588 | 32.9497 | 34.7637
4036 | 14529600 | 5.3589 | 32.9523 | 34.7663
4037 | 14533200 | 5.359 | 32.9549 | 34.7689
4038 | 14536800 | 5.3591 | 32.9574 | 34.7715
4039 | 14540400 | 5.3592 | 32.96 | 34.7741
4040 | 14544000 | 5.3593 | 32.9626 | 34.7767
4041 | 14547600 | 5.3594 | 32.9652 | 34.7792
4042 | 14551200 | 5.3595 | 32.9677 | 34.7818
4043 | 14554800 | 5.3597 | 32.9703 | 34.7844
4044 | 14558400 | 5.3598 | 32.9729 | 34.787
4045 | 14562000 | 5.3599 | 32.9754 | 34.7896
4046 | 14565600 | 5.36 | 32.978 | 34.7922
4047 | 14569200 | 5.3601 | 32.9806 | 34.7948
4048 | 14572800 | 5.3602 | 32.9832 | 34.7973
4049 | 14576400 | 5.3603 | 32.9857 | 34.7999
4050 | 14580000 | 5.3604 | 32.9883 | 34.8025
4051 | 14583600 | 5.3605 | 32.9909 | 34.8051
4052 | 14587200 | 5.3606 | 32.9934 | 34.8077
4053 | 14590800 | 5.3608 | 32.996 | 34.8103
4054 | 14594400 | 5.3609 | 32.9986 | 34.8129
4055 | 14598000 | 5.361 | 33.0011 | 34.8154
4056 | 14601600 | 5.3611 | 33.0037 | 34.818
4057 | 14605200 | 5.3612 | 33.0063 | 34.8206
4058 | 14608800 | 5.3613 | 33.0088 | 34.8232
4059 | 14612400 | 5.3614 | 33.0114 | 34.8258
4060 | 14616000 | 5.3615 | 33.014 | 34.8283
4061 | 14619600 | 5.3616 | 33.0165 | 34.8309
4062 | 14623200 | 5.3617 | 33.0191 | 34.8335
4063 | 14626800 | 5.3619 | 33.0217 | 34.8361
4064 | 14630400 | 5.362 | 33.0242 | 34.8387
4065 | 14634000 | 5.3621 | 33.0268 | 34.8413
4066 | 14637600 | 5.3622 | 33.0294 | 34.8438
4067 | 14641200 | 5.3623 | 33.0319 | 34.8464
4068 | 14644800 | 5.3624 | 33.0345 | 34.849
4069 | 14648400 | 5.3625 | 33.037 | 34.8516
4070 | 14652000 | 5.3626 | 33.0396 | 34.8542
4071 | 14655600 | 5.3627 | 33.0422 | 34.8567
4072 | 14659200 | 5.3628 | 33.0447 | 34.8593
4073 | 14662800 | 5.3629 | 33.0473 | 34.8619
4074 | 14666400 | 5.3631 | 33.0499 | 34.8645
4075 | 14670000 | 5.3632 | 33.0524 | 34.867
4076 | 14673600 | 5.3633 | 33.055 | 34.8696
4077 | 14677200 | 5.3634 | 33.0575 | 34.8722
4078 | 14680800 | 5.3635 | 33.0601 | 34.8748
4079 | 14684400 | 5.3636 | 33.0627 | 34.8773
4080 | 14688000 | 5.3637 | 33.0652 | 34.8799
4081 | 14691600 | 5.3638 | 33.0678 | 34.8825
4082 | 14695200 | 5.3639 | 33.0703 | 34.8851
4083 | 14698800 | 5.364 | 33.0729 | 34.8876
4084 | 14702400 | 5.3641 | 33.0755 | 34.8902
4085 | 14706000 | 5.3643 | 33.078 | 34.8928
4086 | 14709600 | 5.3644 | 33.0806 | 34.8954
4087 | 14713200 | 5.3645 | 33.0831 | 34.8979
4088 | 14716800 | 5.3646 | 33.0857 | 34.9005
4089 | 14720400 | 5.3647 | 33.0882 | 34.9031
4090 | 14724000 | 5.3648 | 33.0908 | 34.9057
4091 | 14727600 | 5.3649 | 33.0934 | 34.9082
4092 | 14731200 | 5.365 | 33.0959 | 34.9108
4093 | 14734800 | 5.3651 | 33.0985 | 34.9134
4094 | 14738400 | 5.3652 | 33.101 | 34.916
4095 | 14742000 | 5.3653 | 33.1036 | 34.9185
4096 | 14745600 | 5.3655 | 33.1061 | 34.9211
4097 | 14749200 | 5.3656 | 33.1087 | 34.9237
4098 | 14752800 | 5.3657 | 33.1112 | 34.9262
4099 | 14756400 | 5.3658 | 33.1138 | 34.9288
4100 | 14760000 | 5.3659 | 33.1164 | 34.9314
4101 | 14763600 | 5.366 | 33.1189 | 34.9339
4102 | 14767200 | 5.3661 | 33.1215 | 34.9365
4103 | 14770800 | 5.3662 | 33.124 | 34.9391
4104 | 14774400 | 5.3663 | 33.1266 | 34.9417
4105 | 14778000 | 5.3664 | 33.1291 | 34.9442
4106 | 14781600 | 5.3665 | 33.1317 | 34.9468
4107 | 14785200 | 5.3666 | 33.1342 | 34.9494
4108 | 14788800 | 5.3667 | 33.1368 | 34.9519
4109 | 14792400 | 5.3669 | 33.1393 | 34.9545
4110 | 14796000 | 5.367 | 33.1419 | 34.9571
4111 | 14799600 | 5.3671 | 33.1444 | 34.9596
4112 | 14803200 | 5.3672 | 33.147 | 34.9622
4113 | 14806800 | 5.3673 | 33.1495 | 34.9648
4114 | 14810400 | 5.3674 | 33.1521 | 34.9673
4115 | 14814000 | 5.3675 | 33.1546 | 34.9699
4116 | 14817600 | 5.3676 | 33.1572 | 34.9725
4117 | 14821200 | 5.3677 | 33.1597 | 34.975
4118 | 14824800 | 5.3678 | 33.1623 | 34.9776
4119 | 14828400 | 5.3679 | 33.1648 | 34.9801
4120 | 14832000 | 5.368 | 33.1674 | 34.9827
4121 | 14835600 | 5.3681 | 33.1699 | 34.9853
4122 | 14839200 | 5.3683 | 33.1725 | 34.9878
4123 | 14842800 | 5.3684 | 33.175 | 34.9904
4124 | 14846400 | 5.3685 | 33.1776 | 34.993
4125 | 14850000 | 5.3686 | 33.1801 | 34.9955
4126 | 14853600 | 5.3687 | 33.1827 | 34.9981
4127 | 14857200 | 5.3688 | 33.1852 | 35.0007
4128 | 14860800 | 5.3689 | 33.1877 | 35.0032
4129 | 14864400 | 5.369 | 33.1903 | 35.0058
4130 | 14868000 | 5.3691 | 33.1928 | 35.0083
4131 | 14871600 | 5.3692 | 33.1954 | 35.0109
4132 | 14875200 | 5.3693 | 33.1979 | 35.0135
4133 | 14878800 | 5.3694 | 33.2005 | 35.016
4134 | 14882400 | 5.3695 | 33.203 | 35.0186
4135 | 14886000 | 5.3696 | 33.2056 | 35.0211
4136 | 14889600 | 5.3698 | 33.2081 | 35.0237
4137 | 14893200 | 5.3699 | 33.2106 | 35.0263
4138 | 14896800 | 5.37 | 33.2132 | 35.0288
4139 | 14900400 | 5.3701 | 33.2157 | 35.0314
4140 | 14904000 | 5.3702 | 33.2183 | 35.0339
4141 | 14907600 | 5.3703 | 33.2208 | 35.0365
4142 | 14911200 | 5.3704 | 33.2234 | 35.039
4143 | 14914800 | 5.3705 | 33.2259 | 35.0416
4144 | 14918400 | 5.3706 | 33.2284 | 35.0442
4145 | 14922000 | 5.3707 | 33.231 | 35.0467
4146 | 14925600 | 5.3708 | 33.2335 | 35.0493
4147 | 14929200 | 5.3709 | 33.2361 | 35.0518
4148 | 14932800 | 5.371 | 33.2386 | 35.0544
4149 | 14936400 | 5.3711 | 33.2411 | 35.0569
4150 | 14940000 | 5.3712 | 33.2437 | 35.0595
4151 | 14943600 | 5.3714 | 33.2462 | 35.062
4152 | 14947200 | 5.3715 | 33.2488 | 35.0646
4153 | 14950800 | 5.3716 | 33.2513 | 35.0672
4154 | 14954400 | 5.3717 | 33.2538 | 35.0697
4155 | 14958000 | 5.3718 | 33.2564 | 35.0723
4156 | 14961600 | 5.3719 | 33.2589 | 35.0748
4157 | 14965200 | 5.372 | 33.2614 | 35.0774
4158 | 14968800 | 5.3721 | 33.264 | 35.0799
4159 | 14972400 | 5.3722 | 33.2665 | 35.0825
4160 | 14976000 | 5.3723 | 33.2691 | 35.085
4161 | 14979600 | 5.3724 | 33.2716 | 35.0876
4162 | 14983200 | 5.3725 | 33.2741 | 35.0901
4163 | 14986800 | 5.3726 | 33.2767 | 35.0927
4164 | 14990400 | 5.3727 | 33.2792 | 35.0952
4165 | 14994000 | 5.3728 | 33.2817 | 35.0978
4166 | 14997600 | 5.3729 | 33.2843 | 35.1003
4167 | 15001200 | 5.373 | 33.2868 | 35.1029
4168 | 15004800 | 5.3732 | 33.2893 | 35.1054
4169 | 15008400 | 5.3733 | 33.2919 | 35.108
4170 | 15012000 | 5.3734 | 33.2944 | 35.1105
4171 | 15015600 | 5.3735 | 33.2969 | 35.1131
4172 | 15019200 | 5.3736 | 33.2995 | 35.1156
4173 | 15022800 | 5.3737 | 33.302 | 35.1182
4174 | 15026400 | 5.3738 | 33.3045 | 35.1207
4175 | 15030000 | 5.3739 | 33.3071 | 35.1233
4176 | 15033600 | 5.374 | 33.3096 | 35.1258
4177 | 15037200 | 5.3741 | 33.3121 | 35.1284
4178 | 15040800 | 5.3742 | 33.3147 | 35.1309
4179 | 15044400 | 5.3743 | 33.3172 | 35.1335
4180 | 15048000 | 5.3744 | 33.3197 | 35.136
4181 | 15051600 | 5.3745 | 33.3223 | 35.1386
4182 | 15055200 | 5.3746 | 33.3248 | 35.1411
4183 | 15058800 | 5.3747 | 33.3273 | 35.1436
4184 | 15062400 | 5.3748 | 33.3298 | 35.1462
4185 | 15066000 | 5.3749 | 33.3324 | 35.1487
4186 | 15069600 | 5.3751 | 33.3349 | 35.1513
4187 | 15073200 | 5.3752 | 33.3374 | 35.1538
4188 | 15076800 | 5.3753 | 33.34 | 35.1564
4189 | 15080400 | 5.3754 | 33.3425 | 35.1589
4190 | 15084000 | 5.3755 | 33.345 | 35.1615
4191 | 15087600 | 5.3756 | 33.3475 | 35.164
4192 | 15091200 | 5.3757 | 33.3501 | 35.1665
4193 | 15094800 | 5.3758 | 33.3526 | 35.1691
4194 | 15098400 | 5.3759 | 33.3551 | 35.1716
4195 | 15102000 | 5.376 | 33.3577 | 35.1742
4196 | 15105600 | 5.3761 | 33.3602 | 35.1767
4197 | 15109200 | 5.3762 | 33.3627 | 35.1792
4198 | 15112800 | 5.3763 | 33.3652 | 35.1818
4199 | 15116400 | 5.3764 | 33.3678 | 35.1843
4200 | 15120000 | 5.3765 | 33.3703 | 35.1869
4201 | 15123600 | 5.3766 | 33.3728 | 35.1894
4202 | 15127200 | 5.3767 | 33.3753 | 35.1919
4203 | 15130800 | 5.3768 | 33.3779 | 35.1945
4204 | 15134400 | 5.3769 | 33.3804 | 35.197
4205 | 15138000 | 5.377 | 33.3829 | 35.1996
4206 | 15141600 | 5.3771 | 33.3854 | 35.2021
4207 | 15145200 | 5.3772 | 33.3879 | 35.2046
4208 | 15148800 | 5.3774 | 33.3905 | 35.2072
4209 | 15152400 | 5.3775 | 33.393 | 35.2097
4210 | 15156000 | 5.3776 | 33.3955 | 35.2123
4211 | 15159600 | 5.3777 | 33.398 | 35.2148
4212 | 15163200 | 5.3778 | 33.4006 | 35.2173
4213 | 15166800 | 5.3779 | 33.4031 | 35.2199
4214 | 15170400 | 5.378 | 33.4056 | 35.2224
4215 | 15174000 | 5.3781 | 33.4081 | 35.2249
4216 | 15177600 | 5.3782 | 33.4106 | 35.2275
4217 | 15181200 | 5.3783 | 33.4132 | 35.23
4218 | 15184800 | 5.3784 | 33.4157 | 35.2325
4219 | 15188400 | 5.3785 | 33.4182 | 35.2351
4220 | 15192000 | 5.3786 | 33.4207 | 35.2376
4221 | 15195600 | 5.3787 | 33.4232 | 35.2401
4222 | 15199200 | 5.3788 | 33.4258 | 35.2427
4223 | 15202800 | 5.3789 | 33.4283 | 35.2452
4224 | 15206400 | 5.379 | 33.4308 | 35.2478
4225 | 15210000 | 5.3791 | 33.4333 | 35.2503
4226 | 15213600 | 5.3792 | 33.4358 | 35.2528
4227 | 15217200 | 5.3793 | 33.4384 | 35.2553
4228 | 15220800 | 5.3794 | 33.4409 | 35.2579
4229 | 15224400 | 5.3795 | 33.4434 | 35.2604
4230 | 15228000 | 5.3796 | 33.4459 | 35.2629
4231 | 15231600 | 5.3797 | 33.4484 | 35.2655
4232 | 15235200 | 5.3798 | 33.4509 | 35.268
4233 | 15238800 | 5.3799 | 33.4534 | 35.2705
4234 | 15242400 | 5.38 | 33.456 | 35.2731
4235 | 15246000 | 5.3802 | 33.4585 | 35.2756
4236 | 15249600 | 5.3803 | 33.461 | 35.2781
4237 | 15253200 | 5.3804 | 33.4635 | 35.2807
4238 | 15256800 | 5.3805 | 33.466 | 35.2832
4239 | 15260400 | 5.3806 | 33.4685 | 35.2857
4240 | 15264000 | 5.3807 | 33.4711 | 35.2882
4241 | 15267600 | 5.3808 | 33.4736 | 35.2908
4242 | 15271200 | 5.3809 | 33.4761 | 35.2933
4243 | 15274800 | 5.381 | 33.4786 | 35.2958
4244 | 15278400 | 5.3811 | 33.4811 | 35.2984
4245 | 15282000 | 5.3812 | 33.4836 | 35.3009
4246 | 15285600 | 5.3813 | 33.4861 | 35.3034
4247 | 15289200 | 5.3814 | 33.4886 | 35.3059
4248 | 15292800 | 5.3815 | 33.4912 | 35.3085
4249 | 15296400 | 5.3816 | 33.4937 | 35.311
4250 | 15300000 | 5.3817 | 33.4962 | 35.3135
4251 | 15303600 | 5.3818 | 33.4987 | 35.316
4252 | 15307200 | 5.3819 | 33.5012 | 35.3186
4253 | 15310800 | 5.382 | 33.5037 | 35.3211
4254 | 15314400 | 5.3821 | 33.5062 | 35.3236
4255 | 15318000 | 5.3822 | 33.5087 | 35.3261
4256 | 15321600 | 5.3823 | 33.5112 | 35.3287
4257 | 15325200 | 5.3824 | 33.5137 | 35.3312
4258 | 15328800 | 5.3825 | 33.5162 | 35.3337
4259 | 15332400 | 5.3826 | 33.5188 | 35.3362
4260 | 15336000 | 5.3827 | 33.5213 | 35.3388
4261 | 15339600 | 5.3828 | 33.5238 | 35.3413
4262 | 15343200 | 5.3829 | 33.5263 | 35.3438
4263 | 15346800 | 5.383 | 33.5288 | 35.3463
4264 | 15350400 | 5.3831 | 33.5313 | 35.3489
4265 | 15354000 | 5.3832 | 33.5338 | 35.3514
4266 | 15357600 | 5.3833 | 33.5363 | 35.3539
4267 | 15361200 | 5.3834 | 33.5388 | 35.3564
4268 | 15364800 | 5.3835 | 33.5413 | 35.3589
4269 | 15368400 | 5.3836 | 33.5438 | 35.3615
4270 | 15372000 | 5.3837 | 33.5463 | 35.364
4271 | 15375600 | 5.3838 | 33.5488 | 35.3665
4272 | 15379200 | 5.3839 | 33.5513 | 35.369
4273 | 15382800 | 5.384 | 33.5538 | 35.3715
4274 | 15386400 | 5.3842 | 33.5564 | 35.3741
4275 | 15390000 | 5.3843 | 33.5589 | 35.3766
4276 | 15393600 | 5.3844 | 33.5614 | 35.3791
4277 | 15397200 | 5.3845 | 33.5639 | 35.3816
4278 | 15400800 | 5.3846 | 33.5664 | 35.3841
4279 | 15404400 | 5.3847 | 33.5689 | 35.3867
4280 | 15408000 | 5.3848 | 33.5714 | 35.3892
4281 | 15411600 | 5.3849 | 33.5739 | 35.3917
4282 | 15415200 | 5.385 | 33.5764 | 35.3942
4283 | 15418800 | 5.3851 | 33.5789 | 35.3967
4284 | 15422400 | 5.3852 | 33.5814 | 35.3992
4285 | 15426000 | 5.3853 | 33.5839 | 35.4018
4286 | 15429600 | 5.3854 | 33.5864 | 35.4043
4287 | 15433200 | 5.3855 | 33.5889 | 35.4068
4288 | 15436800 | 5.3856 | 33.5914 | 35.4093
4289 | 15440400 | 5.3857 | 33.5939 | 35.4118
4290 | 15444000 | 5.3858 | 33.5964 | 35.4143
4291 | 15447600 | 5.3859 | 33.5989 | 35.4168
4292 | 15451200 | 5.386 | 33.6014 | 35.4194
4293 | 15454800 | 5.3861 | 33.6039 | 35.4219
4294 | 15458400 | 5.3862 | 33.6064 | 35.4244
4295 | 15462000 | 5.3863 | 33.6089 | 35.4269
4296 | 15465600 | 5.3864 | 33.6114 | 35.4294
4297 | 15469200 | 5.3865 | 33.6139 | 35.4319
4298 | 15472800 | 5.3866 | 33.6164 | 35.4344
4299 | 15476400 | 5.3867 | 33.6189 | 35.4369
4300 | 15480000 | 5.3868 | 33.6214 | 35.4395
4301 | 15483600 | 5.3869 | 33.6239 | 35.442
4302 | 15487200 | 5.387 | 33.6264 | 35.4445
4303 | 15490800 | 5.3871 | 33.6289 | 35.447
4304 | 15494400 | 5.3872 | 33.6313 | 35.4495
4305 | 15498000 | 5.3873 | 33.6338 | 35.452
4306 | 15501600 | 5.3874 | 33.6363 | 35.4545
4307 | 15505200 | 5.3875 | 33.6388 | 35.457
4308 | 15508800 | 5.3876 | 33.6413 | 35.4595
4309 | 15512400 | 5.3877 | 33.6438 | 35.4621
4310 | 15516000 | 5.3878 | 33.6463 | 35.4646
4311 | 15519600 | 5.3879 | 33.6488 | 35.4671
4312 | 15523200 | 5.388 | 33.6513 | 35.4696
4313 | 15526800 | 5.3881 | 33.6538 | 35.4721
4314 | 15530400 | 5.3882 | 33.6563 | 35.4746
4315 | 15534000 | 5.3883 | 33.6588 | 35.4771
4316 | 15537600 | 5.3884 | 33.6613 | 35.4796
4317 | 15541200 | 5.3885 | 33.6638 | 35.4821
4318 | 15544800 | 5.3886 | 33.6663 | 35.4846
4319 | 15548400 | 5.3887 | 33.6688 | 35.4871
4320 | 15552000 | 5.3888 | 33.6712 | 35.4896
4321 | 15555600 | 5.3889 | 33.6737 | 35.4921
4322 | 15559200 | 5.389 | 33.6762 | 35.4946
4323 | 15562800 | 5.3891 | 33.6787 | 35.4972
4324 | 15566400 | 5.3892 | 33.6812 | 35.4997
4325 | 15570000 | 5.3893 | 33.6837 | 35.5022
4326 | 15573600 | 5.3894 | 33.6862 | 35.5047
4327 | 15577200 | 5.3895 | 33.6887 | 35.5072
4328 | 15580800 | 5.3896 | 33.6912 | 35.5097
4329 | 15584400 | 5.3897 | 33.6937 | 35.5122
4330 | 15588000 | 5.3898 | 33.6961 | 35.5147
4331 | 15591600 | 5.3899 | 33.6986 | 35.5172
4332 | 15595200 | 5.39 | 33.7011 | 35.5197
4333 | 15598800 | 5.3901 | 33.7036 | 35.5222
4334 | 15602400 | 5.3902 | 33.7061 | 35.5247
4335 | 15606000 | 5.3903 | 33.7086 | 35.5272
4336 | 15609600 | 5.3904 | 33.7111 | 35.5297
4337 | 15613200 | 5.3905 | 33.7136 | 35.5322
4338 | 15616800 | 5.3906 | 33.716 | 35.5347
4339 | 15620400 | 5.3907 | 33.7185 | 35.5372
4340 | 15624000 | 5.3908 | 33.721 | 35.5397
4341 | 15627600 | 5.3909 | 33.7235 | 35.5422
4342 | 15631200 | 5.391 | 33.726 | 35.5447
4343 | 15634800 | 5.3911 | 33.7285 | 35.5472
4344 | 15638400 | 5.3912 | 33.731 | 35.5497
4345 | 15642000 | 5.3913 | 33.7334 | 35.5522
4346 | 15645600 | 5.3914 | 33.7359 | 35.5547
4347 | 15649200 | 5.3915 | 33.7384 | 35.5572
4348 | 15652800 | 5.3916 | 33.7409 | 35.5597
4349 | 15656400 | 5.3917 | 33.7434 | 35.5622
4350 | 15660000 | 5.3918 | 33.7459 | 35.5647
4351 | 15663600 | 5.3919 | 33.7484 | 35.5672
4352 | 15667200 | 5.392 | 33.7508 | 35.5697
4353 | 15670800 | 5.3921 | 33.7533 | 35.5722
4354 | 15674400 | 5.3922 | 33.7558 | 35.5747
4355 | 15678000 | 5.3923 | 33.7583 | 35.5772
4356 | 15681600 | 5.3924 | 33.7608 | 35.5797
4357 | 15685200 | 5.3925 | 33.7632 | 35.5822
4358 | 15688800 | 5.3926 | 33.7657 | 35.5847
4359 | 15692400 | 5.3927 | 33.7682 | 35.5872
4360 | 15696000 | 5.3928 | 33.7707 | 35.5897
4361 | 15699600 | 5.3929 | 33.7732 | 35.5922
4362 | 15703200 | 5.393 | 33.7756 | 35.5947
4363 | 15706800 | 5.3931 | 33.7781 | 35.5971
4364 | 15710400 | 5.3932 | 33.7806 | 35.5996
4365 | 15714000 | 5.3933 | 33.7831 | 35.6021
4366 | 15717600 | 5.3934 | 33.7856 | 35.6046
4367 | 15721200 | 5.3935 | 33.788 | 35.6071
4368 | 15724800 | 5.3936 | 33.7905 | 35.6096
4369 | 15728400 | 5.3937 | 33.793 | 35.6121
4370 | 15732000 | 5.3938 | 33.7955 | 35.6146
4371 | 15735600 | 5.3939 | 33.798 | 35.6171
4372 | 15739200 | 5.394 | 33.8004 | 35.6196
4373 | 15742800 | 5.3941 | 33.8029 | 35.6221
4374 | 15746400 | 5.3942 | 33.8054 | 35.6246
4375 | 15750000 | 5.3943 | 33.8079 | 35.6271
4376 | 15753600 | 5.3944 | 33.8103 | 35.6296
4377 | 15757200 | 5.3945 | 33.8128 | 35.632
4378 | 15760800 | 5.3946 | 33.8153 | 35.6345
4379 | 15764400 | 5.3947 | 33.8178 | 35.637
4380 | 15768000 | 5.3948 | 33.8202 | 35.6395
4381 | 15771600 | 5.3949 | 33.8227 | 35.642
4382 | 15775200 | 5.395 | 33.8252 | 35.6445
4383 | 15778800 | 5.3951 | 33.8277 | 35.647
4384 | 15782400 | 5.3952 | 33.8301 | 35.6495
4385 | 15786000 | 5.3952 | 33.8326 | 35.652
4386 | 15789600 | 5.3953 | 33.8351 | 35.6544
4387 | 15793200 | 5.3954 | 33.8376 | 35.6569
4388 | 15796800 | 5.3955 | 33.84 | 35.6594
4389 | 15800400 | 5.3956 | 33.8425 | 35.6619
4390 | 15804000 | 5.3957 | 33.845 | 35.6644
4391 | 15807600 | 5.3958 | 33.8475 | 35.6669
4392 | 15811200 | 5.3959 | 33.8499 | 35.6694
4393 | 15814800 | 5.396 | 33.8524 | 35.6719
4394 | 15818400 | 5.3961 | 33.8549 | 35.6743
4395 | 15822000 | 5.3962 | 33.8573 | 35.6768
4396 | 15825600 | 5.3963 | 33.8598 | 35.6793
4397 | 15829200 | 5.3964 | 33.8623 | 35.6818
4398 | 15832800 | 5.3965 | 33.8648 | 35.6843
4399 | 15836400 | 5.3966 | 33.8672 | 35.6868
4400 | 15840000 | 5.3967 | 33.8697 | 35.6892
4401 | 15843600 | 5.3968 | 33.8722 | 35.6917
4402 | 15847200 | 5.3969 | 33.8746 | 35.6942
4403 | 15850800 | 5.397 | 33.8771 | 35.6967
4404 | 15854400 | 5.3971 | 33.8796 | 35.6992
4405 | 15858000 | 5.3972 | 33.882 | 35.7017
4406 | 15861600 | 5.3973 | 33.8845 | 35.7041
4407 | 15865200 | 5.3974 | 33.887 | 35.7066
4408 | 15868800 | 5.3975 | 33.8894 | 35.7091
4409 | 15872400 | 5.3976 | 33.8919 | 35.7116
4410 | 15876000 | 5.3977 | 33.8944 | 35.7141
4411 | 15879600 | 5.3978 | 33.8968 | 35.7166
4412 | 15883200 | 5.3979 | 33.8993 | 35.719
4413 | 15886800 | 5.398 | 33.9018 | 35.7215
4414 | 15890400 | 5.3981 | 33.9042 | 35.724
4415 | 15894000 | 5.3982 | 33.9067 | 35.7265
4416 | 15897600 | 5.3983 | 33.9092 | 35.729
4417 | 15901200 | 5.3984 | 33.9116 | 35.7314
4418 | 15904800 | 5.3985 | 33.9141 | 35.7339
4419 | 15908400 | 5.3986 | 33.9166 | 35.7364
4420 | 15912000 | 5.3987 | 33.919 | 35.7389
4421 | 15915600 | 5.3988 | 33.9215 | 35.7414
4422 | 15919200 | 5.3989 | 33.924 | 35.7438
4423 | 15922800 | 5.399 | 33.9264 | 35.7463
4424 | 15926400 | 5.3991 | 33.9289 | 35.7488
4425 | 15930000 | 5.3991 | 33.9314 | 35.7513
4426 | 15933600 | 5.3992 | 33.9338 | 35.7537
4427 | 15937200 | 5.3993 | 33.9363 | 35.7562
4428 | 15940800 | 5.3994 | 33.9387 | 35.7587
4429 | 15944400 | 5.3995 | 33.9412 | 35.7612
4430 | 15948000 | 5.3996 | 33.9437 | 35.7637
4431 | 15951600 | 5.3997 | 33.9461 | 35.7661
4432 | 15955200 | 5.3998 | 33.9486 | 35.7686
4433 | 15958800 | 5.3999 | 33.9511 | 35.7711
4434 | 15962400 | 5.4 | 33.9535 | 35.7736
4435 | 15966000 | 5.4001 | 33.956 | 35.776
4436 | 15969600 | 5.4002 | 33.9584 | 35.7785
4437 | 15973200 | 5.4003 | 33.9609 | 35.781
4438 | 15976800 | 5.4004 | 33.9634 | 35.7835
4439 | 15980400 | 5.4005 | 33.9658 | 35.7859
4440 | 15984000 | 5.4006 | 33.9683 | 35.7884
4441 | 15987600 | 5.4007 | 33.9707 | 35.7909
4442 | 15991200 | 5.4008 | 33.9732 | 35.7933
4443 | 15994800 | 5.4009 | 33.9757 | 35.7958
4444 | 15998400 | 5.401 | 33.9781 | 35.7983
4445 | 16002000 | 5.4011 | 33.9806 | 35.8008
4446 | 16005600 | 5.4012 | 33.983 | 35.8032
4447 | 16009200 | 5.4013 | 33.9855 | 35.8057
4448 | 16012800 | 5.4014 | 33.9879 | 35.8082
4449 | 16016400 | 5.4015 | 33.9904 | 35.8107
4450 | 16020000 | 5.4016 | 33.9929 | 35.8131
4451 | 16023600 | 5.4017 | 33.9953 | 35.8156
4452 | 16027200 | 5.4018 | 33.9978 | 35.8181
4453 | 16030800 | 5.4018 | 34.0002 | 35.8205
4454 | 16034400 | 5.4019 | 34.0027 | 35.823
4455 | 16038000 | 5.402 | 34.0051 | 35.8255
4456 | 16041600 | 5.4021 | 34.0076 | 35.8279
4457 | 16045200 | 5.4022 | 34.01 | 35.8304
4458 | 16048800 | 5.4023 | 34.0125 | 35.8329
4459 | 16052400 | 5.4024 | 34.015 | 35.8353
4460 | 16056000 | 5.4025 | 34.0174 | 35.8378
4461 | 16059600 | 5.4026 | 34.0199 | 35.8403
4462 | 16063200 | 5.4027 | 34.0223 | 35.8428
4463 | 16066800 | 5.4028 | 34.0248 | 35.8452
4464 | 16070400 | 5.4029 | 34.0272 | 35.8477
4465 | 16074000 | 5.403 | 34.0297 | 35.8502
4466 | 16077600 | 5.4031 | 34.0321 | 35.8526
4467 | 16081200 | 5.4032 | 34.0346 | 35.8551
4468 | 16084800 | 5.4033 | 34.037 | 35.8576
4469 | 16088400 | 5.4034 | 34.0395 | 35.86
4470 | 16092000 | 5.4035 | 34.0419 | 35.8625
4471 | 16095600 | 5.4036 | 34.0444 | 35.8649
4472 | 16099200 | 5.4037 | 34.0468 | 35.8674
4473 | 16102800 | 5.4038 | 34.0493 | 35.8699
4474 | 16106400 | 5.4039 | 34.0517 | 35.8723
4475 | 16110000 | 5.404 | 34.0542 | 35.8748
4476 | 16113600 | 5.404 | 34.0566 | 35.8773
4477 | 16117200 | 5.4041 | 34.0591 | 35.8797
4478 | 16120800 | 5.4042 | 34.0615 | 35.8822
4479 | 16124400 | 5.4043 | 34.064 | 35.8847
4480 | 16128000 | 5.4044 | 34.0664 | 35.8871
4481 | 16131600 | 5.4045 | 34.0689 | 35.8896
4482 | 16135200 | 5.4046 | 34.0713 | 35.8921
4483 | 16138800 | 5.4047 | 34.0738 | 35.8945
4484 | 16142400 | 5.4048 | 34.0762 | 35.897
4485 | 16146000 | 5.4049 | 34.0787 | 35.8994
4486 | 16149600 | 5.405 | 34.0811 | 35.9019
4487 | 16153200 | 5.4051 | 34.0836 | 35.9044
4488 | 16156800 | 5.4052 | 34.086 | 35.9068
4489 | 16160400 | 5.4053 | 34.0885 | 35.9093
4490 | 16164000 | 5.4054 | 34.0909 | 35.9117
4491 | 16167600 | 5.4055 | 34.0934 | 35.9142
4492 | 16171200 | 5.4056 | 34.0958 | 35.9167
4493 | 16174800 | 5.4057 | 34.0983 | 35.9191
4494 | 16178400 | 5.4058 | 34.1007 | 35.9216
4495 | 16182000 | 5.4059 | 34.1031 | 35.924
4496 | 16185600 | 5.4059 | 34.1056 | 35.9265
4497 | 16189200 | 5.406 | 34.108 | 35.929
4498 | 16192800 | 5.4061 | 34.1105 | 35.9314
4499 | 16196400 | 5.4062 | 34.1129 | 35.9339
4500 | 16200000 | 5.4063 | 34.1154 | 35.9363
4501 | 16203600 | 5.4064 | 34.1178 | 35.9388
4502 | 16207200 | 5.4065 | 34.1202 | 35.9412
4503 | 16210800 | 5.4066 | 34.1227 | 35.9437
4504 | 16214400 | 5.4067 | 34.1251 | 35.9462
4505 | 16218000 | 5.4068 | 34.1276 | 35.9486
4506 | 16221600 | 5.4069 | 34.13 | 35.9511
4507 | 16225200 | 5.407 | 34.1325 | 35.9535
4508 | 16228800 | 5.4071 | 34.1349 | 35.956
4509 | 16232400 | 5.4072 | 34.1373 | 35.9584
4510 | 16236000 | 5.4073 | 34.1398 | 35.9609
4511 | 16239600 | 5.4074 | 34.1422 | 35.9633
4512 | 16243200 | 5.4075 | 34.1447 | 35.9658
4513 | 16246800 | 5.4076 | 34.1471 | 35.9683
4514 | 16250400 | 5.4076 | 34.1495 | 35.9707
4515 | 16254000 | 5.4077 | 34.152 | 35.9732
4516 | 16257600 | 5.4078 | 34.1544 | 35.9756
4517 | 16261200 | 5.4079 | 34.1569 | 35.9781
4518 | 16264800 | 5.408 | 34.1593 | 35.9805
4519 | 16268400 | 5.4081 | 34.1617 | 35.983
4520 | 16272000 | 5.4082 | 34.1642 | 35.9854
4521 | 16275600 | 5.4083 | 34.1666 | 35.9879
4522 | 16279200 | 5.4084 | 34.1691 | 35.9903
4523 | 16282800 | 5.4085 | 34.1715 | 35.9928
4524 | 16286400 | 5.4086 | 34.1739 | 35.9952
4525 | 16290000 | 5.4087 | 34.1764 | 35.9977
4526 | 16293600 | 5.4088 | 34.1788 | 36.0001
4527 | 16297200 | 5.4089 | 34.1812 | 36.0026
4528 | 16300800 | 5.409 | 34.1837 | 36.005
4529 | 16304400 | 5.4091 | 34.1861 | 36.0075
4530 | 16308000 | 5.4091 | 34.1886 | 36.0099
4531 | 16311600 | 5.4092 | 34.191 | 36.0124
4532 | 16315200 | 5.4093 | 34.1934 | 36.0148
4533 | 16318800 | 5.4094 | 34.1959 | 36.0173
4534 | 16322400 | 5.4095 | 34.1983 | 36.0197
4535 | 16326000 | 5.4096 | 34.2007 | 36.0222
4536 | 16329600 | 5.4097 | 34.2032 | 36.0246
4537 | 16333200 | 5.4098 | 34.2056 | 36.0271
4538 | 16336800 | 5.4099 | 34.208 | 36.0295
4539 | 16340400 | 5.41 | 34.2105 | 36.032
4540 | 16344000 | 5.4101 | 34.2129 | 36.0344
4541 | 16347600 | 5.4102 | 34.2153 | 36.0369
4542 | 16351200 | 5.4103 | 34.2178 | 36.0393
4543 | 16354800 | 5.4104 | 34.2202 | 36.0418
4544 | 16358400 | 5.4105 | 34.2226 | 36.0442
4545 | 16362000 | 5.4105 | 34.2251 | 36.0467
4546 | 16365600 | 5.4106 | 34.2275 | 36.0491
4547 | 16369200 | 5.4107 | 34.2299 | 36.0515
4548 | 16372800 | 5.4108 | 34.2324 | 36.054
4549 | 16376400 | 5.4109 | 34.2348 | 36.0564
4550 | 16380000 | 5.411 | 34.2372 | 36.0589
4551 | 16383600 | 5.4111 | 34.2397 | 36.0613
4552 | 16387200 | 5.4112 | 34.2421 | 36.0638
4553 | 16390800 | 5.4113 | 34.2445 | 36.0662
4554 | 16394400 | 5.4114 | 34.2469 | 36.0687
4555 | 16398000 | 5.4115 | 34.2494 | 36.0711
4556 | 16401600 | 5.4116 | 34.2518 | 36.0735
4557 | 16405200 | 5.4117 | 34.2542 | 36.076
4558 | 16408800 | 5.4118 | 34.2567 | 36.0784
4559 | 16412400 | 5.4118 | 34.2591 | 36.0809
4560 | 16416000 | 5.4119 | 34.2615 | 36.0833
4561 | 16419600 | 5.412 | 34.2639 | 36.0858
4562 | 16423200 | 5.4121 | 34.2664 | 36.0882
4563 | 16426800 | 5.4122 | 34.2688 | 36.0906
4564 | 16430400 | 5.4123 | 34.2712 | 36.0931
4565 | 16434000 | 5.4124 | 34.2737 | 36.0955
4566 | 16437600 | 5.4125 | 34.2761 | 36.098
4567 | 16441200 | 5.4126 | 34.2785 | 36.1004
4568 | 16444800 | 5.4127 | 34.2809 | 36.1028
4569 | 16448400 | 5.4128 | 34.2834 | 36.1053
4570 | 16452000 | 5.4129 | 34.2858 | 36.1077
4571 | 16455600 | 5.413 | 34.2882 | 36.1102
4572 | 16459200 | 5.4131 | 34.2906 | 36.1126
4573 | 16462800 | 5.4131 | 34.2931 | 36.115
4574 | 16466400 | 5.4132 | 34.2955 | 36.1175
4575 | 16470000 | 5.4133 | 34.2979 | 36.1199
4576 | 16473600 | 5.4134 | 34.3003 | 36.1224
4577 | 16477200 | 5.4135 | 34.3028 | 36.1248
4578 | 16480800 | 5.4136 | 34.3052 | 36.1272
4579 | 16484400 | 5.4137 | 34.3076 | 36.1297
4580 | 16488000 | 5.4138 | 34.31 | 36.1321
4581 | 16491600 | 5.4139 | 34.3125 | 36.1345
4582 | 16495200 | 5.414 | 34.3149 | 36.137
4583 | 16498800 | 5.4141 | 34.3173 | 36.1394
4584 | 16502400 | 5.4142 | 34.3197 | 36.1418
4585 | 16506000 | 5.4142 | 34.3221 | 36.1443
4586 | 16509600 | 5.4143 | 34.3246 | 36.1467
4587 | 16513200 | 5.4144 | 34.327 | 36.1492
4588 | 16516800 | 5.4145 | 34.3294 | 36.1516
4589 | 16520400 | 5.4146 | 34.3318 | 36.154
4590 | 16524000 | 5.4147 | 34.3343 | 36.1565
4591 | 16527600 | 5.4148 | 34.3367 | 36.1589
4592 | 16531200 | 5.4149 | 34.3391 | 36.1613
4593 | 16534800 | 5.415 | 34.3415 | 36.1638
4594 | 16538400 | 5.4151 | 34.3439 | 36.1662
4595 | 16542000 | 5.4152 | 34.3464 | 36.1686
4596 | 16545600 | 5.4153 | 34.3488 | 36.1711
4597 | 16549200 | 5.4154 | 34.3512 | 36.1735
4598 | 16552800 | 5.4154 | 34.3536 | 36.1759
4599 | 16556400 | 5.4155 | 34.356 | 36.1784
4600 | 16560000 | 5.4156 | 34.3585 | 36.1808
4601 | 16563600 | 5.4157 | 34.3609 | 36.1832
4602 | 16567200 | 5.4158 | 34.3633 | 36.1856
4603 | 16570800 | 5.4159 | 34.3657 | 36.1881
4604 | 16574400 | 5.416 | 34.3681 | 36.1905
4605 | 16578000 | 5.4161 | 34.3705 | 36.1929
4606 | 16581600 | 5.4162 | 34.373 | 36.1954
4607 | 16585200 | 5.4163 | 34.3754 | 36.1978
4608 | 16588800 | 5.4164 | 34.3778 | 36.2002
4609 | 16592400 | 5.4164 | 34.3802 | 36.2027
4610 | 16596000 | 5.4165 | 34.3826 | 36.2051
4611 | 16599600 | 5.4166 | 34.385 | 36.2075
4612 | 16603200 | 5.4167 | 34.3875 | 36.2099
4613 | 16606800 | 5.4168 | 34.3899 | 36.2124
4614 | 16610400 | 5.4169 | 34.3923 | 36.2148
4615 | 16614000 | 5.417 | 34.3947 | 36.2172
4616 | 16617600 | 5.4171 | 34.3971 | 36.2197
4617 | 16621200 | 5.4172 | 34.3995 | 36.2221
4618 | 16624800 | 5.4173 | 34.4019 | 36.2245
4619 | 16628400 | 5.4174 | 34.4044 | 36.2269
4620 | 16632000 | 5.4175 | 34.4068 | 36.2294
4621 | 16635600 | 5.4175 | 34.4092 | 36.2318
4622 | 16639200 | 5.4176 | 34.4116 | 36.2342
4623 | 16642800 | 5.4177 | 34.414 | 36.2366
4624 | 16646400 | 5.4178 | 34.4164 | 36.2391
4625 | 16650000 | 5.4179 | 34.4188 | 36.2415
4626 | 16653600 | 5.418 | 34.4212 | 36.2439
4627 | 16657200 | 5.4181 | 34.4237 | 36.2463
4628 | 16660800 | 5.4182 | 34.4261 | 36.2488
4629 | 16664400 | 5.4183 | 34.4285 | 36.2512
4630 | 16668000 | 5.4184 | 34.4309 | 36.2536
4631 | 16671600 | 5.4184 | 34.4333 | 36.256
4632 | 16675200 | 5.4185 | 34.4357 | 36.2585
4633 | 16678800 | 5.4186 | 34.4381 | 36.2609
4634 | 16682400 | 5.4187 | 34.4405 | 36.2633
4635 | 16686000 | 5.4188 | 34.4429 | 36.2657
4636 | 16689600 | 5.4189 | 34.4453 | 36.2682
4637 | 16693200 | 5.419 | 34.4478 | 36.2706
4638 | 16696800 | 5.4191 | 34.4502 | 36.273
4639 | 16700400 | 5.4192 | 34.4526 | 36.2754
4640 | 16704000 | 5.4193 | 34.455 | 36.2779
4641 | 16707600 | 5.4194 | 34.4574 | 36.2803
4642 | 16711200 | 5.4194 | 34.4598 | 36.2827
4643 | 16714800 | 5.4195 | 34.4622 | 36.2851
4644 | 16718400 | 5.4196 | 34.4646 | 36.2875
4645 | 16722000 | 5.4197 | 34.467 | 36.29
4646 | 16725600 | 5.4198 | 34.4694 | 36.2924
4647 | 16729200 | 5.4199 | 34.4718 | 36.2948
4648 | 16732800 | 5.42 | 34.4742 | 36.2972
4649 | 16736400 | 5.4201 | 34.4766 | 36.2996
4650 | 16740000 | 5.4202 | 34.4791 | 36.3021
4651 | 16743600 | 5.4203 | 34.4815 | 36.3045
4652 | 16747200 | 5.4203 | 34.4839 | 36.3069
4653 | 16750800 | 5.4204 | 34.4863 | 36.3093
4654 | 16754400 | 5.4205 | 34.4887 | 36.3117
4655 | 16758000 | 5.4206 | 34.4911 | 36.3141
4656 | 16761600 | 5.4207 | 34.4935 | 36.3166
4657 | 16765200 | 5.4208 | 34.4959 | 36.319
4658 | 16768800 | 5.4209 | 34.4983 | 36.3214
4659 | 16772400 | 5.421 | 34.5007 | 36.3238
4660 | 16776000 | 5.4211 | 34.5031 | 36.3262
4661 | 16779600 | 5.4212 | 34.5055 | 36.3286
4662 | 16783200 | 5.4212 | 34.5079 | 36.3311
4663 | 16786800 | 5.4213 | 34.5103 | 36.3335
4664 | 16790400 | 5.4214 | 34.5127 | 36.3359
4665 | 16794000 | 5.4215 | 34.5151 | 36.3383
4666 | 16797600 | 5.4216 | 34.5175 | 36.3407
4667 | 16801200 | 5.4217 | 34.5199 | 36.3431
4668 | 16804800 | 5.4218 | 34.5223 | 36.3456
4669 | 16808400 | 5.4219 | 34.5247 | 36.348
4670 | 16812000 | 5.422 | 34.5271 | 36.3504
4671 | 16815600 | 5.4221 | 34.5295 | 36.3528
4672 | 16819200 | 5.4221 | 34.5319 | 36.3552
4673 | 16822800 | 5.4222 | 34.5343 | 36.3576
4674 | 16826400 | 5.4223 | 34.5367 | 36.36
4675 | 16830000 | 5.4224 | 34.5391 | 36.3625
4676 | 16833600 | 5.4225 | 34.5415 | 36.3649
4677 | 16837200 | 5.4226 | 34.5439 | 36.3673
4678 | 16840800 | 5.4227 | 34.5463 | 36.3697
4679 | 16844400 | 5.4228 | 34.5487 | 36.3721
4680 | 16848000 | 5.4229 | 34.5511 | 36.3745
4681 | 16851600 | 5.4229 | 34.5535 | 36.3769
4682 | 16855200 | 5.423 | 34.5559 | 36.3793
4683 | 16858800 | 5.4231 | 34.5583 | 36.3817
4684 | 16862400 | 5.4232 | 34.5607 | 36.3842
4685 | 16866000 | 5.4233 | 34.5631 | 36.3866
4686 | 16869600 | 5.4234 | 34.5655 | 36.389
4687 | 16873200 | 5.4235 | 34.5679 | 36.3914
4688 | 16876800 | 5.4236 | 34.5703 | 36.3938
4689 | 16880400 | 5.4237 | 34.5727 | 36.3962
4690 | 16884000 | 5.4237 | 34.5751 | 36.3986
4691 | 16887600 | 5.4238 | 34.5775 | 36.401
4692 | 16891200 | 5.4239 | 34.5799 | 36.4034
4693 | 16894800 | 5.424 | 34.5823 | 36.4058
4694 | 16898400 | 5.4241 | 34.5847 | 36.4083
4695 | 16902000 | 5.4242 | 34.5871 | 36.4107
4696 | 16905600 | 5.4243 | 34.5895 | 36.4131
4697 | 16909200 | 5.4244 | 34.5919 | 36.4155
4698 | 16912800 | 5.4245 | 34.5943 | 36.4179
4699 | 16916400 | 5.4245 | 34.5966 | 36.4203
4700 | 16920000 | 5.4246 | 34.599 | 36.4227
4701 | 16923600 | 5.4247 | 34.6014 | 36.4251
4702 | 16927200 | 5.4248 | 34.6038 | 36.4275
4703 | 16930800 | 5.4249 | 34.6062 | 36.4299
4704 | 16934400 | 5.425 | 34.6086 | 36.4323
4705 | 16938000 | 5.4251 | 34.611 | 36.4347
4706 | 16941600 | 5.4252 | 34.6134 | 36.4371
4707 | 16945200 | 5.4253 | 34.6158 | 36.4395
4708 | 16948800 | 5.4253 | 34.6182 | 36.4419
4709 | 16952400 | 5.4254 | 34.6206 | 36.4443
4710 | 16956000 | 5.4255 | 34.623 | 36.4468
4711 | 16959600 | 5.4256 | 34.6254 | 36.4492
4712 | 16963200 | 5.4257 | 34.6277 | 36.4516
4713 | 16966800 | 5.4258 | 34.6301 | 36.454
4714 | 16970400 | 5.4259 | 34.6325 | 36.4564
4715 | 16974000 | 5.426 | 34.6349 | 36.4588
4716 | 16977600 | 5.4261 | 34.6373 | 36.4612
4717 | 16981200 | 5.4261 | 34.6397 | 36.4636
4718 | 16984800 | 5.4262 | 34.6421 | 36.466
4719 | 16988400 | 5.4263 | 34.6445 | 36.4684
4720 | 16992000 | 5.4264 | 34.6469 | 36.4708
4721 | 16995600 | 5.4265 | 34.6493 | 36.4732
4722 | 16999200 | 5.4266 | 34.6516 | 36.4756
4723 | 17002800 | 5.4267 | 34.654 | 36.478
4724 | 17006400 | 5.4268 | 34.6564 | 36.4804
4725 | 17010000 | 5.4268 | 34.6588 | 36.4828
4726 | 17013600 | 5.4269 | 34.6612 | 36.4852
4727 | 17017200 | 5.427 | 34.6636 | 36.4876
4728 | 17020800 | 5.4271 | 34.666 | 36.49
4729 | 17024400 | 5.4272 | 34.6684 | 36.4924
4730 | 17028000 | 5.4273 | 34.6707 | 36.4948
4731 | 17031600 | 5.4274 | 34.6731 | 36.4972
4732 | 17035200 | 5.4275 | 34.6755 | 36.4996
4733 | 17038800 | 5.4276 | 34.6779 | 36.502
4734 | 17042400 | 5.4276 | 34.6803 | 36.5044
4735 | 17046000 | 5.4277 | 34.6827 | 36.5068
4736 | 17049600 | 5.4278 | 34.6851 | 36.5092
4737 | 17053200 | 5.4279 | 34.6874 | 36.5116
4738 | 17056800 | 5.428 | 34.6898 | 36.514
4739 | 17060400 | 5.4281 | 34.6922 | 36.5164
4740 | 17064000 | 5.4282 | 34.6946 | 36.5188
4741 | 17067600 | 5.4283 | 34.697 | 36.5212
4742 | 17071200 | 5.4283 | 34.6994 | 36.5236
4743 | 17074800 | 5.4284 | 34.7017 | 36.526
4744 | 17078400 | 5.4285 | 34.7041 | 36.5284
4745 | 17082000 | 5.4286 | 34.7065 | 36.5308
4746 | 17085600 | 5.4287 | 34.7089 | 36.5331
4747 | 17089200 | 5.4288 | 34.7113 | 36.5355
4748 | 17092800 | 5.4289 | 34.7137 | 36.5379
4749 | 17096400 | 5.429 | 34.716 | 36.5403
4750 | 17100000 | 5.429 | 34.7184 | 36.5427
4751 | 17103600 | 5.4291 | 34.7208 | 36.5451
4752 | 17107200 | 5.4292 | 34.7232 | 36.5475
4753 | 17110800 | 5.4293 | 34.7256 | 36.5499
4754 | 17114400 | 5.4294 | 34.7279 | 36.5523
4755 | 17118000 | 5.4295 | 34.7303 | 36.5547
4756 | 17121600 | 5.4296 | 34.7327 | 36.5571
4757 | 17125200 | 5.4296 | 34.7351 | 36.5595
4758 | 17128800 | 5.4297 | 34.7375 | 36.5619
4759 | 17132400 | 5.4298 | 34.7398 | 36.5643
4760 | 17136000 | 5.4299 | 34.7422 | 36.5667
4761 | 17139600 | 5.43 | 34.7446 | 36.5691
4762 | 17143200 | 5.4301 | 34.747 | 36.5714
4763 | 17146800 | 5.4302 | 34.7494 | 36.5738
4764 | 17150400 | 5.4303 | 34.7517 | 36.5762
4765 | 17154000 | 5.4303 | 34.7541 | 36.5786
4766 | 17157600 | 5.4304 | 34.7565 | 36.581
4767 | 17161200 | 5.4305 | 34.7589 | 36.5834
4768 | 17164800 | 5.4306 | 34.7613 | 36.5858
4769 | 17168400 | 5.4307 | 34.7636 | 36.5882
4770 | 17172000 | 5.4308 | 34.766 | 36.5906
4771 | 17175600 | 5.4309 | 34.7684 | 36.593
4772 | 17179200 | 5.431 | 34.7708 | 36.5953
4773 | 17182800 | 5.431 | 34.7731 | 36.5977
4774 | 17186400 | 5.4311 | 34.7755 | 36.6001
4775 | 17190000 | 5.4312 | 34.7779 | 36.6025
4776 | 17193600 | 5.4313 | 34.7803 | 36.6049
4777 | 17197200 | 5.4314 | 34.7826 | 36.6073
4778 | 17200800 | 5.4315 | 34.785 | 36.6097
4779 | 17204400 | 5.4316 | 34.7874 | 36.6121
4780 | 17208000 | 5.4316 | 34.7898 | 36.6145
4781 | 17211600 | 5.4317 | 34.7921 | 36.6168
4782 | 17215200 | 5.4318 | 34.7945 | 36.6192
4783 | 17218800 | 5.4319 | 34.7969 | 36.6216
4784 | 17222400 | 5.432 | 34.7993 | 36.624
4785 | 17226000 | 5.4321 | 34.8016 | 36.6264
4786 | 17229600 | 5.4322 | 34.804 | 36.6288
4787 | 17233200 | 5.4323 | 34.8064 | 36.6312
4788 | 17236800 | 5.4323 | 34.8088 | 36.6335
4789 | 17240400 | 5.4324 | 34.8111 | 36.6359
4790 | 17244000 | 5.4325 | 34.8135 | 36.6383
4791 | 17247600 | 5.4326 | 34.8159 | 36.6407
4792 | 17251200 | 5.4327 | 34.8182 | 36.6431
4793 | 17254800 | 5.4328 | 34.8206 | 36.6455
4794 | 17258400 | 5.4329 | 34.823 | 36.6478
4795 | 17262000 | 5.4329 | 34.8254 | 36.6502
4796 | 17265600 | 5.433 | 34.8277 | 36.6526
4797 | 17269200 | 5.4331 | 34.8301 | 36.655
4798 | 17272800 | 5.4332 | 34.8325 | 36.6574
4799 | 17276400 | 5.4333 | 34.8348 | 36.6598
4800 | 17280000 | 5.4334 | 34.8372 | 36.6621
4801 | 17283600 | 5.4335 | 34.8396 | 36.6645
4802 | 17287200 | 5.4335 | 34.8419 | 36.6669
4803 | 17290800 | 5.4336 | 34.8443 | 36.6693
4804 | 17294400 | 5.4337 | 34.8467 | 36.6717
4805 | 17298000 | 5.4338 | 34.8491 | 36.6741
4806 | 17301600 | 5.4339 | 34.8514 | 36.6764
4807 | 17305200 | 5.434 | 34.8538 | 36.6788
4808 | 17308800 | 5.4341 | 34.8562 | 36.6812
4809 | 17312400 | 5.4341 | 34.8585 | 36.6836
4810 | 17316000 | 5.4342 | 34.8609 | 36.686
4811 | 17319600 | 5.4343 | 34.8633 | 36.6883
4812 | 17323200 | 5.4344 | 34.8656 | 36.6907
4813 | 17326800 | 5.4345 | 34.868 | 36.6931
4814 | 17330400 | 5.4346 | 34.8704 | 36.6955
4815 | 17334000 | 5.4347 | 34.8727 | 36.6979
4816 | 17337600 | 5.4347 | 34.8751 | 36.7002
4817 | 17341200 | 5.4348 | 34.8775 | 36.7026
4818 | 17344800 | 5.4349 | 34.8798 | 36.705
4819 | 17348400 | 5.435 | 34.8822 | 36.7074
4820 | 17352000 | 5.4351 | 34.8846 | 36.7097
4821 | 17355600 | 5.4352 | 34.8869 | 36.7121
4822 | 17359200 | 5.4353 | 34.8893 | 36.7145
4823 | 17362800 | 5.4353 | 34.8916 | 36.7169
4824 | 17366400 | 5.4354 | 34.894 | 36.7193
4825 | 17370000 | 5.4355 | 34.8964 | 36.7216
4826 | 17373600 | 5.4356 | 34.8987 | 36.724
4827 | 17377200 | 5.4357 | 34.9011 | 36.7264
4828 | 17380800 | 5.4358 | 34.9035 | 36.7288
4829 | 17384400 | 5.4359 | 34.9058 | 36.7311
4830 | 17388000 | 5.4359 | 34.9082 | 36.7335
4831 | 17391600 | 5.436 | 34.9106 | 36.7359
4832 | 17395200 | 5.4361 | 34.9129 | 36.7383
4833 | 17398800 | 5.4362 | 34.9153 | 36.7406
4834 | 17402400 | 5.4363 | 34.9176 | 36.743
4835 | 17406000 | 5.4364 | 34.92 | 36.7454
4836 | 17409600 | 5.4365 | 34.9224 | 36.7478
4837 | 17413200 | 5.4365 | 34.9247 | 36.7501
4838 | 17416800 | 5.4366 | 34.9271 | 36.7525
4839 | 17420400 | 5.4367 | 34.9294 | 36.7549
4840 | 17424000 | 5.4368 | 34.9318 | 36.7573
4841 | 17427600 | 5.4369 | 34.9342 | 36.7596
4842 | 17431200 | 5.437 | 34.9365 | 36.762
4843 | 17434800 | 5.437 | 34.9389 | 36.7644
4844 | 17438400 | 5.4371 | 34.9412 | 36.7667
4845 | 17442000 | 5.4372 | 34.9436 | 36.7691
4846 | 17445600 | 5.4373 | 34.946 | 36.7715
4847 | 17449200 | 5.4374 | 34.9483 | 36.7739
4848 | 17452800 | 5.4375 | 34.9507 | 36.7762
4849 | 17456400 | 5.4376 | 34.953 | 36.7786
4850 | 17460000 | 5.4376 | 34.9554 | 36.781
4851 | 17463600 | 5.4377 | 34.9578 | 36.7833
4852 | 17467200 | 5.4378 | 34.9601 | 36.7857
4853 | 17470800 | 5.4379 | 34.9625 | 36.7881
4854 | 17474400 | 5.438 | 34.9648 | 36.7905
4855 | 17478000 | 5.4381 | 34.9672 | 36.7928
4856 | 17481600 | 5.4382 | 34.9695 | 36.7952
4857 | 17485200 | 5.4382 | 34.9719 | 36.7976
4858 | 17488800 | 5.4383 | 34.9743 | 36.7999
4859 | 17492400 | 5.4384 | 34.9766 | 36.8023
4860 | 17496000 | 5.4385 | 34.979 | 36.8047
4861 | 17499600 | 5.4386 | 34.9813 | 36.807
4862 | 17503200 | 5.4387 | 34.9837 | 36.8094
4863 | 17506800 | 5.4387 | 34.986 | 36.8118
4864 | 17510400 | 5.4388 | 34.9884 | 36.8141
4865 | 17514000 | 5.4389 | 34.9907 | 36.8165
4866 | 17517600 | 5.439 | 34.9931 | 36.8189
4867 | 17521200 | 5.4391 | 34.9955 | 36.8212
4868 | 17524800 | 5.4392 | 34.9978 | 36.8236
4869 | 17528400 | 5.4392 | 35.0002 | 36.826
4870 | 17532000 | 5.4393 | 35.0025 | 36.8283
4871 | 17535600 | 5.4394 | 35.0049 | 36.8307
4872 | 17539200 | 5.4395 | 35.0072 | 36.8331
4873 | 17542800 | 5.4396 | 35.0096 | 36.8354
4874 | 17546400 | 5.4397 | 35.0119 | 36.8378
4875 | 17550000 | 5.4398 | 35.0143 | 36.8402
4876 | 17553600 | 5.4398 | 35.0166 | 36.8425
4877 | 17557200 | 5.4399 | 35.019 | 36.8449
4878 | 17560800 | 5.44 | 35.0213 | 36.8473
4879 | 17564400 | 5.4401 | 35.0237 | 36.8496
4880 | 17568000 | 5.4402 | 35.026 | 36.852
4881 | 17571600 | 5.4403 | 35.0284 | 36.8543
4882 | 17575200 | 5.4403 | 35.0307 | 36.8567
4883 | 17578800 | 5.4404 | 35.0331 | 36.8591
4884 | 17582400 | 5.4405 | 35.0354 | 36.8614
4885 | 17586000 | 5.4406 | 35.0378 | 36.8638
4886 | 17589600 | 5.4407 | 35.0401 | 36.8662
4887 | 17593200 | 5.4408 | 35.0425 | 36.8685
4888 | 17596800 | 5.4408 | 35.0448 | 36.8709
4889 | 17600400 | 5.4409 | 35.0472 | 36.8732
4890 | 17604000 | 5.441 | 35.0495 | 36.8756
4891 | 17607600 | 5.4411 | 35.0519 | 36.878
4892 | 17611200 | 5.4412 | 35.0542 | 36.8803
4893 | 17614800 | 5.4413 | 35.0566 | 36.8827
4894 | 17618400 | 5.4413 | 35.0589 | 36.885
4895 | 17622000 | 5.4414 | 35.0613 | 36.8874
4896 | 17625600 | 5.4415 | 35.0636 | 36.8898
4897 | 17629200 | 5.4416 | 35.066 | 36.8921
4898 | 17632800 | 5.4417 | 35.0683 | 36.8945
4899 | 17636400 | 5.4418 | 35.0707 | 36.8968
4900 | 17640000 | 5.4418 | 35.073 | 36.8992
4901 | 17643600 | 5.4419 | 35.0754 | 36.9016
4902 | 17647200 | 5.442 | 35.0777 | 36.9039
4903 | 17650800 | 5.4421 | 35.0801 | 36.9063
4904 | 17654400 | 5.4422 | 35.0824 | 36.9086
4905 | 17658000 | 5.4423 | 35.0847 | 36.911
4906 | 17661600 | 5.4423 | 35.0871 | 36.9134
4907 | 17665200 | 5.4424 | 35.0894 | 36.9157
4908 | 17668800 | 5.4425 | 35.0918 | 36.9181
4909 | 17672400 | 5.4426 | 35.0941 | 36.9204
4910 | 17676000 | 5.4427 | 35.0965 | 36.9228
4911 | 17679600 | 5.4428 | 35.0988 | 36.9251
4912 | 17683200 | 5.4428 | 35.1012 | 36.9275
4913 | 17686800 | 5.4429 | 35.1035 | 36.9299
4914 | 17690400 | 5.443 | 35.1058 | 36.9322
4915 | 17694000 | 5.4431 | 35.1082 | 36.9346
4916 | 17697600 | 5.4432 | 35.1105 | 36.9369
4917 | 17701200 | 5.4433 | 35.1129 | 36.9393
4918 | 17704800 | 5.4433 | 35.1152 | 36.9416
4919 | 17708400 | 5.4434 | 35.1176 | 36.944
4920 | 17712000 | 5.4435 | 35.1199 | 36.9463
4921 | 17715600 | 5.4436 | 35.1222 | 36.9487
4922 | 17719200 | 5.4437 | 35.1246 | 36.951
4923 | 17722800 | 5.4438 | 35.1269 | 36.9534
4924 | 17726400 | 5.4438 | 35.1293 | 36.9558
4925 | 17730000 | 5.4439 | 35.1316 | 36.9581
4926 | 17733600 | 5.444 | 35.134 | 36.9605
4927 | 17737200 | 5.4441 | 35.1363 | 36.9628
4928 | 17740800 | 5.4442 | 35.1386 | 36.9652
4929 | 17744400 | 5.4443 | 35.141 | 36.9675
4930 | 17748000 | 5.4443 | 35.1433 | 36.9699
4931 | 17751600 | 5.4444 | 35.1457 | 36.9722
4932 | 17755200 | 5.4445 | 35.148 | 36.9746
4933 | 17758800 | 5.4446 | 35.1503 | 36.9769
4934 | 17762400 | 5.4447 | 35.1527 | 36.9793
4935 | 17766000 | 5.4448 | 35.155 | 36.9816
4936 | 17769600 | 5.4448 | 35.1573 | 36.984
4937 | 17773200 | 5.4449 | 35.1597 | 36.9863
4938 | 17776800 | 5.445 | 35.162 | 36.9887
4939 | 17780400 | 5.4451 | 35.1644 | 36.991
4940 | 17784000 | 5.4452 | 35.1667 | 36.9934
4941 | 17787600 | 5.4453 | 35.169 | 36.9957
4942 | 17791200 | 5.4453 | 35.1714 | 36.9981
4943 | 17794800 | 5.4454 | 35.1737 | 37.0004
4944 | 17798400 | 5.4455 | 35.176 | 37.0028
4945 | 17802000 | 5.4456 | 35.1784 | 37.0051
4946 | 17805600 | 5.4457 | 35.1807 | 37.0075
4947 | 17809200 | 5.4457 | 35.1831 | 37.0098
4948 | 17812800 | 5.4458 | 35.1854 | 37.0122
4949 | 17816400 | 5.4459 | 35.1877 | 37.0145
4950 | 17820000 | 5.446 | 35.1901 | 37.0169
4951 | 17823600 | 5.4461 | 35.1924 | 37.0192
4952 | 17827200 | 5.4462 | 35.1947 | 37.0216
4953 | 17830800 | 5.4462 | 35.1971 | 37.0239
4954 | 17834400 | 5.4463 | 35.1994 | 37.0262
4955 | 17838000 | 5.4464 | 35.2017 | 37.0286
4956 | 17841600 | 5.4465 | 35.2041 | 37.0309
4957 | 17845200 | 5.4466 | 35.2064 | 37.0333
4958 | 17848800 | 5.4466 | 35.2087 | 37.0356
4959 | 17852400 | 5.4467 | 35.2111 | 37.038
4960 | 17856000 | 5.4468 | 35.2134 | 37.0403
4961 | 17859600 | 5.4469 | 35.2157 | 37.0427
4962 | 17863200 | 5.447 | 35.2181 | 37.045
4963 | 17866800 | 5.4471 | 35.2204 | 37.0474
4964 | 17870400 | 5.4471 | 35.2227 | 37.0497
4965 | 17874000 | 5.4472 | 35.2251 | 37.052
4966 | 17877600 | 5.4473 | 35.2274 | 37.0544
4967 | 17881200 | 5.4474 | 35.2297 | 37.0567
4968 | 17884800 | 5.4475 | 35.2321 | 37.0591
4969 | 17888400 | 5.4476 | 35.2344 | 37.0614
4970 | 17892000 | 5.4476 | 35.2367 | 37.0638
4971 | 17895600 | 5.4477 | 35.2391 | 37.0661
4972 | 17899200 | 5.4478 | 35.2414 | 37.0684
4973 | 17902800 | 5.4479 | 35.2437 | 37.0708
4974 | 17906400 | 5.448 | 35.246 | 37.0731
4975 | 17910000 | 5.448 | 35.2484 | 37.0755
4976 | 17913600 | 5.4481 | 35.2507 | 37.0778
4977 | 17917200 | 5.4482 | 35.253 | 37.0802
4978 | 17920800 | 5.4483 | 35.2554 | 37.0825
4979 | 17924400 | 5.4484 | 35.2577 | 37.0848
4980 | 17928000 | 5.4484 | 35.26 | 37.0872
4981 | 17931600 | 5.4485 | 35.2624 | 37.0895
4982 | 17935200 | 5.4486 | 35.2647 | 37.0919
4983 | 17938800 | 5.4487 | 35.267 | 37.0942
4984 | 17942400 | 5.4488 | 35.2693 | 37.0965
4985 | 17946000 | 5.4489 | 35.2717 | 37.0989
4986 | 17949600 | 5.4489 | 35.274 | 37.1012
4987 | 17953200 | 5.449 | 35.2763 | 37.1036
4988 | 17956800 | 5.4491 | 35.2786 | 37.1059
4989 | 17960400 | 5.4492 | 35.281 | 37.1082
4990 | 17964000 | 5.4493 | 35.2833 | 37.1106
4991 | 17967600 | 5.4493 | 35.2856 | 37.1129
4992 | 17971200 | 5.4494 | 35.2879 | 37.1152
4993 | 17974800 | 5.4495 | 35.2903 | 37.1176
4994 | 17978400 | 5.4496 | 35.2926 | 37.1199
4995 | 17982000 | 5.4497 | 35.2949 | 37.1223
4996 | 17985600 | 5.4498 | 35.2973 | 37.1246
4997 | 17989200 | 5.4498 | 35.2996 | 37.1269
4998 | 17992800 | 5.4499 | 35.3019 | 37.1293
4999 | 17996400 | 5.45 | 35.3042 | 37.1316
5000 | 18000000 | 5.4501 | 35.3065 | 37.1339
5001 | 18003600 | 5.4502 | 35.3089 | 37.1363
5002 | 18007200 | 5.4502 | 35.3112 | 37.1386
5003 | 18010800 | 5.4503 | 35.3135 | 37.141
5004 | 18014400 | 5.4504 | 35.3158 | 37.1433
5005 | 18018000 | 5.4505 | 35.3182 | 37.1456
5006 | 18021600 | 5.4506 | 35.3205 | 37.148
5007 | 18025200 | 5.4506 | 35.3228 | 37.1503
5008 | 18028800 | 5.4507 | 35.3251 | 37.1526
5009 | 18032400 | 5.4508 | 35.3275 | 37.155
5010 | 18036000 | 5.4509 | 35.3298 | 37.1573
5011 | 18039600 | 5.451 | 35.3321 | 37.1596
5012 | 18043200 | 5.451 | 35.3344 | 37.162
5013 | 18046800 | 5.4511 | 35.3367 | 37.1643
5014 | 18050400 | 5.4512 | 35.3391 | 37.1666
5015 | 18054000 | 5.4513 | 35.3414 | 37.169
5016 | 18057600 | 5.4514 | 35.3437 | 37.1713
5017 | 18061200 | 5.4515 | 35.346 | 37.1736
5018 | 18064800 | 5.4515 | 35.3483 | 37.176
5019 | 18068400 | 5.4516 | 35.3507 | 37.1783
5020 | 18072000 | 5.4517 | 35.353 | 37.1806
5021 | 18075600 | 5.4518 | 35.3553 | 37.1829
5022 | 18079200 | 5.4519 | 35.3576 | 37.1853
5023 | 18082800 | 5.4519 | 35.3599 | 37.1876
5024 | 18086400 | 5.452 | 35.3623 | 37.1899
5025 | 18090000 | 5.4521 | 35.3646 | 37.1923
5026 | 18093600 | 5.4522 | 35.3669 | 37.1946
5027 | 18097200 | 5.4523 | 35.3692 | 37.1969
5028 | 18100800 | 5.4523 | 35.3715 | 37.1993
5029 | 18104400 | 5.4524 | 35.3739 | 37.2016
5030 | 18108000 | 5.4525 | 35.3762 | 37.2039
5031 | 18111600 | 5.4526 | 35.3785 | 37.2063
5032 | 18115200 | 5.4527 | 35.3808 | 37.2086
5033 | 18118800 | 5.4527 | 35.3831 | 37.2109
5034 | 18122400 | 5.4528 | 35.3854 | 37.2132
5035 | 18126000 | 5.4529 | 35.3878 | 37.2156
5036 | 18129600 | 5.453 | 35.3901 | 37.2179
5037 | 18133200 | 5.4531 | 35.3924 | 37.2202
5038 | 18136800 | 5.4531 | 35.3947 | 37.2225
5039 | 18140400 | 5.4532 | 35.397 | 37.2249
5040 | 18144000 | 5.4533 | 35.3993 | 37.2272
5041 | 18147600 | 5.4534 | 35.4017 | 37.2295
5042 | 18151200 | 5.4535 | 35.404 | 37.2319
5043 | 18154800 | 5.4535 | 35.4063 | 37.2342
5044 | 18158400 | 5.4536 | 35.4086 | 37.2365
5045 | 18162000 | 5.4537 | 35.4109 | 37.2388
5046 | 18165600 | 5.4538 | 35.4132 | 37.2412
5047 | 18169200 | 5.4539 | 35.4155 | 37.2435
5048 | 18172800 | 5.4539 | 35.4179 | 37.2458
5049 | 18176400 | 5.454 | 35.4202 | 37.2481
5050 | 18180000 | 5.4541 | 35.4225 | 37.2505
5051 | 18183600 | 5.4542 | 35.4248 | 37.2528
5052 | 18187200 | 5.4543 | 35.4271 | 37.2551
5053 | 18190800 | 5.4543 | 35.4294 | 37.2574
5054 | 18194400 | 5.4544 | 35.4317 | 37.2598
5055 | 18198000 | 5.4545 | 35.434 | 37.2621
5056 | 18201600 | 5.4546 | 35.4364 | 37.2644
5057 | 18205200 | 5.4547 | 35.4387 | 37.2667
5058 | 18208800 | 5.4547 | 35.441 | 37.2691
5059 | 18212400 | 5.4548 | 35.4433 | 37.2714
5060 | 18216000 | 5.4549 | 35.4456 | 37.2737
5061 | 18219600 | 5.455 | 35.4479 | 37.276
5062 | 18223200 | 5.4551 | 35.4502 | 37.2783
5063 | 18226800 | 5.4551 | 35.4525 | 37.2807
5064 | 18230400 | 5.4552 | 35.4548 | 37.283
5065 | 18234000 | 5.4553 | 35.4571 | 37.2853
5066 | 18237600 | 5.4554 | 35.4595 | 37.2876
5067 | 18241200 | 5.4555 | 35.4618 | 37.29
5068 | 18244800 | 5.4555 | 35.4641 | 37.2923
5069 | 18248400 | 5.4556 | 35.4664 | 37.2946
5070 | 18252000 | 5.4557 | 35.4687 | 37.2969
5071 | 18255600 | 5.4558 | 35.471 | 37.2992
5072 | 18259200 | 5.4559 | 35.4733 | 37.3016
5073 | 18262800 | 5.4559 | 35.4756 | 37.3039
5074 | 18266400 | 5.456 | 35.4779 | 37.3062
5075 | 18270000 | 5.4561 | 35.4802 | 37.3085
5076 | 18273600 | 5.4562 | 35.4825 | 37.3108
5077 | 18277200 | 5.4562 | 35.4849 | 37.3132
5078 | 18280800 | 5.4563 | 35.4872 | 37.3155
5079 | 18284400 | 5.4564 | 35.4895 | 37.3178
5080 | 18288000 | 5.4565 | 35.4918 | 37.3201
5081 | 18291600 | 5.4566 | 35.4941 | 37.3224
5082 | 18295200 | 5.4566 | 35.4964 | 37.3247
5083 | 18298800 | 5.4567 | 35.4987 | 37.3271
5084 | 18302400 | 5.4568 | 35.501 | 37.3294
5085 | 18306000 | 5.4569 | 35.5033 | 37.3317
5086 | 18309600 | 5.457 | 35.5056 | 37.334
5087 | 18313200 | 5.457 | 35.5079 | 37.3363
5088 | 18316800 | 5.4571 | 35.5102 | 37.3386
5089 | 18320400 | 5.4572 | 35.5125 | 37.341
5090 | 18324000 | 5.4573 | 35.5148 | 37.3433
5091 | 18327600 | 5.4574 | 35.5171 | 37.3456
5092 | 18331200 | 5.4574 | 35.5194 | 37.3479
5093 | 18334800 | 5.4575 | 35.5217 | 37.3502
5094 | 18338400 | 5.4576 | 35.524 | 37.3525
5095 | 18342000 | 5.4577 | 35.5263 | 37.3549
5096 | 18345600 | 5.4578 | 35.5286 | 37.3572
5097 | 18349200 | 5.4578 | 35.531 | 37.3595
5098 | 18352800 | 5.4579 | 35.5333 | 37.3618
5099 | 18356400 | 5.458 | 35.5356 | 37.3641
5100 | 18360000 | 5.4581 | 35.5379 | 37.3664
5101 | 18363600 | 5.4581 | 35.5402 | 37.3687
5102 | 18367200 | 5.4582 | 35.5425 | 37.3711
5103 | 18370800 | 5.4583 | 35.5448 | 37.3734
5104 | 18374400 | 5.4584 | 35.5471 | 37.3757
5105 | 18378000 | 5.4585 | 35.5494 | 37.378
5106 | 18381600 | 5.4585 | 35.5517 | 37.3803
5107 | 18385200 | 5.4586 | 35.554 | 37.3826
5108 | 18388800 | 5.4587 | 35.5563 | 37.3849
5109 | 18392400 | 5.4588 | 35.5586 | 37.3872
5110 | 18396000 | 5.4589 | 35.5609 | 37.3896
5111 | 18399600 | 5.4589 | 35.5632 | 37.3919
5112 | 18403200 | 5.459 | 35.5655 | 37.3942
5113 | 18406800 | 5.4591 | 35.5678 | 37.3965
5114 | 18410400 | 5.4592 | 35.5701 | 37.3988
5115 | 18414000 | 5.4592 | 35.5724 | 37.4011
5116 | 18417600 | 5.4593 | 35.5747 | 37.4034
5117 | 18421200 | 5.4594 | 35.577 | 37.4057
5118 | 18424800 | 5.4595 | 35.5793 | 37.408
5119 | 18428400 | 5.4596 | 35.5816 | 37.4103
5120 | 18432000 | 5.4596 | 35.5839 | 37.4127
5121 | 18435600 | 5.4597 | 35.5862 | 37.415
5122 | 18439200 | 5.4598 | 35.5885 | 37.4173
5123 | 18442800 | 5.4599 | 35.5908 | 37.4196
5124 | 18446400 | 5.4599 | 35.5931 | 37.4219
5125 | 18450000 | 5.46 | 35.5953 | 37.4242
5126 | 18453600 | 5.4601 | 35.5976 | 37.4265
5127 | 18457200 | 5.4602 | 35.5999 | 37.4288
5128 | 18460800 | 5.4603 | 35.6022 | 37.4311
5129 | 18464400 | 5.4603 | 35.6045 | 37.4334
5130 | 18468000 | 5.4604 | 35.6068 | 37.4357
5131 | 18471600 | 5.4605 | 35.6091 | 37.438
5132 | 18475200 | 5.4606 | 35.6114 | 37.4404
5133 | 18478800 | 5.4607 | 35.6137 | 37.4427
5134 | 18482400 | 5.4607 | 35.616 | 37.445
5135 | 18486000 | 5.4608 | 35.6183 | 37.4473
5136 | 18489600 | 5.4609 | 35.6206 | 37.4496
5137 | 18493200 | 5.461 | 35.6229 | 37.4519
5138 | 18496800 | 5.461 | 35.6252 | 37.4542
5139 | 18500400 | 5.4611 | 35.6275 | 37.4565
5140 | 18504000 | 5.4612 | 35.6298 | 37.4588
5141 | 18507600 | 5.4613 | 35.6321 | 37.4611
5142 | 18511200 | 5.4614 | 35.6344 | 37.4634
5143 | 18514800 | 5.4614 | 35.6367 | 37.4657
5144 | 18518400 | 5.4615 | 35.6389 | 37.468
5145 | 18522000 | 5.4616 | 35.6412 | 37.4703
5146 | 18525600 | 5.4617 | 35.6435 | 37.4726
5147 | 18529200 | 5.4617 | 35.6458 | 37.4749
5148 | 18532800 | 5.4618 | 35.6481 | 37.4772
5149 | 18536400 | 5.4619 | 35.6504 | 37.4795
5150 | 18540000 | 5.462 | 35.6527 | 37.4818
5151 | 18543600 | 5.4621 | 35.655 | 37.4841
5152 | 18547200 | 5.4621 | 35.6573 | 37.4864
5153 | 18550800 | 5.4622 | 35.6596 | 37.4888
5154 | 18554400 | 5.4623 | 35.6619 | 37.4911
5155 | 18558000 | 5.4624 | 35.6642 | 37.4934
5156 | 18561600 | 5.4624 | 35.6664 | 37.4957
5157 | 18565200 | 5.4625 | 35.6687 | 37.498
5158 | 18568800 | 5.4626 | 35.671 | 37.5003
5159 | 18572400 | 5.4627 | 35.6733 | 37.5026
5160 | 18576000 | 5.4628 | 35.6756 | 37.5049
5161 | 18579600 | 5.4628 | 35.6779 | 37.5072
5162 | 18583200 | 5.4629 | 35.6802 | 37.5095
5163 | 18586800 | 5.463 | 35.6825 | 37.5118
5164 | 18590400 | 5.4631 | 35.6848 | 37.5141
5165 | 18594000 | 5.4631 | 35.6871 | 37.5164
5166 | 18597600 | 5.4632 | 35.6893 | 37.5187
5167 | 18601200 | 5.4633 | 35.6916 | 37.521
5168 | 18604800 | 5.4634 | 35.6939 | 37.5233
5169 | 18608400 | 5.4634 | 35.6962 | 37.5256
5170 | 18612000 | 5.4635 | 35.6985 | 37.5279
5171 | 18615600 | 5.4636 | 35.7008 | 37.5302
5172 | 18619200 | 5.4637 | 35.7031 | 37.5325
5173 | 18622800 | 5.4638 | 35.7053 | 37.5348
5174 | 18626400 | 5.4638 | 35.7076 | 37.5371
5175 | 18630000 | 5.4639 | 35.7099 | 37.5393
5176 | 18633600 | 5.464 | 35.7122 | 37.5416
5177 | 18637200 | 5.4641 | 35.7145 | 37.5439
5178 | 18640800 | 5.4641 | 35.7168 | 37.5462
5179 | 18644400 | 5.4642 | 35.7191 | 37.5485
5180 | 18648000 | 5.4643 | 35.7214 | 37.5508
5181 | 18651600 | 5.4644 | 35.7236 | 37.5531
5182 | 18655200 | 5.4644 | 35.7259 | 37.5554
5183 | 18658800 | 5.4645 | 35.7282 | 37.5577
5184 | 18662400 | 5.4646 | 35.7305 | 37.56
5185 | 18666000 | 5.4647 | 35.7328 | 37.5623
5186 | 18669600 | 5.4648 | 35.7351 | 37.5646
5187 | 18673200 | 5.4648 | 35.7373 | 37.5669
5188 | 18676800 | 5.4649 | 35.7396 | 37.5692
5189 | 18680400 | 5.465 | 35.7419 | 37.5715
5190 | 18684000 | 5.4651 | 35.7442 | 37.5738
5191 | 18687600 | 5.4651 | 35.7465 | 37.5761
5192 | 18691200 | 5.4652 | 35.7488 | 37.5784
5193 | 18694800 | 5.4653 | 35.751 | 37.5807
5194 | 18698400 | 5.4654 | 35.7533 | 37.583
5195 | 18702000 | 5.4654 | 35.7556 | 37.5853
5196 | 18705600 | 5.4655 | 35.7579 | 37.5876
5197 | 18709200 | 5.4656 | 35.7602 | 37.5898
5198 | 18712800 | 5.4657 | 35.7624 | 37.5921
5199 | 18716400 | 5.4658 | 35.7647 | 37.5944
5200 | 18720000 | 5.4658 | 35.767 | 37.5967
5201 | 18723600 | 5.4659 | 35.7693 | 37.599
5202 | 18727200 | 5.466 | 35.7716 | 37.6013
5203 | 18730800 | 5.4661 | 35.7739 | 37.6036
5204 | 18734400 | 5.4661 | 35.7761 | 37.6059
5205 | 18738000 | 5.4662 | 35.7784 | 37.6082
5206 | 18741600 | 5.4663 | 35.7807 | 37.6105
5207 | 18745200 | 5.4664 | 35.783 | 37.6128
5208 | 18748800 | 5.4664 | 35.7853 | 37.6151
5209 | 18752400 | 5.4665 | 35.7875 | 37.6173
5210 | 18756000 | 5.4666 | 35.7898 | 37.6196
5211 | 18759600 | 5.4667 | 35.7921 | 37.6219
5212 | 18763200 | 5.4667 | 35.7944 | 37.6242
5213 | 18766800 | 5.4668 | 35.7966 | 37.6265
5214 | 18770400 | 5.4669 | 35.7989 | 37.6288
5215 | 18774000 | 5.467 | 35.8012 | 37.6311
5216 | 18777600 | 5.4671 | 35.8035 | 37.6334
5217 | 18781200 | 5.4671 | 35.8058 | 37.6357
5218 | 18784800 | 5.4672 | 35.808 | 37.6379
5219 | 18788400 | 5.4673 | 35.8103 | 37.6402
5220 | 18792000 | 5.4674 | 35.8126 | 37.6425
5221 | 18795600 | 5.4674 | 35.8149 | 37.6448
5222 | 18799200 | 5.4675 | 35.8171 | 37.6471
5223 | 18802800 | 5.4676 | 35.8194 | 37.6494
5224 | 18806400 | 5.4677 | 35.8217 | 37.6517
5225 | 18810000 | 5.4677 | 35.824 | 37.654
5226 | 18813600 | 5.4678 | 35.8262 | 37.6562
5227 | 18817200 | 5.4679 | 35.8285 | 37.6585
5228 | 18820800 | 5.468 | 35.8308 | 37.6608
5229 | 18824400 | 5.468 | 35.8331 | 37.6631
5230 | 18828000 | 5.4681 | 35.8353 | 37.6654
5231 | 18831600 | 5.4682 | 35.8376 | 37.6677
5232 | 18835200 | 5.4683 | 35.8399 | 37.67
5233 | 18838800 | 5.4683 | 35.8422 | 37.6722
5234 | 18842400 | 5.4684 | 35.8444 | 37.6745
5235 | 18846000 | 5.4685 | 35.8467 | 37.6768
5236 | 18849600 | 5.4686 | 35.849 | 37.6791
5237 | 18853200 | 5.4686 | 35.8513 | 37.6814
5238 | 18856800 | 5.4687 | 35.8535 | 37.6837
5239 | 18860400 | 5.4688 | 35.8558 | 37.686
5240 | 18864000 | 5.4689 | 35.8581 | 37.6882
5241 | 18867600 | 5.469 | 35.8604 | 37.6905
5242 | 18871200 | 5.469 | 35.8626 | 37.6928
5243 | 18874800 | 5.4691 | 35.8649 | 37.6951
5244 | 18878400 | 5.4692 | 35.8672 | 37.6974
5245 | 18882000 | 5.4693 | 35.8694 | 37.6997
5246 | 18885600 | 5.4693 | 35.8717 | 37.7019
5247 | 18889200 | 5.4694 | 35.874 | 37.7042
5248 | 18892800 | 5.4695 | 35.8763 | 37.7065
5249 | 18896400 | 5.4696 | 35.8785 | 37.7088
5250 | 18900000 | 5.4696 | 35.8808 | 37.7111
5251 | 18903600 | 5.4697 | 35.8831 | 37.7133
5252 | 18907200 | 5.4698 | 35.8853 | 37.7156
5253 | 18910800 | 5.4699 | 35.8876 | 37.7179
5254 | 18914400 | 5.4699 | 35.8899 | 37.7202
5255 | 18918000 | 5.47 | 35.8921 | 37.7225
5256 | 18921600 | 5.4701 | 35.8944 | 37.7248
5257 | 18925200 | 5.4702 | 35.8967 | 37.727
5258 | 18928800 | 5.4702 | 35.899 | 37.7293
5259 | 18932400 | 5.4703 | 35.9012 | 37.7316
5260 | 18936000 | 5.4704 | 35.9035 | 37.7339
5261 | 18939600 | 5.4705 | 35.9058 | 37.7362
5262 | 18943200 | 5.4705 | 35.908 | 37.7384
5263 | 18946800 | 5.4706 | 35.9103 | 37.7407
5264 | 18950400 | 5.4707 | 35.9126 | 37.743
5265 | 18954000 | 5.4708 | 35.9148 | 37.7453
5266 | 18957600 | 5.4708 | 35.9171 | 37.7475
5267 | 18961200 | 5.4709 | 35.9194 | 37.7498
5268 | 18964800 | 5.471 | 35.9216 | 37.7521
5269 | 18968400 | 5.4711 | 35.9239 | 37.7544
5270 | 18972000 | 5.4711 | 35.9262 | 37.7567
5271 | 18975600 | 5.4712 | 35.9284 | 37.7589
5272 | 18979200 | 5.4713 | 35.9307 | 37.7612
5273 | 18982800 | 5.4714 | 35.933 | 37.7635
5274 | 18986400 | 5.4714 | 35.9352 | 37.7658
5275 | 18990000 | 5.4715 | 35.9375 | 37.768
5276 | 18993600 | 5.4716 | 35.9398 | 37.7703
5277 | 18997200 | 5.4717 | 35.942 | 37.7726
5278 | 19000800 | 5.4717 | 35.9443 | 37.7749
5279 | 19004400 | 5.4718 | 35.9466 | 37.7771
5280 | 19008000 | 5.4719 | 35.9488 | 37.7794
5281 | 19011600 | 5.472 | 35.9511 | 37.7817
5282 | 19015200 | 5.472 | 35.9534 | 37.784
5283 | 19018800 | 5.4721 | 35.9556 | 37.7862
5284 | 19022400 | 5.4722 | 35.9579 | 37.7885
5285 | 19026000 | 5.4723 | 35.9601 | 37.7908
5286 | 19029600 | 5.4723 | 35.9624 | 37.7931
5287 | 19033200 | 5.4724 | 35.9647 | 37.7953
5288 | 19036800 | 5.4725 | 35.9669 | 37.7976
5289 | 19040400 | 5.4726 | 35.9692 | 37.7999
5290 | 19044000 | 5.4726 | 35.9715 | 37.8022
5291 | 19047600 | 5.4727 | 35.9737 | 37.8044
5292 | 19051200 | 5.4728 | 35.976 | 37.8067
5293 | 19054800 | 5.4729 | 35.9782 | 37.809
5294 | 19058400 | 5.4729 | 35.9805 | 37.8113
5295 | 19062000 | 5.473 | 35.9828 | 37.8135
5296 | 19065600 | 5.4731 | 35.985 | 37.8158
5297 | 19069200 | 5.4732 | 35.9873 | 37.8181
5298 | 19072800 | 5.4732 | 35.9895 | 37.8203
5299 | 19076400 | 5.4733 | 35.9918 | 37.8226
5300 | 19080000 | 5.4734 | 35.9941 | 37.8249
5301 | 19083600 | 5.4735 | 35.9963 | 37.8272
5302 | 19087200 | 5.4735 | 35.9986 | 37.8294
5303 | 19090800 | 5.4736 | 36.0008 | 37.8317
5304 | 19094400 | 5.4737 | 36.0031 | 37.834
5305 | 19098000 | 5.4738 | 36.0054 | 37.8362
5306 | 19101600 | 5.4738 | 36.0076 | 37.8385
5307 | 19105200 | 5.4739 | 36.0099 | 37.8408
5308 | 19108800 | 5.474 | 36.0121 | 37.843
5309 | 19112400 | 5.474 | 36.0144 | 37.8453
5310 | 19116000 | 5.4741 | 36.0167 | 37.8476
5311 | 19119600 | 5.4742 | 36.0189 | 37.8499
5312 | 19123200 | 5.4743 | 36.0212 | 37.8521
5313 | 19126800 | 5.4743 | 36.0234 | 37.8544
5314 | 19130400 | 5.4744 | 36.0257 | 37.8567
5315 | 19134000 | 5.4745 | 36.0279 | 37.8589
5316 | 19137600 | 5.4746 | 36.0302 | 37.8612
5317 | 19141200 | 5.4746 | 36.0325 | 37.8635
5318 | 19144800 | 5.4747 | 36.0347 | 37.8657
5319 | 19148400 | 5.4748 | 36.037 | 37.868
5320 | 19152000 | 5.4749 | 36.0392 | 37.8703
5321 | 19155600 | 5.4749 | 36.0415 | 37.8725
5322 | 19159200 | 5.475 | 36.0437 | 37.8748
5323 | 19162800 | 5.4751 | 36.046 | 37.8771
5324 | 19166400 | 5.4752 | 36.0483 | 37.8793
5325 | 19170000 | 5.4752 | 36.0505 | 37.8816
5326 | 19173600 | 5.4753 | 36.0528 | 37.8839
5327 | 19177200 | 5.4754 | 36.055 | 37.8861
5328 | 19180800 | 5.4755 | 36.0573 | 37.8884
5329 | 19184400 | 5.4755 | 36.0595 | 37.8907
5330 | 19188000 | 5.4756 | 36.0618 | 37.8929
5331 | 19191600 | 5.4757 | 36.064 | 37.8952
5332 | 19195200 | 5.4758 | 36.0663 | 37.8975
5333 | 19198800 | 5.4758 | 36.0685 | 37.8997
5334 | 19202400 | 5.4759 | 36.0708 | 37.902
5335 | 19206000 | 5.476 | 36.0731 | 37.9043
5336 | 19209600 | 5.476 | 36.0753 | 37.9065
5337 | 19213200 | 5.4761 | 36.0776 | 37.9088
5338 | 19216800 | 5.4762 | 36.0798 | 37.911
5339 | 19220400 | 5.4763 | 36.0821 | 37.9133
5340 | 19224000 | 5.4763 | 36.0843 | 37.9156
5341 | 19227600 | 5.4764 | 36.0866 | 37.9178
5342 | 19231200 | 5.4765 | 36.0888 | 37.9201
5343 | 19234800 | 5.4766 | 36.0911 | 37.9224
5344 | 19238400 | 5.4766 | 36.0933 | 37.9246
5345 | 19242000 | 5.4767 | 36.0956 | 37.9269
5346 | 19245600 | 5.4768 | 36.0978 | 37.9291
5347 | 19249200 | 5.4769 | 36.1001 | 37.9314
5348 | 19252800 | 5.4769 | 36.1023 | 37.9337
5349 | 19256400 | 5.477 | 36.1046 | 37.9359
5350 | 19260000 | 5.4771 | 36.1068 | 37.9382
5351 | 19263600 | 5.4771 | 36.1091 | 37.9404
5352 | 19267200 | 5.4772 | 36.1113 | 37.9427
5353 | 19270800 | 5.4773 | 36.1136 | 37.945
5354 | 19274400 | 5.4774 | 36.1158 | 37.9472
5355 | 19278000 | 5.4774 | 36.1181 | 37.9495
5356 | 19281600 | 5.4775 | 36.1203 | 37.9517
5357 | 19285200 | 5.4776 | 36.1226 | 37.954
5358 | 19288800 | 5.4777 | 36.1248 | 37.9563
5359 | 19292400 | 5.4777 | 36.1271 | 37.9585
5360 | 19296000 | 5.4778 | 36.1293 | 37.9608
5361 | 19299600 | 5.4779 | 36.1316 | 37.963
5362 | 19303200 | 5.478 | 36.1338 | 37.9653
5363 | 19306800 | 5.478 | 36.1361 | 37.9676
5364 | 19310400 | 5.4781 | 36.1383 | 37.9698
5365 | 19314000 | 5.4782 | 36.1406 | 37.9721
5366 | 19317600 | 5.4782 | 36.1428 | 37.9743
5367 | 19321200 | 5.4783 | 36.145 | 37.9766
5368 | 19324800 | 5.4784 | 36.1473 | 37.9789
5369 | 19328400 | 5.4785 | 36.1495 | 37.9811
5370 | 19332000 | 5.4785 | 36.1518 | 37.9834
5371 | 19335600 | 5.4786 | 36.154 | 37.9856
5372 | 19339200 | 5.4787 | 36.1563 | 37.9879
5373 | 19342800 | 5.4788 | 36.1585 | 37.9901
5374 | 19346400 | 5.4788 | 36.1608 | 37.9924
5375 | 19350000 | 5.4789 | 36.163 | 37.9946
5376 | 19353600 | 5.479 | 36.1653 | 37.9969
5377 | 19357200 | 5.4791 | 36.1675 | 37.9992
5378 | 19360800 | 5.4791 | 36.1698 | 38.0014
5379 | 19364400 | 5.4792 | 36.172 | 38.0037
5380 | 19368000 | 5.4793 | 36.1742 | 38.0059
5381 | 19371600 | 5.4793 | 36.1765 | 38.0082
5382 | 19375200 | 5.4794 | 36.1787 | 38.0104
5383 | 19378800 | 5.4795 | 36.181 | 38.0127
5384 | 19382400 | 5.4796 | 36.1832 | 38.0149
5385 | 19386000 | 5.4796 | 36.1855 | 38.0172
5386 | 19389600 | 5.4797 | 36.1877 | 38.0194
5387 | 19393200 | 5.4798 | 36.1899 | 38.0217
5388 | 19396800 | 5.4799 | 36.1922 | 38.024
5389 | 19400400 | 5.4799 | 36.1944 | 38.0262
5390 | 19404000 | 5.48 | 36.1967 | 38.0285
5391 | 19407600 | 5.4801 | 36.1989 | 38.0307
5392 | 19411200 | 5.4801 | 36.2012 | 38.033
5393 | 19414800 | 5.4802 | 36.2034 | 38.0352
5394 | 19418400 | 5.4803 | 36.2056 | 38.0375
5395 | 19422000 | 5.4804 | 36.2079 | 38.0397
5396 | 19425600 | 5.4804 | 36.2101 | 38.042
5397 | 19429200 | 5.4805 | 36.2124 | 38.0442
5398 | 19432800 | 5.4806 | 36.2146 | 38.0465
5399 | 19436400 | 5.4807 | 36.2168 | 38.0487
5400 | 19440000 | 5.4807 | 36.2191 | 38.051
5401 | 19443600 | 5.4808 | 36.2213 | 38.0532
5402 | 19447200 | 5.4809 | 36.2236 | 38.0555
5403 | 19450800 | 5.4809 | 36.2258 | 38.0577
5404 | 19454400 | 5.481 | 36.228 | 38.06
5405 | 19458000 | 5.4811 | 36.2303 | 38.0622
5406 | 19461600 | 5.4812 | 36.2325 | 38.0645
5407 | 19465200 | 5.4812 | 36.2348 | 38.0667
5408 | 19468800 | 5.4813 | 36.237 | 38.069
5409 | 19472400 | 5.4814 | 36.2392 | 38.0712
5410 | 19476000 | 5.4814 | 36.2415 | 38.0735
5411 | 19479600 | 5.4815 | 36.2437 | 38.0757
5412 | 19483200 | 5.4816 | 36.2459 | 38.078
5413 | 19486800 | 5.4817 | 36.2482 | 38.0802
5414 | 19490400 | 5.4817 | 36.2504 | 38.0825
5415 | 19494000 | 5.4818 | 36.2527 | 38.0847
5416 | 19497600 | 5.4819 | 36.2549 | 38.087
5417 | 19501200 | 5.482 | 36.2571 | 38.0892
5418 | 19504800 | 5.482 | 36.2594 | 38.0915
5419 | 19508400 | 5.4821 | 36.2616 | 38.0937
5420 | 19512000 | 5.4822 | 36.2638 | 38.096
5421 | 19515600 | 5.4822 | 36.2661 | 38.0982
5422 | 19519200 | 5.4823 | 36.2683 | 38.1004
5423 | 19522800 | 5.4824 | 36.2706 | 38.1027
5424 | 19526400 | 5.4825 | 36.2728 | 38.1049
5425 | 19530000 | 5.4825 | 36.275 | 38.1072
5426 | 19533600 | 5.4826 | 36.2773 | 38.1094
5427 | 19537200 | 5.4827 | 36.2795 | 38.1117
5428 | 19540800 | 5.4827 | 36.2817 | 38.1139
5429 | 19544400 | 5.4828 | 36.284 | 38.1162
5430 | 19548000 | 5.4829 | 36.2862 | 38.1184
5431 | 19551600 | 5.483 | 36.2884 | 38.1207
5432 | 19555200 | 5.483 | 36.2907 | 38.1229
5433 | 19558800 | 5.4831 | 36.2929 | 38.1251
5434 | 19562400 | 5.4832 | 36.2951 | 38.1274
5435 | 19566000 | 5.4832 | 36.2974 | 38.1296
5436 | 19569600 | 5.4833 | 36.2996 | 38.1319
5437 | 19573200 | 5.4834 | 36.3018 | 38.1341
5438 | 19576800 | 5.4835 | 36.3041 | 38.1364
5439 | 19580400 | 5.4835 | 36.3063 | 38.1386
5440 | 19584000 | 5.4836 | 36.3085 | 38.1408
5441 | 19587600 | 5.4837 | 36.3108 | 38.1431
5442 | 19591200 | 5.4837 | 36.313 | 38.1453
5443 | 19594800 | 5.4838 | 36.3152 | 38.1476
5444 | 19598400 | 5.4839 | 36.3175 | 38.1498
5445 | 19602000 | 5.484 | 36.3197 | 38.1521
5446 | 19605600 | 5.484 | 36.3219 | 38.1543
5447 | 19609200 | 5.4841 | 36.3241 | 38.1565
5448 | 19612800 | 5.4842 | 36.3264 | 38.1588
5449 | 19616400 | 5.4842 | 36.3286 | 38.161
5450 | 19620000 | 5.4843 | 36.3308 | 38.1633
5451 | 19623600 | 5.4844 | 36.3331 | 38.1655
5452 | 19627200 | 5.4845 | 36.3353 | 38.1677
5453 | 19630800 | 5.4845 | 36.3375 | 38.17
5454 | 19634400 | 5.4846 | 36.3398 | 38.1722
5455 | 19638000 | 5.4847 | 36.342 | 38.1745
5456 | 19641600 | 5.4847 | 36.3442 | 38.1767
5457 | 19645200 | 5.4848 | 36.3464 | 38.1789
5458 | 19648800 | 5.4849 | 36.3487 | 38.1812
5459 | 19652400 | 5.485 | 36.3509 | 38.1834
5460 | 19656000 | 5.485 | 36.3531 | 38.1857
5461 | 19659600 | 5.4851 | 36.3554 | 38.1879
5462 | 19663200 | 5.4852 | 36.3576 | 38.1901
5463 | 19666800 | 5.4852 | 36.3598 | 38.1924
5464 | 19670400 | 5.4853 | 36.362 | 38.1946
5465 | 19674000 | 5.4854 | 36.3643 | 38.1969
5466 | 19677600 | 5.4855 | 36.3665 | 38.1991
5467 | 19681200 | 5.4855 | 36.3687 | 38.2013
5468 | 19684800 | 5.4856 | 36.371 | 38.2036
5469 | 19688400 | 5.4857 | 36.3732 | 38.2058
5470 | 19692000 | 5.4857 | 36.3754 | 38.208
5471 | 19695600 | 5.4858 | 36.3776 | 38.2103
5472 | 19699200 | 5.4859 | 36.3799 | 38.2125
5473 | 19702800 | 5.486 | 36.3821 | 38.2148
5474 | 19706400 | 5.486 | 36.3843 | 38.217
5475 | 19710000 | 5.4861 | 36.3865 | 38.2192
5476 | 19713600 | 5.4862 | 36.3888 | 38.2215
5477 | 19717200 | 5.4862 | 36.391 | 38.2237
5478 | 19720800 | 5.4863 | 36.3932 | 38.2259
5479 | 19724400 | 5.4864 | 36.3954 | 38.2282
5480 | 19728000 | 5.4865 | 36.3977 | 38.2304
5481 | 19731600 | 5.4865 | 36.3999 | 38.2326
5482 | 19735200 | 5.4866 | 36.4021 | 38.2349
5483 | 19738800 | 5.4867 | 36.4043 | 38.2371
5484 | 19742400 | 5.4867 | 36.4066 | 38.2393
5485 | 19746000 | 5.4868 | 36.4088 | 38.2416
5486 | 19749600 | 5.4869 | 36.411 | 38.2438
5487 | 19753200 | 5.487 | 36.4132 | 38.246
5488 | 19756800 | 5.487 | 36.4154 | 38.2483
5489 | 19760400 | 5.4871 | 36.4177 | 38.2505
5490 | 19764000 | 5.4872 | 36.4199 | 38.2527
5491 | 19767600 | 5.4872 | 36.4221 | 38.255
5492 | 19771200 | 5.4873 | 36.4243 | 38.2572
5493 | 19774800 | 5.4874 | 36.4266 | 38.2594
5494 | 19778400 | 5.4874 | 36.4288 | 38.2617
5495 | 19782000 | 5.4875 | 36.431 | 38.2639
5496 | 19785600 | 5.4876 | 36.4332 | 38.2661
5497 | 19789200 | 5.4877 | 36.4354 | 38.2684
5498 | 19792800 | 5.4877 | 36.4377 | 38.2706
5499 | 19796400 | 5.4878 | 36.4399 | 38.2728
5500 | 19800000 | 5.4879 | 36.4421 | 38.2751
5501 | 19803600 | 5.4879 | 36.4443 | 38.2773
5502 | 19807200 | 5.488 | 36.4466 | 38.2795
5503 | 19810800 | 5.4881 | 36.4488 | 38.2817
5504 | 19814400 | 5.4882 | 36.451 | 38.284
5505 | 19818000 | 5.4882 | 36.4532 | 38.2862
5506 | 19821600 | 5.4883 | 36.4554 | 38.2884
5507 | 19825200 | 5.4884 | 36.4576 | 38.2907
5508 | 19828800 | 5.4884 | 36.4599 | 38.2929
5509 | 19832400 | 5.4885 | 36.4621 | 38.2951
5510 | 19836000 | 5.4886 | 36.4643 | 38.2974
5511 | 19839600 | 5.4886 | 36.4665 | 38.2996
5512 | 19843200 | 5.4887 | 36.4687 | 38.3018
5513 | 19846800 | 5.4888 | 36.471 | 38.304
5514 | 19850400 | 5.4889 | 36.4732 | 38.3063
5515 | 19854000 | 5.4889 | 36.4754 | 38.3085
5516 | 19857600 | 5.489 | 36.4776 | 38.3107
5517 | 19861200 | 5.4891 | 36.4798 | 38.313
5518 | 19864800 | 5.4891 | 36.482 | 38.3152
5519 | 19868400 | 5.4892 | 36.4843 | 38.3174
5520 | 19872000 | 5.4893 | 36.4865 | 38.3196
5521 | 19875600 | 5.4893 | 36.4887 | 38.3219
5522 | 19879200 | 5.4894 | 36.4909 | 38.3241
5523 | 19882800 | 5.4895 | 36.4931 | 38.3263
5524 | 19886400 | 5.4896 | 36.4953 | 38.3285
5525 | 19890000 | 5.4896 | 36.4976 | 38.3308
5526 | 19893600 | 5.4897 | 36.4998 | 38.333
5527 | 19897200 | 5.4898 | 36.502 | 38.3352
5528 | 19900800 | 5.4898 | 36.5042 | 38.3374
5529 | 19904400 | 5.4899 | 36.5064 | 38.3397
5530 | 19908000 | 5.49 | 36.5086 | 38.3419
5531 | 19911600 | 5.49 | 36.5109 | 38.3441
5532 | 19915200 | 5.4901 | 36.5131 | 38.3463
5533 | 19918800 | 5.4902 | 36.5153 | 38.3486
5534 | 19922400 | 5.4903 | 36.5175 | 38.3508
5535 | 19926000 | 5.4903 | 36.5197 | 38.353
5536 | 19929600 | 5.4904 | 36.5219 | 38.3552
5537 | 19933200 | 5.4905 | 36.5241 | 38.3575
5538 | 19936800 | 5.4905 | 36.5263 | 38.3597
5539 | 19940400 | 5.4906 | 36.5286 | 38.3619
5540 | 19944000 | 5.4907 | 36.5308 | 38.3641
5541 | 19947600 | 5.4907 | 36.533 | 38.3664
5542 | 19951200 | 5.4908 | 36.5352 | 38.3686
5543 | 19954800 | 5.4909 | 36.5374 | 38.3708
5544 | 19958400 | 5.491 | 36.5396 | 38.373
5545 | 19962000 | 5.491 | 36.5418 | 38.3752
5546 | 19965600 | 5.4911 | 36.544 | 38.3775
5547 | 19969200 | 5.4912 | 36.5463 | 38.3797
5548 | 19972800 | 5.4912 | 36.5485 | 38.3819
5549 | 19976400 | 5.4913 | 36.5507 | 38.3841
5550 | 19980000 | 5.4914 | 36.5529 | 38.3864
5551 | 19983600 | 5.4914 | 36.5551 | 38.3886
5552 | 19987200 | 5.4915 | 36.5573 | 38.3908
5553 | 19990800 | 5.4916 | 36.5595 | 38.393
5554 | 19994400 | 5.4917 | 36.5617 | 38.3952
5555 | 19998000 | 5.4917 | 36.5639 | 38.3975
5556 | 20001600 | 5.4918 | 36.5662 | 38.3997
5557 | 20005200 | 5.4919 | 36.5684 | 38.4019
5558 | 20008800 | 5.4919 | 36.5706 | 38.4041
5559 | 20012400 | 5.492 | 36.5728 | 38.4063
5560 | 20016000 | 5.4921 | 36.575 | 38.4086
5561 | 20019600 | 5.4921 | 36.5772 | 38.4108
5562 | 20023200 | 5.4922 | 36.5794 | 38.413
5563 | 20026800 | 5.4923 | 36.5816 | 38.4152
5564 | 20030400 | 5.4923 | 36.5838 | 38.4174
5565 | 20034000 | 5.4924 | 36.586 | 38.4197
5566 | 20037600 | 5.4925 | 36.5882 | 38.4219
5567 | 20041200 | 5.4926 | 36.5905 | 38.4241
5568 | 20044800 | 5.4926 | 36.5927 | 38.4263
5569 | 20048400 | 5.4927 | 36.5949 | 38.4285
5570 | 20052000 | 5.4928 | 36.5971 | 38.4307
5571 | 20055600 | 5.4928 | 36.5993 | 38.433
5572 | 20059200 | 5.4929 | 36.6015 | 38.4352
5573 | 20062800 | 5.493 | 36.6037 | 38.4374
5574 | 20066400 | 5.493 | 36.6059 | 38.4396
5575 | 20070000 | 5.4931 | 36.6081 | 38.4418
5576 | 20073600 | 5.4932 | 36.6103 | 38.444
5577 | 20077200 | 5.4932 | 36.6125 | 38.4463
5578 | 20080800 | 5.4933 | 36.6147 | 38.4485
5579 | 20084400 | 5.4934 | 36.6169 | 38.4507
5580 | 20088000 | 5.4935 | 36.6191 | 38.4529
5581 | 20091600 | 5.4935 | 36.6213 | 38.4551
5582 | 20095200 | 5.4936 | 36.6235 | 38.4573
5583 | 20098800 | 5.4937 | 36.6258 | 38.4595
5584 | 20102400 | 5.4937 | 36.628 | 38.4618
5585 | 20106000 | 5.4938 | 36.6302 | 38.464
5586 | 20109600 | 5.4939 | 36.6324 | 38.4662
5587 | 20113200 | 5.4939 | 36.6346 | 38.4684
5588 | 20116800 | 5.494 | 36.6368 | 38.4706
5589 | 20120400 | 5.4941 | 36.639 | 38.4728
5590 | 20124000 | 5.4941 | 36.6412 | 38.475
5591 | 20127600 | 5.4942 | 36.6434 | 38.4773
5592 | 20131200 | 5.4943 | 36.6456 | 38.4795
5593 | 20134800 | 5.4944 | 36.6478 | 38.4817
5594 | 20138400 | 5.4944 | 36.65 | 38.4839
5595 | 20142000 | 5.4945 | 36.6522 | 38.4861
5596 | 20145600 | 5.4946 | 36.6544 | 38.4883
5597 | 20149200 | 5.4946 | 36.6566 | 38.4905
5598 | 20152800 | 5.4947 | 36.6588 | 38.4927
5599 | 20156400 | 5.4948 | 36.661 | 38.495
5600 | 20160000 | 5.4948 | 36.6632 | 38.4972
5601 | 20163600 | 5.4949 | 36.6654 | 38.4994
5602 | 20167200 | 5.495 | 36.6676 | 38.5016
5603 | 20170800 | 5.495 | 36.6698 | 38.5038
5604 | 20174400 | 5.4951 | 36.672 | 38.506
5605 | 20178000 | 5.4952 | 36.6742 | 38.5082
5606 | 20181600 | 5.4952 | 36.6764 | 38.5104
5607 | 20185200 | 5.4953 | 36.6786 | 38.5126
5608 | 20188800 | 5.4954 | 36.6808 | 38.5149
5609 | 20192400 | 5.4954 | 36.683 | 38.5171
5610 | 20196000 | 5.4955 | 36.6852 | 38.5193
5611 | 20199600 | 5.4956 | 36.6874 | 38.5215
5612 | 20203200 | 5.4957 | 36.6896 | 38.5237
5613 | 20206800 | 5.4957 | 36.6918 | 38.5259
5614 | 20210400 | 5.4958 | 36.694 | 38.5281
5615 | 20214000 | 5.4959 | 36.6962 | 38.5303
5616 | 20217600 | 5.4959 | 36.6984 | 38.5325
5617 | 20221200 | 5.496 | 36.7006 | 38.5347
5618 | 20224800 | 5.4961 | 36.7028 | 38.5369
5619 | 20228400 | 5.4961 | 36.705 | 38.5392
5620 | 20232000 | 5.4962 | 36.7072 | 38.5414
5621 | 20235600 | 5.4963 | 36.7094 | 38.5436
5622 | 20239200 | 5.4963 | 36.7116 | 38.5458
5623 | 20242800 | 5.4964 | 36.7138 | 38.548
5624 | 20246400 | 5.4965 | 36.716 | 38.5502
5625 | 20250000 | 5.4965 | 36.7182 | 38.5524
5626 | 20253600 | 5.4966 | 36.7204 | 38.5546
5627 | 20257200 | 5.4967 | 36.7226 | 38.5568
5628 | 20260800 | 5.4967 | 36.7248 | 38.559
5629 | 20264400 | 5.4968 | 36.727 | 38.5612
5630 | 20268000 | 5.4969 | 36.7292 | 38.5634
5631 | 20271600 | 5.497 | 36.7314 | 38.5656
5632 | 20275200 | 5.497 | 36.7336 | 38.5678
5633 | 20278800 | 5.4971 | 36.7357 | 38.57
5634 | 20282400 | 5.4972 | 36.7379 | 38.5723
5635 | 20286000 | 5.4972 | 36.7401 | 38.5745
5636 | 20289600 | 5.4973 | 36.7423 | 38.5767
5637 | 20293200 | 5.4974 | 36.7445 | 38.5789
5638 | 20296800 | 5.4974 | 36.7467 | 38.5811
5639 | 20300400 | 5.4975 | 36.7489 | 38.5833
5640 | 20304000 | 5.4976 | 36.7511 | 38.5855
5641 | 20307600 | 5.4976 | 36.7533 | 38.5877
5642 | 20311200 | 5.4977 | 36.7555 | 38.5899
5643 | 20314800 | 5.4978 | 36.7577 | 38.5921
5644 | 20318400 | 5.4978 | 36.7599 | 38.5943
5645 | 20322000 | 5.4979 | 36.7621 | 38.5965
5646 | 20325600 | 5.498 | 36.7643 | 38.5987
5647 | 20329200 | 5.498 | 36.7665 | 38.6009
5648 | 20332800 | 5.4981 | 36.7687 | 38.6031
5649 | 20336400 | 5.4982 | 36.7708 | 38.6053
5650 | 20340000 | 5.4982 | 36.773 | 38.6075
5651 | 20343600 | 5.4983 | 36.7752 | 38.6097
5652 | 20347200 | 5.4984 | 36.7774 | 38.6119
5653 | 20350800 | 5.4984 | 36.7796 | 38.6141
5654 | 20354400 | 5.4985 | 36.7818 | 38.6163
5655 | 20358000 | 5.4986 | 36.784 | 38.6185
5656 | 20361600 | 5.4987 | 36.7862 | 38.6207
5657 | 20365200 | 5.4987 | 36.7884 | 38.6229
5658 | 20368800 | 5.4988 | 36.7906 | 38.6251
5659 | 20372400 | 5.4989 | 36.7928 | 38.6273
5660 | 20376000 | 5.4989 | 36.7949 | 38.6295
5661 | 20379600 | 5.499 | 36.7971 | 38.6317
5662 | 20383200 | 5.4991 | 36.7993 | 38.6339
5663 | 20386800 | 5.4991 | 36.8015 | 38.6361
5664 | 20390400 | 5.4992 | 36.8037 | 38.6383
5665 | 20394000 | 5.4993 | 36.8059 | 38.6405
5666 | 20397600 | 5.4993 | 36.8081 | 38.6427
5667 | 20401200 | 5.4994 | 36.8103 | 38.6449
5668 | 20404800 | 5.4995 | 36.8125 | 38.6471
5669 | 20408400 | 5.4995 | 36.8147 | 38.6493
5670 | 20412000 | 5.4996 | 36.8168 | 38.6515
5671 | 20415600 | 5.4997 | 36.819 | 38.6537
5672 | 20419200 | 5.4997 | 36.8212 | 38.6559
5673 | 20422800 | 5.4998 | 36.8234 | 38.6581
5674 | 20426400 | 5.4999 | 36.8256 | 38.6603
5675 | 20430000 | 5.4999 | 36.8278 | 38.6625
5676 | 20433600 | 5.5 | 36.83 | 38.6647
5677 | 20437200 | 5.5001 | 36.8322 | 38.6669
5678 | 20440800 | 5.5001 | 36.8343 | 38.6691
5679 | 20444400 | 5.5002 | 36.8365 | 38.6713
5680 | 20448000 | 5.5003 | 36.8387 | 38.6735
5681 | 20451600 | 5.5003 | 36.8409 | 38.6757
5682 | 20455200 | 5.5004 | 36.8431 | 38.6779
5683 | 20458800 | 5.5005 | 36.8453 | 38.6801
5684 | 20462400 | 5.5005 | 36.8475 | 38.6823
5685 | 20466000 | 5.5006 | 36.8496 | 38.6845
5686 | 20469600 | 5.5007 | 36.8518 | 38.6867
5687 | 20473200 | 5.5007 | 36.854 | 38.6889
5688 | 20476800 | 5.5008 | 36.8562 | 38.691
5689 | 20480400 | 5.5009 | 36.8584 | 38.6932
5690 | 20484000 | 5.5009 | 36.8606 | 38.6954
5691 | 20487600 | 5.501 | 36.8628 | 38.6976
5692 | 20491200 | 5.5011 | 36.8649 | 38.6998
5693 | 20494800 | 5.5011 | 36.8671 | 38.702
5694 | 20498400 | 5.5012 | 36.8693 | 38.7042
5695 | 20502000 | 5.5013 | 36.8715 | 38.7064
5696 | 20505600 | 5.5013 | 36.8737 | 38.7086
5697 | 20509200 | 5.5014 | 36.8759 | 38.7108
5698 | 20512800 | 5.5015 | 36.878 | 38.713
5699 | 20516400 | 5.5015 | 36.8802 | 38.7152
5700 | 20520000 | 5.5016 | 36.8824 | 38.7174
5701 | 20523600 | 5.5017 | 36.8846 | 38.7196
5702 | 20527200 | 5.5017 | 36.8868 | 38.7218
5703 | 20530800 | 5.5018 | 36.889 | 38.7239
5704 | 20534400 | 5.5019 | 36.8911 | 38.7261
5705 | 20538000 | 5.5019 | 36.8933 | 38.7283
5706 | 20541600 | 5.502 | 36.8955 | 38.7305
5707 | 20545200 | 5.5021 | 36.8977 | 38.7327
5708 | 20548800 | 5.5021 | 36.8999 | 38.7349
5709 | 20552400 | 5.5022 | 36.902 | 38.7371
5710 | 20556000 | 5.5023 | 36.9042 | 38.7393
5711 | 20559600 | 5.5023 | 36.9064 | 38.7415
5712 | 20563200 | 5.5024 | 36.9086 | 38.7437
5713 | 20566800 | 5.5025 | 36.9108 | 38.7459
5714 | 20570400 | 5.5025 | 36.9129 | 38.7481
5715 | 20574000 | 5.5026 | 36.9151 | 38.7502
5716 | 20577600 | 5.5027 | 36.9173 | 38.7524
5717 | 20581200 | 5.5027 | 36.9195 | 38.7546
5718 | 20584800 | 5.5028 | 36.9217 | 38.7568
5719 | 20588400 | 5.5029 | 36.9238 | 38.759
5720 | 20592000 | 5.5029 | 36.926 | 38.7612
5721 | 20595600 | 5.503 | 36.9282 | 38.7634
5722 | 20599200 | 5.5031 | 36.9304 | 38.7656
5723 | 20602800 | 5.5031 | 36.9326 | 38.7678
5724 | 20606400 | 5.5032 | 36.9347 | 38.7699
5725 | 20610000 | 5.5033 | 36.9369 | 38.7721
5726 | 20613600 | 5.5033 | 36.9391 | 38.7743
5727 | 20617200 | 5.5034 | 36.9413 | 38.7765
5728 | 20620800 | 5.5035 | 36.9435 | 38.7787
5729 | 20624400 | 5.5035 | 36.9456 | 38.7809
5730 | 20628000 | 5.5036 | 36.9478 | 38.7831
5731 | 20631600 | 5.5037 | 36.95 | 38.7853
5732 | 20635200 | 5.5037 | 36.9522 | 38.7874
5733 | 20638800 | 5.5038 | 36.9543 | 38.7896
5734 | 20642400 | 5.5039 | 36.9565 | 38.7918
5735 | 20646000 | 5.5039 | 36.9587 | 38.794
5736 | 20649600 | 5.504 | 36.9609 | 38.7962
5737 | 20653200 | 5.5041 | 36.963 | 38.7984
5738 | 20656800 | 5.5041 | 36.9652 | 38.8006
5739 | 20660400 | 5.5042 | 36.9674 | 38.8027
5740 | 20664000 | 5.5043 | 36.9696 | 38.8049
5741 | 20667600 | 5.5043 | 36.9717 | 38.8071
5742 | 20671200 | 5.5044 | 36.9739 | 38.8093
5743 | 20674800 | 5.5045 | 36.9761 | 38.8115
5744 | 20678400 | 5.5045 | 36.9783 | 38.8137
5745 | 20682000 | 5.5046 | 36.9804 | 38.8159
5746 | 20685600 | 5.5047 | 36.9826 | 38.818
5747 | 20689200 | 5.5047 | 36.9848 | 38.8202
5748 | 20692800 | 5.5048 | 36.987 | 38.8224
5749 | 20696400 | 5.5049 | 36.9891 | 38.8246
5750 | 20700000 | 5.5049 | 36.9913 | 38.8268
5751 | 20703600 | 5.505 | 36.9935 | 38.829
5752 | 20707200 | 5.5051 | 36.9957 | 38.8311
5753 | 20710800 | 5.5051 | 36.9978 | 38.8333
5754 | 20714400 | 5.5052 | 37 | 38.8355
5755 | 20718000 | 5.5053 | 37.0022 | 38.8377
5756 | 20721600 | 5.5053 | 37.0044 | 38.8399
5757 | 20725200 | 5.5054 | 37.0065 | 38.8421
5758 | 20728800 | 5.5055 | 37.0087 | 38.8442
5759 | 20732400 | 5.5055 | 37.0109 | 38.8464
5760 | 20736000 | 5.5056 | 37.013 | 38.8486
5761 | 20739600 | 5.5057 | 37.0152 | 38.8508
5762 | 20743200 | 5.5057 | 37.0174 | 38.853
5763 | 20746800 | 5.5058 | 37.0196 | 38.8551
5764 | 20750400 | 5.5059 | 37.0217 | 38.8573
5765 | 20754000 | 5.5059 | 37.0239 | 38.8595
5766 | 20757600 | 5.506 | 37.0261 | 38.8617
5767 | 20761200 | 5.5061 | 37.0282 | 38.8639
5768 | 20764800 | 5.5061 | 37.0304 | 38.866
5769 | 20768400 | 5.5062 | 37.0326 | 38.8682
5770 | 20772000 | 5.5063 | 37.0348 | 38.8704
5771 | 20775600 | 5.5063 | 37.0369 | 38.8726
5772 | 20779200 | 5.5064 | 37.0391 | 38.8748
5773 | 20782800 | 5.5065 | 37.0413 | 38.8769
5774 | 20786400 | 5.5065 | 37.0434 | 38.8791
5775 | 20790000 | 5.5066 | 37.0456 | 38.8813
5776 | 20793600 | 5.5066 | 37.0478 | 38.8835
5777 | 20797200 | 5.5067 | 37.0499 | 38.8857
5778 | 20800800 | 5.5068 | 37.0521 | 38.8878
5779 | 20804400 | 5.5068 | 37.0543 | 38.89
5780 | 20808000 | 5.5069 | 37.0564 | 38.8922
5781 | 20811600 | 5.507 | 37.0586 | 38.8944
5782 | 20815200 | 5.507 | 37.0608 | 38.8965
5783 | 20818800 | 5.5071 | 37.063 | 38.8987
5784 | 20822400 | 5.5072 | 37.0651 | 38.9009
5785 | 20826000 | 5.5072 | 37.0673 | 38.9031
5786 | 20829600 | 5.5073 | 37.0695 | 38.9053
5787 | 20833200 | 5.5074 | 37.0716 | 38.9074
5788 | 20836800 | 5.5074 | 37.0738 | 38.9096
5789 | 20840400 | 5.5075 | 37.076 | 38.9118
5790 | 20844000 | 5.5076 | 37.0781 | 38.914
5791 | 20847600 | 5.5076 | 37.0803 | 38.9161
5792 | 20851200 | 5.5077 | 37.0825 | 38.9183
5793 | 20854800 | 5.5078 | 37.0846 | 38.9205
5794 | 20858400 | 5.5078 | 37.0868 | 38.9227
5795 | 20862000 | 5.5079 | 37.0889 | 38.9248
5796 | 20865600 | 5.508 | 37.0911 | 38.927
5797 | 20869200 | 5.508 | 37.0933 | 38.9292
5798 | 20872800 | 5.5081 | 37.0954 | 38.9314
5799 | 20876400 | 5.5082 | 37.0976 | 38.9335
5800 | 20880000 | 5.5082 | 37.0998 | 38.9357
5801 | 20883600 | 5.5083 | 37.1019 | 38.9379
5802 | 20887200 | 5.5084 | 37.1041 | 38.9401
5803 | 20890800 | 5.5084 | 37.1063 | 38.9422
5804 | 20894400 | 5.5085 | 37.1084 | 38.9444
5805 | 20898000 | 5.5085 | 37.1106 | 38.9466
5806 | 20901600 | 5.5086 | 37.1128 | 38.9488
5807 | 20905200 | 5.5087 | 37.1149 | 38.9509
5808 | 20908800 | 5.5087 | 37.1171 | 38.9531
5809 | 20912400 | 5.5088 | 37.1192 | 38.9553
5810 | 20916000 | 5.5089 | 37.1214 | 38.9574
5811 | 20919600 | 5.5089 | 37.1236 | 38.9596
5812 | 20923200 | 5.509 | 37.1257 | 38.9618
5813 | 20926800 | 5.5091 | 37.1279 | 38.964
5814 | 20930400 | 5.5091 | 37.1301 | 38.9661
5815 | 20934000 | 5.5092 | 37.1322 | 38.9683
5816 | 20937600 | 5.5093 | 37.1344 | 38.9705
5817 | 20941200 | 5.5093 | 37.1365 | 38.9726
5818 | 20944800 | 5.5094 | 37.1387 | 38.9748
5819 | 20948400 | 5.5095 | 37.1409 | 38.977
5820 | 20952000 | 5.5095 | 37.143 | 38.9792
5821 | 20955600 | 5.5096 | 37.1452 | 38.9813
5822 | 20959200 | 5.5097 | 37.1474 | 38.9835
5823 | 20962800 | 5.5097 | 37.1495 | 38.9857
5824 | 20966400 | 5.5098 | 37.1517 | 38.9878
5825 | 20970000 | 5.5098 | 37.1538 | 38.99
5826 | 20973600 | 5.5099 | 37.156 | 38.9922
5827 | 20977200 | 5.51 | 37.1582 | 38.9943
5828 | 20980800 | 5.51 | 37.1603 | 38.9965
5829 | 20984400 | 5.5101 | 37.1625 | 38.9987
5830 | 20988000 | 5.5102 | 37.1646 | 39.0009
5831 | 20991600 | 5.5102 | 37.1668 | 39.003
5832 | 20995200 | 5.5103 | 37.169 | 39.0052
5833 | 20998800 | 5.5104 | 37.1711 | 39.0074
5834 | 21002400 | 5.5104 | 37.1733 | 39.0095
5835 | 21006000 | 5.5105 | 37.1754 | 39.0117
5836 | 21009600 | 5.5106 | 37.1776 | 39.0139
5837 | 21013200 | 5.5106 | 37.1797 | 39.016
5838 | 21016800 | 5.5107 | 37.1819 | 39.0182
5839 | 21020400 | 5.5108 | 37.1841 | 39.0204
5840 | 21024000 | 5.5108 | 37.1862 | 39.0225
5841 | 21027600 | 5.5109 | 37.1884 | 39.0247
5842 | 21031200 | 5.5109 | 37.1905 | 39.0269
5843 | 21034800 | 5.511 | 37.1927 | 39.029
5844 | 21038400 | 5.5111 | 37.1948 | 39.0312
5845 | 21042000 | 5.5111 | 37.197 | 39.0334
5846 | 21045600 | 5.5112 | 37.1992 | 39.0355
5847 | 21049200 | 5.5113 | 37.2013 | 39.0377
5848 | 21052800 | 5.5113 | 37.2035 | 39.0399
5849 | 21056400 | 5.5114 | 37.2056 | 39.042
5850 | 21060000 | 5.5115 | 37.2078 | 39.0442
5851 | 21063600 | 5.5115 | 37.2099 | 39.0464
5852 | 21067200 | 5.5116 | 37.2121 | 39.0485
5853 | 21070800 | 5.5117 | 37.2142 | 39.0507
5854 | 21074400 | 5.5117 | 37.2164 | 39.0529
5855 | 21078000 | 5.5118 | 37.2186 | 39.055
5856 | 21081600 | 5.5118 | 37.2207 | 39.0572
5857 | 21085200 | 5.5119 | 37.2229 | 39.0593
5858 | 21088800 | 5.512 | 37.225 | 39.0615
5859 | 21092400 | 5.512 | 37.2272 | 39.0637
5860 | 21096000 | 5.5121 | 37.2293 | 39.0658
5861 | 21099600 | 5.5122 | 37.2315 | 39.068
5862 | 21103200 | 5.5122 | 37.2336 | 39.0702
5863 | 21106800 | 5.5123 | 37.2358 | 39.0723
5864 | 21110400 | 5.5124 | 37.2379 | 39.0745
5865 | 21114000 | 5.5124 | 37.2401 | 39.0767
5866 | 21117600 | 5.5125 | 37.2423 | 39.0788
5867 | 21121200 | 5.5126 | 37.2444 | 39.081
5868 | 21124800 | 5.5126 | 37.2466 | 39.0831
5869 | 21128400 | 5.5127 | 37.2487 | 39.0853
5870 | 21132000 | 5.5127 | 37.2509 | 39.0875
5871 | 21135600 | 5.5128 | 37.253 | 39.0896
5872 | 21139200 | 5.5129 | 37.2552 | 39.0918
5873 | 21142800 | 5.5129 | 37.2573 | 39.0939
5874 | 21146400 | 5.513 | 37.2595 | 39.0961
5875 | 21150000 | 5.5131 | 37.2616 | 39.0983
5876 | 21153600 | 5.5131 | 37.2638 | 39.1004
5877 | 21157200 | 5.5132 | 37.2659 | 39.1026
5878 | 21160800 | 5.5133 | 37.2681 | 39.1048
5879 | 21164400 | 5.5133 | 37.2702 | 39.1069
5880 | 21168000 | 5.5134 | 37.2724 | 39.1091
5881 | 21171600 | 5.5135 | 37.2745 | 39.1112
5882 | 21175200 | 5.5135 | 37.2767 | 39.1134
5883 | 21178800 | 5.5136 | 37.2788 | 39.1155
5884 | 21182400 | 5.5136 | 37.281 | 39.1177
5885 | 21186000 | 5.5137 | 37.2831 | 39.1199
5886 | 21189600 | 5.5138 | 37.2853 | 39.122
5887 | 21193200 | 5.5138 | 37.2874 | 39.1242
5888 | 21196800 | 5.5139 | 37.2896 | 39.1263
5889 | 21200400 | 5.514 | 37.2917 | 39.1285
5890 | 21204000 | 5.514 | 37.2939 | 39.1307
5891 | 21207600 | 5.5141 | 37.296 | 39.1328
5892 | 21211200 | 5.5142 | 37.2982 | 39.135
5893 | 21214800 | 5.5142 | 37.3003 | 39.1371
5894 | 21218400 | 5.5143 | 37.3025 | 39.1393
5895 | 21222000 | 5.5143 | 37.3046 | 39.1414
5896 | 21225600 | 5.5144 | 37.3068 | 39.1436
5897 | 21229200 | 5.5145 | 37.3089 | 39.1458
5898 | 21232800 | 5.5145 | 37.3111 | 39.1479
5899 | 21236400 | 5.5146 | 37.3132 | 39.1501
5900 | 21240000 | 5.5147 | 37.3153 | 39.1522
5901 | 21243600 | 5.5147 | 37.3175 | 39.1544
5902 | 21247200 | 5.5148 | 37.3196 | 39.1565
5903 | 21250800 | 5.5149 | 37.3218 | 39.1587
5904 | 21254400 | 5.5149 | 37.3239 | 39.1609
5905 | 21258000 | 5.515 | 37.3261 | 39.163
5906 | 21261600 | 5.515 | 37.3282 | 39.1652
5907 | 21265200 | 5.5151 | 37.3304 | 39.1673
5908 | 21268800 | 5.5152 | 37.3325 | 39.1695
5909 | 21272400 | 5.5152 | 37.3347 | 39.1716
5910 | 21276000 | 5.5153 | 37.3368 | 39.1738
5911 | 21279600 | 5.5154 | 37.339 | 39.1759
5912 | 21283200 | 5.5154 | 37.3411 | 39.1781
5913 | 21286800 | 5.5155 | 37.3432 | 39.1802
5914 | 21290400 | 5.5156 | 37.3454 | 39.1824
5915 | 21294000 | 5.5156 | 37.3475 | 39.1846
5916 | 21297600 | 5.5157 | 37.3497 | 39.1867
5917 | 21301200 | 5.5157 | 37.3518 | 39.1889
5918 | 21304800 | 5.5158 | 37.354 | 39.191
5919 | 21308400 | 5.5159 | 37.3561 | 39.1932
5920 | 21312000 | 5.5159 | 37.3583 | 39.1953
5921 | 21315600 | 5.516 | 37.3604 | 39.1975
5922 | 21319200 | 5.5161 | 37.3625 | 39.1996
5923 | 21322800 | 5.5161 | 37.3647 | 39.2018
5924 | 21326400 | 5.5162 | 37.3668 | 39.2039
5925 | 21330000 | 5.5163 | 37.369 | 39.2061
5926 | 21333600 | 5.5163 | 37.3711 | 39.2082
5927 | 21337200 | 5.5164 | 37.3733 | 39.2104
5928 | 21340800 | 5.5164 | 37.3754 | 39.2125
5929 | 21344400 | 5.5165 | 37.3775 | 39.2147
5930 | 21348000 | 5.5166 | 37.3797 | 39.2168
5931 | 21351600 | 5.5166 | 37.3818 | 39.219
5932 | 21355200 | 5.5167 | 37.384 | 39.2211
5933 | 21358800 | 5.5168 | 37.3861 | 39.2233
5934 | 21362400 | 5.5168 | 37.3882 | 39.2254
5935 | 21366000 | 5.5169 | 37.3904 | 39.2276
5936 | 21369600 | 5.5169 | 37.3925 | 39.2297
5937 | 21373200 | 5.517 | 37.3947 | 39.2319
5938 | 21376800 | 5.5171 | 37.3968 | 39.234
5939 | 21380400 | 5.5171 | 37.3989 | 39.2362
5940 | 21384000 | 5.5172 | 37.4011 | 39.2383
5941 | 21387600 | 5.5173 | 37.4032 | 39.2405
5942 | 21391200 | 5.5173 | 37.4054 | 39.2426
5943 | 21394800 | 5.5174 | 37.4075 | 39.2448
5944 | 21398400 | 5.5174 | 37.4096 | 39.2469
5945 | 21402000 | 5.5175 | 37.4118 | 39.2491
5946 | 21405600 | 5.5176 | 37.4139 | 39.2512
5947 | 21409200 | 5.5176 | 37.4161 | 39.2534
5948 | 21412800 | 5.5177 | 37.4182 | 39.2555
5949 | 21416400 | 5.5178 | 37.4203 | 39.2577
5950 | 21420000 | 5.5178 | 37.4225 | 39.2598
5951 | 21423600 | 5.5179 | 37.4246 | 39.262
5952 | 21427200 | 5.518 | 37.4268 | 39.2641
5953 | 21430800 | 5.518 | 37.4289 | 39.2663
5954 | 21434400 | 5.5181 | 37.431 | 39.2684
5955 | 21438000 | 5.5181 | 37.4332 | 39.2706
5956 | 21441600 | 5.5182 | 37.4353 | 39.2727
5957 | 21445200 | 5.5183 | 37.4374 | 39.2749
5958 | 21448800 | 5.5183 | 37.4396 | 39.277
5959 | 21452400 | 5.5184 | 37.4417 | 39.2791
5960 | 21456000 | 5.5185 | 37.4439 | 39.2813
5961 | 21459600 | 5.5185 | 37.446 | 39.2834
5962 | 21463200 | 5.5186 | 37.4481 | 39.2856
5963 | 21466800 | 5.5186 | 37.4503 | 39.2877
5964 | 21470400 | 5.5187 | 37.4524 | 39.2899
5965 | 21474000 | 5.5188 | 37.4545 | 39.292
5966 | 21477600 | 5.5188 | 37.4567 | 39.2942
5967 | 21481200 | 5.5189 | 37.4588 | 39.2963
5968 | 21484800 | 5.519 | 37.4609 | 39.2985
5969 | 21488400 | 5.519 | 37.4631 | 39.3006
5970 | 21492000 | 5.5191 | 37.4652 | 39.3027
5971 | 21495600 | 5.5191 | 37.4673 | 39.3049
5972 | 21499200 | 5.5192 | 37.4695 | 39.307
5973 | 21502800 | 5.5193 | 37.4716 | 39.3092
5974 | 21506400 | 5.5193 | 37.4737 | 39.3113
5975 | 21510000 | 5.5194 | 37.4759 | 39.3135
5976 | 21513600 | 5.5195 | 37.478 | 39.3156
5977 | 21517200 | 5.5195 | 37.4801 | 39.3177
5978 | 21520800 | 5.5196 | 37.4823 | 39.3199
5979 | 21524400 | 5.5196 | 37.4844 | 39.322
5980 | 21528000 | 5.5197 | 37.4865 | 39.3242
5981 | 21531600 | 5.5198 | 37.4887 | 39.3263
5982 | 21535200 | 5.5198 | 37.4908 | 39.3285
5983 | 21538800 | 5.5199 | 37.4929 | 39.3306
5984 | 21542400 | 5.52 | 37.4951 | 39.3327
5985 | 21546000 | 5.52 | 37.4972 | 39.3349
5986 | 21549600 | 5.5201 | 37.4993 | 39.337
5987 | 21553200 | 5.5201 | 37.5015 | 39.3392
5988 | 21556800 | 5.5202 | 37.5036 | 39.3413
5989 | 21560400 | 5.5203 | 37.5057 | 39.3434
5990 | 21564000 | 5.5203 | 37.5079 | 39.3456
5991 | 21567600 | 5.5204 | 37.51 | 39.3477
5992 | 21571200 | 5.5205 | 37.5121 | 39.3499
5993 | 21574800 | 5.5205 | 37.5143 | 39.352
5994 | 21578400 | 5.5206 | 37.5164 | 39.3541
5995 | 21582000 | 5.5206 | 37.5185 | 39.3563
5996 | 21585600 | 5.5207 | 37.5207 | 39.3584
5997 | 21589200 | 5.5208 | 37.5228 | 39.3606
5998 | 21592800 | 5.5208 | 37.5249 | 39.3627
5999 | 21596400 | 5.5209 | 37.527 | 39.3648
6000 | 21600000 | 5.521 | 37.5292 | 39.367
6001 | 21603600 | 5.521 | 37.5313 | 39.3691
6002 | 21607200 | 5.5211 | 37.5334 | 39.3713
6003 | 21610800 | 5.5211 | 37.5356 | 39.3734
6004 | 21614400 | 5.5212 | 37.5377 | 39.3755
6005 | 21618000 | 5.5213 | 37.5398 | 39.3777
6006 | 21621600 | 5.5213 | 37.5419 | 39.3798
6007 | 21625200 | 5.5214 | 37.5441 | 39.3819
6008 | 21628800 | 5.5214 | 37.5462 | 39.3841
6009 | 21632400 | 5.5215 | 37.5483 | 39.3862
6010 | 21636000 | 5.5216 | 37.5505 | 39.3884
6011 | 21639600 | 5.5216 | 37.5526 | 39.3905
6012 | 21643200 | 5.5217 | 37.5547 | 39.3926
6013 | 21646800 | 5.5218 | 37.5568 | 39.3948
6014 | 21650400 | 5.5218 | 37.559 | 39.3969
6015 | 21654000 | 5.5219 | 37.5611 | 39.399
6016 | 21657600 | 5.5219 | 37.5632 | 39.4012
6017 | 21661200 | 5.522 | 37.5654 | 39.4033
6018 | 21664800 | 5.5221 | 37.5675 | 39.4054
6019 | 21668400 | 5.5221 | 37.5696 | 39.4076
6020 | 21672000 | 5.5222 | 37.5717 | 39.4097
6021 | 21675600 | 5.5223 | 37.5739 | 39.4119
6022 | 21679200 | 5.5223 | 37.576 | 39.414
6023 | 21682800 | 5.5224 | 37.5781 | 39.4161
6024 | 21686400 | 5.5224 | 37.5802 | 39.4183
6025 | 21690000 | 5.5225 | 37.5824 | 39.4204
6026 | 21693600 | 5.5226 | 37.5845 | 39.4225
6027 | 21697200 | 5.5226 | 37.5866 | 39.4247
6028 | 21700800 | 5.5227 | 37.5887 | 39.4268
6029 | 21704400 | 5.5227 | 37.5909 | 39.4289
6030 | 21708000 | 5.5228 | 37.593 | 39.4311
6031 | 21711600 | 5.5229 | 37.5951 | 39.4332
6032 | 21715200 | 5.5229 | 37.5972 | 39.4353
6033 | 21718800 | 5.523 | 37.5994 | 39.4375
6034 | 21722400 | 5.5231 | 37.6015 | 39.4396
6035 | 21726000 | 5.5231 | 37.6036 | 39.4417
6036 | 21729600 | 5.5232 | 37.6057 | 39.4439
6037 | 21733200 | 5.5232 | 37.6079 | 39.446
6038 | 21736800 | 5.5233 | 37.61 | 39.4481
6039 | 21740400 | 5.5234 | 37.6121 | 39.4503
6040 | 21744000 | 5.5234 | 37.6142 | 39.4524
6041 | 21747600 | 5.5235 | 37.6163 | 39.4545
6042 | 21751200 | 5.5235 | 37.6185 | 39.4567
6043 | 21754800 | 5.5236 | 37.6206 | 39.4588
6044 | 21758400 | 5.5237 | 37.6227 | 39.4609
6045 | 21762000 | 5.5237 | 37.6248 | 39.463
6046 | 21765600 | 5.5238 | 37.627 | 39.4652
6047 | 21769200 | 5.5239 | 37.6291 | 39.4673
6048 | 21772800 | 5.5239 | 37.6312 | 39.4694
6049 | 21776400 | 5.524 | 37.6333 | 39.4716
6050 | 21780000 | 5.524 | 37.6354 | 39.4737
6051 | 21783600 | 5.5241 | 37.6376 | 39.4758
6052 | 21787200 | 5.5242 | 37.6397 | 39.478
6053 | 21790800 | 5.5242 | 37.6418 | 39.4801
6054 | 21794400 | 5.5243 | 37.6439 | 39.4822
6055 | 21798000 | 5.5243 | 37.646 | 39.4844
6056 | 21801600 | 5.5244 | 37.6482 | 39.4865
6057 | 21805200 | 5.5245 | 37.6503 | 39.4886
6058 | 21808800 | 5.5245 | 37.6524 | 39.4907
6059 | 21812400 | 5.5246 | 37.6545 | 39.4929
6060 | 21816000 | 5.5246 | 37.6566 | 39.495
6061 | 21819600 | 5.5247 | 37.6588 | 39.4971
6062 | 21823200 | 5.5248 | 37.6609 | 39.4993
6063 | 21826800 | 5.5248 | 37.663 | 39.5014
6064 | 21830400 | 5.5249 | 37.6651 | 39.5035
6065 | 21834000 | 5.525 | 37.6672 | 39.5056
6066 | 21837600 | 5.525 | 37.6694 | 39.5078
6067 | 21841200 | 5.5251 | 37.6715 | 39.5099
6068 | 21844800 | 5.5251 | 37.6736 | 39.512
6069 | 21848400 | 5.5252 | 37.6757 | 39.5141
6070 | 21852000 | 5.5253 | 37.6778 | 39.5163
6071 | 21855600 | 5.5253 | 37.68 | 39.5184
6072 | 21859200 | 5.5254 | 37.6821 | 39.5205
6073 | 21862800 | 5.5254 | 37.6842 | 39.5227
6074 | 21866400 | 5.5255 | 37.6863 | 39.5248
6075 | 21870000 | 5.5256 | 37.6884 | 39.5269
6076 | 21873600 | 5.5256 | 37.6905 | 39.529
6077 | 21877200 | 5.5257 | 37.6927 | 39.5312
6078 | 21880800 | 5.5257 | 37.6948 | 39.5333
6079 | 21884400 | 5.5258 | 37.6969 | 39.5354
6080 | 21888000 | 5.5259 | 37.699 | 39.5375
6081 | 21891600 | 5.5259 | 37.7011 | 39.5397
6082 | 21895200 | 5.526 | 37.7032 | 39.5418
6083 | 21898800 | 5.5261 | 37.7054 | 39.5439
6084 | 21902400 | 5.5261 | 37.7075 | 39.546
6085 | 21906000 | 5.5262 | 37.7096 | 39.5482
6086 | 21909600 | 5.5262 | 37.7117 | 39.5503
6087 | 21913200 | 5.5263 | 37.7138 | 39.5524
6088 | 21916800 | 5.5264 | 37.7159 | 39.5545
6089 | 21920400 | 5.5264 | 37.718 | 39.5566
6090 | 21924000 | 5.5265 | 37.7202 | 39.5588
6091 | 21927600 | 5.5265 | 37.7223 | 39.5609
6092 | 21931200 | 5.5266 | 37.7244 | 39.563
6093 | 21934800 | 5.5267 | 37.7265 | 39.5651
6094 | 21938400 | 5.5267 | 37.7286 | 39.5673
6095 | 21942000 | 5.5268 | 37.7307 | 39.5694
6096 | 21945600 | 5.5268 | 37.7328 | 39.5715
6097 | 21949200 | 5.5269 | 37.735 | 39.5736
6098 | 21952800 | 5.527 | 37.7371 | 39.5758
6099 | 21956400 | 5.527 | 37.7392 | 39.5779
6100 | 21960000 | 5.5271 | 37.7413 | 39.58
6101 | 21963600 | 5.5271 | 37.7434 | 39.5821
6102 | 21967200 | 5.5272 | 37.7455 | 39.5842
6103 | 21970800 | 5.5273 | 37.7476 | 39.5864
6104 | 21974400 | 5.5273 | 37.7497 | 39.5885
6105 | 21978000 | 5.5274 | 37.7519 | 39.5906
6106 | 21981600 | 5.5274 | 37.754 | 39.5927
6107 | 21985200 | 5.5275 | 37.7561 | 39.5948
6108 | 21988800 | 5.5276 | 37.7582 | 39.597
6109 | 21992400 | 5.5276 | 37.7603 | 39.5991
6110 | 21996000 | 5.5277 | 37.7624 | 39.6012
6111 | 21999600 | 5.5278 | 37.7645 | 39.6033
6112 | 22003200 | 5.5278 | 37.7666 | 39.6054
6113 | 22006800 | 5.5279 | 37.7687 | 39.6076
6114 | 22010400 | 5.5279 | 37.7709 | 39.6097
6115 | 22014000 | 5.528 | 37.773 | 39.6118
6116 | 22017600 | 5.5281 | 37.7751 | 39.6139
6117 | 22021200 | 5.5281 | 37.7772 | 39.616
6118 | 22024800 | 5.5282 | 37.7793 | 39.6182
6119 | 22028400 | 5.5282 | 37.7814 | 39.6203
6120 | 22032000 | 5.5283 | 37.7835 | 39.6224
6121 | 22035600 | 5.5284 | 37.7856 | 39.6245
6122 | 22039200 | 5.5284 | 37.7877 | 39.6266
6123 | 22042800 | 5.5285 | 37.7898 | 39.6288
6124 | 22046400 | 5.5285 | 37.792 | 39.6309
6125 | 22050000 | 5.5286 | 37.7941 | 39.633
6126 | 22053600 | 5.5287 | 37.7962 | 39.6351
6127 | 22057200 | 5.5287 | 37.7983 | 39.6372
6128 | 22060800 | 5.5288 | 37.8004 | 39.6393
6129 | 22064400 | 5.5288 | 37.8025 | 39.6415
6130 | 22068000 | 5.5289 | 37.8046 | 39.6436
6131 | 22071600 | 5.529 | 37.8067 | 39.6457
6132 | 22075200 | 5.529 | 37.8088 | 39.6478
6133 | 22078800 | 5.5291 | 37.8109 | 39.6499
6134 | 22082400 | 5.5291 | 37.813 | 39.652
6135 | 22086000 | 5.5292 | 37.8151 | 39.6542
6136 | 22089600 | 5.5293 | 37.8172 | 39.6563
6137 | 22093200 | 5.5293 | 37.8194 | 39.6584
6138 | 22096800 | 5.5294 | 37.8215 | 39.6605
6139 | 22100400 | 5.5294 | 37.8236 | 39.6626
6140 | 22104000 | 5.5295 | 37.8257 | 39.6647
6141 | 22107600 | 5.5296 | 37.8278 | 39.6668
6142 | 22111200 | 5.5296 | 37.8299 | 39.669
6143 | 22114800 | 5.5297 | 37.832 | 39.6711
6144 | 22118400 | 5.5297 | 37.8341 | 39.6732
6145 | 22122000 | 5.5298 | 37.8362 | 39.6753
6146 | 22125600 | 5.5299 | 37.8383 | 39.6774
6147 | 22129200 | 5.5299 | 37.8404 | 39.6795
6148 | 22132800 | 5.53 | 37.8425 | 39.6816
6149 | 22136400 | 5.53 | 37.8446 | 39.6838
6150 | 22140000 | 5.5301 | 37.8467 | 39.6859
6151 | 22143600 | 5.5302 | 37.8488 | 39.688
6152 | 22147200 | 5.5302 | 37.8509 | 39.6901
6153 | 22150800 | 5.5303 | 37.853 | 39.6922
6154 | 22154400 | 5.5303 | 37.8551 | 39.6943
6155 | 22158000 | 5.5304 | 37.8572 | 39.6964
6156 | 22161600 | 5.5305 | 37.8593 | 39.6985
6157 | 22165200 | 5.5305 | 37.8615 | 39.7007
6158 | 22168800 | 5.5306 | 37.8636 | 39.7028
6159 | 22172400 | 5.5306 | 37.8657 | 39.7049
6160 | 22176000 | 5.5307 | 37.8678 | 39.707
6161 | 22179600 | 5.5308 | 37.8699 | 39.7091
6162 | 22183200 | 5.5308 | 37.872 | 39.7112
6163 | 22186800 | 5.5309 | 37.8741 | 39.7133
6164 | 22190400 | 5.5309 | 37.8762 | 39.7154
6165 | 22194000 | 5.531 | 37.8783 | 39.7176
6166 | 22197600 | 5.5311 | 37.8804 | 39.7197
6167 | 22201200 | 5.5311 | 37.8825 | 39.7218
6168 | 22204800 | 5.5312 | 37.8846 | 39.7239
6169 | 22208400 | 5.5312 | 37.8867 | 39.726
6170 | 22212000 | 5.5313 | 37.8888 | 39.7281
6171 | 22215600 | 5.5314 | 37.8909 | 39.7302
6172 | 22219200 | 5.5314 | 37.893 | 39.7323
6173 | 22222800 | 5.5315 | 37.8951 | 39.7344
6174 | 22226400 | 5.5315 | 37.8972 | 39.7365
6175 | 22230000 | 5.5316 | 37.8993 | 39.7387
6176 | 22233600 | 5.5316 | 37.9014 | 39.7408
6177 | 22237200 | 5.5317 | 37.9035 | 39.7429
6178 | 22240800 | 5.5318 | 37.9056 | 39.745
6179 | 22244400 | 5.5318 | 37.9077 | 39.7471
6180 | 22248000 | 5.5319 | 37.9098 | 39.7492
6181 | 22251600 | 5.5319 | 37.9119 | 39.7513
6182 | 22255200 | 5.532 | 37.914 | 39.7534
6183 | 22258800 | 5.5321 | 37.9161 | 39.7555
6184 | 22262400 | 5.5321 | 37.9182 | 39.7576
6185 | 22266000 | 5.5322 | 37.9203 | 39.7597
6186 | 22269600 | 5.5322 | 37.9224 | 39.7618
6187 | 22273200 | 5.5323 | 37.9245 | 39.7639
6188 | 22276800 | 5.5324 | 37.9266 | 39.7661
6189 | 22280400 | 5.5324 | 37.9287 | 39.7682
6190 | 22284000 | 5.5325 | 37.9308 | 39.7703
6191 | 22287600 | 5.5325 | 37.9329 | 39.7724
6192 | 22291200 | 5.5326 | 37.935 | 39.7745
6193 | 22294800 | 5.5327 | 37.9371 | 39.7766
6194 | 22298400 | 5.5327 | 37.9392 | 39.7787
6195 | 22302000 | 5.5328 | 37.9413 | 39.7808
6196 | 22305600 | 5.5328 | 37.9434 | 39.7829
6197 | 22309200 | 5.5329 | 37.9455 | 39.785
6198 | 22312800 | 5.533 | 37.9475 | 39.7871
6199 | 22316400 | 5.533 | 37.9496 | 39.7892
6200 | 22320000 | 5.5331 | 37.9517 | 39.7913
6201 | 22323600 | 5.5331 | 37.9538 | 39.7934
6202 | 22327200 | 5.5332 | 37.9559 | 39.7955
6203 | 22330800 | 5.5333 | 37.958 | 39.7976
6204 | 22334400 | 5.5333 | 37.9601 | 39.7997
6205 | 22338000 | 5.5334 | 37.9622 | 39.8019
6206 | 22341600 | 5.5334 | 37.9643 | 39.804
6207 | 22345200 | 5.5335 | 37.9664 | 39.8061
6208 | 22348800 | 5.5335 | 37.9685 | 39.8082
6209 | 22352400 | 5.5336 | 37.9706 | 39.8103
6210 | 22356000 | 5.5337 | 37.9727 | 39.8124
6211 | 22359600 | 5.5337 | 37.9748 | 39.8145
6212 | 22363200 | 5.5338 | 37.9769 | 39.8166
6213 | 22366800 | 5.5338 | 37.979 | 39.8187
6214 | 22370400 | 5.5339 | 37.9811 | 39.8208
6215 | 22374000 | 5.534 | 37.9832 | 39.8229
6216 | 22377600 | 5.534 | 37.9853 | 39.825
6217 | 22381200 | 5.5341 | 37.9874 | 39.8271
6218 | 22384800 | 5.5341 | 37.9894 | 39.8292
6219 | 22388400 | 5.5342 | 37.9915 | 39.8313
6220 | 22392000 | 5.5343 | 37.9936 | 39.8334
6221 | 22395600 | 5.5343 | 37.9957 | 39.8355
6222 | 22399200 | 5.5344 | 37.9978 | 39.8376
6223 | 22402800 | 5.5344 | 37.9999 | 39.8397
6224 | 22406400 | 5.5345 | 38.002 | 39.8418
6225 | 22410000 | 5.5345 | 38.0041 | 39.8439
6226 | 22413600 | 5.5346 | 38.0062 | 39.846
6227 | 22417200 | 5.5347 | 38.0083 | 39.8481
6228 | 22420800 | 5.5347 | 38.0104 | 39.8502
6229 | 22424400 | 5.5348 | 38.0125 | 39.8523
6230 | 22428000 | 5.5348 | 38.0146 | 39.8544
6231 | 22431600 | 5.5349 | 38.0166 | 39.8565
6232 | 22435200 | 5.535 | 38.0187 | 39.8586
6233 | 22438800 | 5.535 | 38.0208 | 39.8607
6234 | 22442400 | 5.5351 | 38.0229 | 39.8628
6235 | 22446000 | 5.5351 | 38.025 | 39.8649
6236 | 22449600 | 5.5352 | 38.0271 | 39.867
6237 | 22453200 | 5.5353 | 38.0292 | 39.8691
6238 | 22456800 | 5.5353 | 38.0313 | 39.8712
6239 | 22460400 | 5.5354 | 38.0334 | 39.8733
6240 | 22464000 | 5.5354 | 38.0355 | 39.8754
6241 | 22467600 | 5.5355 | 38.0376 | 39.8775
6242 | 22471200 | 5.5355 | 38.0396 | 39.8796
6243 | 22474800 | 5.5356 | 38.0417 | 39.8817
6244 | 22478400 | 5.5357 | 38.0438 | 39.8838
6245 | 22482000 | 5.5357 | 38.0459 | 39.8859
6246 | 22485600 | 5.5358 | 38.048 | 39.888
6247 | 22489200 | 5.5358 | 38.0501 | 39.8901
6248 | 22492800 | 5.5359 | 38.0522 | 39.8922
6249 | 22496400 | 5.536 | 38.0543 | 39.8943
6250 | 22500000 | 5.536 | 38.0564 | 39.8964
6251 | 22503600 | 5.5361 | 38.0584 | 39.8985
6252 | 22507200 | 5.5361 | 38.0605 | 39.9006
6253 | 22510800 | 5.5362 | 38.0626 | 39.9027
6254 | 22514400 | 5.5362 | 38.0647 | 39.9048
6255 | 22518000 | 5.5363 | 38.0668 | 39.9069
6256 | 22521600 | 5.5364 | 38.0689 | 39.9089
6257 | 22525200 | 5.5364 | 38.071 | 39.911
6258 | 22528800 | 5.5365 | 38.0731 | 39.9131
6259 | 22532400 | 5.5365 | 38.0751 | 39.9152
6260 | 22536000 | 5.5366 | 38.0772 | 39.9173
6261 | 22539600 | 5.5367 | 38.0793 | 39.9194
6262 | 22543200 | 5.5367 | 38.0814 | 39.9215
6263 | 22546800 | 5.5368 | 38.0835 | 39.9236
6264 | 22550400 | 5.5368 | 38.0856 | 39.9257
6265 | 22554000 | 5.5369 | 38.0877 | 39.9278
6266 | 22557600 | 5.5369 | 38.0897 | 39.9299
6267 | 22561200 | 5.537 | 38.0918 | 39.932
6268 | 22564800 | 5.5371 | 38.0939 | 39.9341
6269 | 22568400 | 5.5371 | 38.096 | 39.9362
6270 | 22572000 | 5.5372 | 38.0981 | 39.9383
6271 | 22575600 | 5.5372 | 38.1002 | 39.9404
6272 | 22579200 | 5.5373 | 38.1023 | 39.9425
6273 | 22582800 | 5.5374 | 38.1043 | 39.9446
6274 | 22586400 | 5.5374 | 38.1064 | 39.9466
6275 | 22590000 | 5.5375 | 38.1085 | 39.9487
6276 | 22593600 | 5.5375 | 38.1106 | 39.9508
6277 | 22597200 | 5.5376 | 38.1127 | 39.9529
6278 | 22600800 | 5.5376 | 38.1148 | 39.955
6279 | 22604400 | 5.5377 | 38.1168 | 39.9571
6280 | 22608000 | 5.5378 | 38.1189 | 39.9592
6281 | 22611600 | 5.5378 | 38.121 | 39.9613
6282 | 22615200 | 5.5379 | 38.1231 | 39.9634
6283 | 22618800 | 5.5379 | 38.1252 | 39.9655
6284 | 22622400 | 5.538 | 38.1273 | 39.9676
6285 | 22626000 | 5.5381 | 38.1293 | 39.9697
6286 | 22629600 | 5.5381 | 38.1314 | 39.9718
6287 | 22633200 | 5.5382 | 38.1335 | 39.9738
6288 | 22636800 | 5.5382 | 38.1356 | 39.9759
6289 | 22640400 | 5.5383 | 38.1377 | 39.978
6290 | 22644000 | 5.5383 | 38.1398 | 39.9801
6291 | 22647600 | 5.5384 | 38.1418 | 39.9822
6292 | 22651200 | 5.5385 | 38.1439 | 39.9843
6293 | 22654800 | 5.5385 | 38.146 | 39.9864
6294 | 22658400 | 5.5386 | 38.1481 | 39.9885
6295 | 22662000 | 5.5386 | 38.1502 | 39.9906
6296 | 22665600 | 5.5387 | 38.1522 | 39.9927
6297 | 22669200 | 5.5387 | 38.1543 | 39.9947
6298 | 22672800 | 5.5388 | 38.1564 | 39.9968
6299 | 22676400 | 5.5389 | 38.1585 | 39.9989
6300 | 22680000 | 5.5389 | 38.1606 | 40.001
6301 | 22683600 | 5.539 | 38.1626 | 40.0031
6302 | 22687200 | 5.539 | 38.1647 | 40.0052
6303 | 22690800 | 5.5391 | 38.1668 | 40.0073
6304 | 22694400 | 5.5392 | 38.1689 | 40.0094
6305 | 22698000 | 5.5392 | 38.171 | 40.0114
6306 | 22701600 | 5.5393 | 38.173 | 40.0135
6307 | 22705200 | 5.5393 | 38.1751 | 40.0156
6308 | 22708800 | 5.5394 | 38.1772 | 40.0177
6309 | 22712400 | 5.5394 | 38.1793 | 40.0198
6310 | 22716000 | 5.5395 | 38.1814 | 40.0219
6311 | 22719600 | 5.5396 | 38.1834 | 40.024
6312 | 22723200 | 5.5396 | 38.1855 | 40.0261
6313 | 22726800 | 5.5397 | 38.1876 | 40.0281
6314 | 22730400 | 5.5397 | 38.1897 | 40.0302
6315 | 22734000 | 5.5398 | 38.1917 | 40.0323
6316 | 22737600 | 5.5398 | 38.1938 | 40.0344
6317 | 22741200 | 5.5399 | 38.1959 | 40.0365
6318 | 22744800 | 5.54 | 38.198 | 40.0386
6319 | 22748400 | 5.54 | 38.2001 | 40.0407
6320 | 22752000 | 5.5401 | 38.2021 | 40.0427
6321 | 22755600 | 5.5401 | 38.2042 | 40.0448
6322 | 22759200 | 5.5402 | 38.2063 | 40.0469
6323 | 22762800 | 5.5402 | 38.2084 | 40.049
6324 | 22766400 | 5.5403 | 38.2104 | 40.0511
6325 | 22770000 | 5.5404 | 38.2125 | 40.0532
6326 | 22773600 | 5.5404 | 38.2146 | 40.0553
6327 | 22777200 | 5.5405 | 38.2167 | 40.0573
6328 | 22780800 | 5.5405 | 38.2187 | 40.0594
6329 | 22784400 | 5.5406 | 38.2208 | 40.0615
6330 | 22788000 | 5.5406 | 38.2229 | 40.0636
6331 | 22791600 | 5.5407 | 38.225 | 40.0657
6332 | 22795200 | 5.5408 | 38.227 | 40.0678
6333 | 22798800 | 5.5408 | 38.2291 | 40.0698
6334 | 22802400 | 5.5409 | 38.2312 | 40.0719
6335 | 22806000 | 5.5409 | 38.2333 | 40.074
6336 | 22809600 | 5.541 | 38.2353 | 40.0761
6337 | 22813200 | 5.5411 | 38.2374 | 40.0782
6338 | 22816800 | 5.5411 | 38.2395 | 40.0803
6339 | 22820400 | 5.5412 | 38.2416 | 40.0823
6340 | 22824000 | 5.5412 | 38.2436 | 40.0844
6341 | 22827600 | 5.5413 | 38.2457 | 40.0865
6342 | 22831200 | 5.5413 | 38.2478 | 40.0886
6343 | 22834800 | 5.5414 | 38.2499 | 40.0907
6344 | 22838400 | 5.5415 | 38.2519 | 40.0928
6345 | 22842000 | 5.5415 | 38.254 | 40.0948
6346 | 22845600 | 5.5416 | 38.2561 | 40.0969
6347 | 22849200 | 5.5416 | 38.2582 | 40.099
6348 | 22852800 | 5.5417 | 38.2602 | 40.1011
6349 | 22856400 | 5.5417 | 38.2623 | 40.1032
6350 | 22860000 | 5.5418 | 38.2644 | 40.1052
6351 | 22863600 | 5.5419 | 38.2664 | 40.1073
6352 | 22867200 | 5.5419 | 38.2685 | 40.1094
6353 | 22870800 | 5.542 | 38.2706 | 40.1115
6354 | 22874400 | 5.542 | 38.2727 | 40.1136
6355 | 22878000 | 5.5421 | 38.2747 | 40.1156
6356 | 22881600 | 5.5421 | 38.2768 | 40.1177
6357 | 22885200 | 5.5422 | 38.2789 | 40.1198
6358 | 22888800 | 5.5423 | 38.2809 | 40.1219
6359 | 22892400 | 5.5423 | 38.283 | 40.124
6360 | 22896000 | 5.5424 | 38.2851 | 40.126
6361 | 22899600 | 5.5424 | 38.2872 | 40.1281
6362 | 22903200 | 5.5425 | 38.2892 | 40.1302
6363 | 22906800 | 5.5425 | 38.2913 | 40.1323
6364 | 22910400 | 5.5426 | 38.2934 | 40.1344
6365 | 22914000 | 5.5426 | 38.2954 | 40.1364
6366 | 22917600 | 5.5427 | 38.2975 | 40.1385
6367 | 22921200 | 5.5428 | 38.2996 | 40.1406
6368 | 22924800 | 5.5428 | 38.3017 | 40.1427
6369 | 22928400 | 5.5429 | 38.3037 | 40.1447
6370 | 22932000 | 5.5429 | 38.3058 | 40.1468
6371 | 22935600 | 5.543 | 38.3079 | 40.1489
6372 | 22939200 | 5.543 | 38.3099 | 40.151
6373 | 22942800 | 5.5431 | 38.312 | 40.1531
6374 | 22946400 | 5.5432 | 38.3141 | 40.1551
6375 | 22950000 | 5.5432 | 38.3161 | 40.1572
6376 | 22953600 | 5.5433 | 38.3182 | 40.1593
6377 | 22957200 | 5.5433 | 38.3203 | 40.1614
6378 | 22960800 | 5.5434 | 38.3223 | 40.1634
6379 | 22964400 | 5.5434 | 38.3244 | 40.1655
6380 | 22968000 | 5.5435 | 38.3265 | 40.1676
6381 | 22971600 | 5.5436 | 38.3285 | 40.1697
6382 | 22975200 | 5.5436 | 38.3306 | 40.1717
6383 | 22978800 | 5.5437 | 38.3327 | 40.1738
6384 | 22982400 | 5.5437 | 38.3347 | 40.1759
6385 | 22986000 | 5.5438 | 38.3368 | 40.178
6386 | 22989600 | 5.5438 | 38.3389 | 40.18
6387 | 22993200 | 5.5439 | 38.3409 | 40.1821
6388 | 22996800 | 5.544 | 38.343 | 40.1842
6389 | 23000400 | 5.544 | 38.3451 | 40.1863
6390 | 23004000 | 5.5441 | 38.3471 | 40.1883
6391 | 23007600 | 5.5441 | 38.3492 | 40.1904
6392 | 23011200 | 5.5442 | 38.3513 | 40.1925
6393 | 23014800 | 5.5442 | 38.3533 | 40.1946
6394 | 23018400 | 5.5443 | 38.3554 | 40.1966
6395 | 23022000 | 5.5444 | 38.3575 | 40.1987
6396 | 23025600 | 5.5444 | 38.3595 | 40.2008
6397 | 23029200 | 5.5445 | 38.3616 | 40.2029
6398 | 23032800 | 5.5445 | 38.3637 | 40.2049
6399 | 23036400 | 5.5446 | 38.3657 | 40.207
6400 | 23040000 | 5.5446 | 38.3678 | 40.2091
6401 | 23043600 | 5.5447 | 38.3699 | 40.2111
6402 | 23047200 | 5.5447 | 38.3719 | 40.2132
6403 | 23050800 | 5.5448 | 38.374 | 40.2153
6404 | 23054400 | 5.5449 | 38.3761 | 40.2174
6405 | 23058000 | 5.5449 | 38.3781 | 40.2194
6406 | 23061600 | 5.545 | 38.3802 | 40.2215
6407 | 23065200 | 5.545 | 38.3822 | 40.2236
6408 | 23068800 | 5.5451 | 38.3843 | 40.2257
6409 | 23072400 | 5.5451 | 38.3864 | 40.2277
6410 | 23076000 | 5.5452 | 38.3884 | 40.2298
6411 | 23079600 | 5.5453 | 38.3905 | 40.2319
6412 | 23083200 | 5.5453 | 38.3926 | 40.2339
6413 | 23086800 | 5.5454 | 38.3946 | 40.236
6414 | 23090400 | 5.5454 | 38.3967 | 40.2381
6415 | 23094000 | 5.5455 | 38.3987 | 40.2402
6416 | 23097600 | 5.5455 | 38.4008 | 40.2422
6417 | 23101200 | 5.5456 | 38.4029 | 40.2443
6418 | 23104800 | 5.5456 | 38.4049 | 40.2464
6419 | 23108400 | 5.5457 | 38.407 | 40.2484
6420 | 23112000 | 5.5458 | 38.4091 | 40.2505
6421 | 23115600 | 5.5458 | 38.4111 | 40.2526
6422 | 23119200 | 5.5459 | 38.4132 | 40.2546
6423 | 23122800 | 5.5459 | 38.4152 | 40.2567
6424 | 23126400 | 5.546 | 38.4173 | 40.2588
6425 | 23130000 | 5.546 | 38.4194 | 40.2608
6426 | 23133600 | 5.5461 | 38.4214 | 40.2629
6427 | 23137200 | 5.5462 | 38.4235 | 40.265
6428 | 23140800 | 5.5462 | 38.4255 | 40.2671
6429 | 23144400 | 5.5463 | 38.4276 | 40.2691
6430 | 23148000 | 5.5463 | 38.4297 | 40.2712
6431 | 23151600 | 5.5464 | 38.4317 | 40.2733
6432 | 23155200 | 5.5464 | 38.4338 | 40.2753
6433 | 23158800 | 5.5465 | 38.4358 | 40.2774
6434 | 23162400 | 5.5465 | 38.4379 | 40.2795
6435 | 23166000 | 5.5466 | 38.44 | 40.2815
6436 | 23169600 | 5.5467 | 38.442 | 40.2836
6437 | 23173200 | 5.5467 | 38.4441 | 40.2857
6438 | 23176800 | 5.5468 | 38.4461 | 40.2877
6439 | 23180400 | 5.5468 | 38.4482 | 40.2898
6440 | 23184000 | 5.5469 | 38.4502 | 40.2919
6441 | 23187600 | 5.5469 | 38.4523 | 40.2939
6442 | 23191200 | 5.547 | 38.4544 | 40.296
6443 | 23194800 | 5.5471 | 38.4564 | 40.2981
6444 | 23198400 | 5.5471 | 38.4585 | 40.3001
6445 | 23202000 | 5.5472 | 38.4605 | 40.3022
6446 | 23205600 | 5.5472 | 38.4626 | 40.3043
6447 | 23209200 | 5.5473 | 38.4647 | 40.3063
6448 | 23212800 | 5.5473 | 38.4667 | 40.3084
6449 | 23216400 | 5.5474 | 38.4688 | 40.3105
6450 | 23220000 | 5.5474 | 38.4708 | 40.3125
6451 | 23223600 | 5.5475 | 38.4729 | 40.3146
6452 | 23227200 | 5.5476 | 38.4749 | 40.3166
6453 | 23230800 | 5.5476 | 38.477 | 40.3187
6454 | 23234400 | 5.5477 | 38.479 | 40.3208
6455 | 23238000 | 5.5477 | 38.4811 | 40.3228
6456 | 23241600 | 5.5478 | 38.4832 | 40.3249
6457 | 23245200 | 5.5478 | 38.4852 | 40.327
6458 | 23248800 | 5.5479 | 38.4873 | 40.329
6459 | 23252400 | 5.5479 | 38.4893 | 40.3311
6460 | 23256000 | 5.548 | 38.4914 | 40.3332
6461 | 23259600 | 5.5481 | 38.4934 | 40.3352
6462 | 23263200 | 5.5481 | 38.4955 | 40.3373
6463 | 23266800 | 5.5482 | 38.4975 | 40.3393
6464 | 23270400 | 5.5482 | 38.4996 | 40.3414
6465 | 23274000 | 5.5483 | 38.5017 | 40.3435
6466 | 23277600 | 5.5483 | 38.5037 | 40.3455
6467 | 23281200 | 5.5484 | 38.5058 | 40.3476
6468 | 23284800 | 5.5484 | 38.5078 | 40.3497
6469 | 23288400 | 5.5485 | 38.5099 | 40.3517
6470 | 23292000 | 5.5486 | 38.5119 | 40.3538
6471 | 23295600 | 5.5486 | 38.514 | 40.3558
6472 | 23299200 | 5.5487 | 38.516 | 40.3579
6473 | 23302800 | 5.5487 | 38.5181 | 40.36
6474 | 23306400 | 5.5488 | 38.5201 | 40.362
6475 | 23310000 | 5.5488 | 38.5222 | 40.3641
6476 | 23313600 | 5.5489 | 38.5242 | 40.3662
6477 | 23317200 | 5.5489 | 38.5263 | 40.3682
6478 | 23320800 | 5.549 | 38.5284 | 40.3703
6479 | 23324400 | 5.5491 | 38.5304 | 40.3723
6480 | 23328000 | 5.5491 | 38.5325 | 40.3744
6481 | 23331600 | 5.5492 | 38.5345 | 40.3765
6482 | 23335200 | 5.5492 | 38.5366 | 40.3785
6483 | 23338800 | 5.5493 | 38.5386 | 40.3806
6484 | 23342400 | 5.5493 | 38.5407 | 40.3826
6485 | 23346000 | 5.5494 | 38.5427 | 40.3847
6486 | 23349600 | 5.5494 | 38.5448 | 40.3868
6487 | 23353200 | 5.5495 | 38.5468 | 40.3888
6488 | 23356800 | 5.5496 | 38.5489 | 40.3909
6489 | 23360400 | 5.5496 | 38.5509 | 40.3929
6490 | 23364000 | 5.5497 | 38.553 | 40.395
6491 | 23367600 | 5.5497 | 38.555 | 40.3971
6492 | 23371200 | 5.5498 | 38.5571 | 40.3991
6493 | 23374800 | 5.5498 | 38.5591 | 40.4012
6494 | 23378400 | 5.5499 | 38.5612 | 40.4032
6495 | 23382000 | 5.5499 | 38.5632 | 40.4053
6496 | 23385600 | 5.55 | 38.5653 | 40.4073
6497 | 23389200 | 5.5501 | 38.5673 | 40.4094
6498 | 23392800 | 5.5501 | 38.5694 | 40.4115
6499 | 23396400 | 5.5502 | 38.5714 | 40.4135
6500 | 23400000 | 5.5502 | 38.5735 | 40.4156
6501 | 23403600 | 5.5503 | 38.5755 | 40.4176
6502 | 23407200 | 5.5503 | 38.5776 | 40.4197
6503 | 23410800 | 5.5504 | 38.5796 | 40.4217
6504 | 23414400 | 5.5504 | 38.5817 | 40.4238
6505 | 23418000 | 5.5505 | 38.5837 | 40.4259
6506 | 23421600 | 5.5505 | 38.5858 | 40.4279
6507 | 23425200 | 5.5506 | 38.5878 | 40.43
6508 | 23428800 | 5.5507 | 38.5899 | 40.432
6509 | 23432400 | 5.5507 | 38.5919 | 40.4341
6510 | 23436000 | 5.5508 | 38.594 | 40.4361
6511 | 23439600 | 5.5508 | 38.596 | 40.4382
6512 | 23443200 | 5.5509 | 38.598 | 40.4402
6513 | 23446800 | 5.5509 | 38.6001 | 40.4423
6514 | 23450400 | 5.551 | 38.6021 | 40.4444
6515 | 23454000 | 5.551 | 38.6042 | 40.4464
6516 | 23457600 | 5.5511 | 38.6062 | 40.4485
6517 | 23461200 | 5.5512 | 38.6083 | 40.4505
6518 | 23464800 | 5.5512 | 38.6103 | 40.4526
6519 | 23468400 | 5.5513 | 38.6124 | 40.4546
6520 | 23472000 | 5.5513 | 38.6144 | 40.4567
6521 | 23475600 | 5.5514 | 38.6165 | 40.4587
6522 | 23479200 | 5.5514 | 38.6185 | 40.4608
6523 | 23482800 | 5.5515 | 38.6206 | 40.4628
6524 | 23486400 | 5.5515 | 38.6226 | 40.4649
6525 | 23490000 | 5.5516 | 38.6246 | 40.467
6526 | 23493600 | 5.5516 | 38.6267 | 40.469
6527 | 23497200 | 5.5517 | 38.6287 | 40.4711
6528 | 23500800 | 5.5518 | 38.6308 | 40.4731
6529 | 23504400 | 5.5518 | 38.6328 | 40.4752
6530 | 23508000 | 5.5519 | 38.6349 | 40.4772
6531 | 23511600 | 5.5519 | 38.6369 | 40.4793
6532 | 23515200 | 5.552 | 38.639 | 40.4813
6533 | 23518800 | 5.552 | 38.641 | 40.4834
6534 | 23522400 | 5.5521 | 38.6431 | 40.4854
6535 | 23526000 | 5.5521 | 38.6451 | 40.4875
6536 | 23529600 | 5.5522 | 38.6471 | 40.4895
6537 | 23533200 | 5.5523 | 38.6492 | 40.4916
6538 | 23536800 | 5.5523 | 38.6512 | 40.4936
6539 | 23540400 | 5.5524 | 38.6533 | 40.4957
6540 | 23544000 | 5.5524 | 38.6553 | 40.4977
6541 | 23547600 | 5.5525 | 38.6574 | 40.4998
6542 | 23551200 | 5.5525 | 38.6594 | 40.5018
6543 | 23554800 | 5.5526 | 38.6614 | 40.5039
6544 | 23558400 | 5.5526 | 38.6635 | 40.5059
6545 | 23562000 | 5.5527 | 38.6655 | 40.508
6546 | 23565600 | 5.5527 | 38.6676 | 40.51
6547 | 23569200 | 5.5528 | 38.6696 | 40.5121
6548 | 23572800 | 5.5529 | 38.6717 | 40.5141
6549 | 23576400 | 5.5529 | 38.6737 | 40.5162
6550 | 23580000 | 5.553 | 38.6757 | 40.5182
6551 | 23583600 | 5.553 | 38.6778 | 40.5203
6552 | 23587200 | 5.5531 | 38.6798 | 40.5223
6553 | 23590800 | 5.5531 | 38.6819 | 40.5244
6554 | 23594400 | 5.5532 | 38.6839 | 40.5264
6555 | 23598000 | 5.5532 | 38.6859 | 40.5285
6556 | 23601600 | 5.5533 | 38.688 | 40.5305
6557 | 23605200 | 5.5533 | 38.69 | 40.5326
6558 | 23608800 | 5.5534 | 38.6921 | 40.5346
6559 | 23612400 | 5.5535 | 38.6941 | 40.5367
6560 | 23616000 | 5.5535 | 38.6961 | 40.5387
6561 | 23619600 | 5.5536 | 38.6982 | 40.5408
6562 | 23623200 | 5.5536 | 38.7002 | 40.5428
6563 | 23626800 | 5.5537 | 38.7023 | 40.5449
6564 | 23630400 | 5.5537 | 38.7043 | 40.5469
6565 | 23634000 | 5.5538 | 38.7063 | 40.549
6566 | 23637600 | 5.5538 | 38.7084 | 40.551
6567 | 23641200 | 5.5539 | 38.7104 | 40.5531
6568 | 23644800 | 5.5539 | 38.7125 | 40.5551
6569 | 23648400 | 5.554 | 38.7145 | 40.5572
6570 | 23652000 | 5.5541 | 38.7165 | 40.5592
6571 | 23655600 | 5.5541 | 38.7186 | 40.5612
6572 | 23659200 | 5.5542 | 38.7206 | 40.5633
6573 | 23662800 | 5.5542 | 38.7226 | 40.5653
6574 | 23666400 | 5.5543 | 38.7247 | 40.5674
6575 | 23670000 | 5.5543 | 38.7267 | 40.5694
6576 | 23673600 | 5.5544 | 38.7288 | 40.5715
6577 | 23677200 | 5.5544 | 38.7308 | 40.5735
6578 | 23680800 | 5.5545 | 38.7328 | 40.5756
6579 | 23684400 | 5.5545 | 38.7349 | 40.5776
6580 | 23688000 | 5.5546 | 38.7369 | 40.5797
6581 | 23691600 | 5.5546 | 38.7389 | 40.5817
6582 | 23695200 | 5.5547 | 38.741 | 40.5837
6583 | 23698800 | 5.5548 | 38.743 | 40.5858
6584 | 23702400 | 5.5548 | 38.7451 | 40.5878
6585 | 23706000 | 5.5549 | 38.7471 | 40.5899
6586 | 23709600 | 5.5549 | 38.7491 | 40.5919
6587 | 23713200 | 5.555 | 38.7512 | 40.594
6588 | 23716800 | 5.555 | 38.7532 | 40.596
6589 | 23720400 | 5.5551 | 38.7552 | 40.5981
6590 | 23724000 | 5.5551 | 38.7573 | 40.6001
6591 | 23727600 | 5.5552 | 38.7593 | 40.6021
6592 | 23731200 | 5.5552 | 38.7613 | 40.6042
6593 | 23734800 | 5.5553 | 38.7634 | 40.6062
6594 | 23738400 | 5.5554 | 38.7654 | 40.6083
6595 | 23742000 | 5.5554 | 38.7675 | 40.6103
6596 | 23745600 | 5.5555 | 38.7695 | 40.6124
6597 | 23749200 | 5.5555 | 38.7715 | 40.6144
6598 | 23752800 | 5.5556 | 38.7736 | 40.6164
6599 | 23756400 | 5.5556 | 38.7756 | 40.6185
6600 | 23760000 | 5.5557 | 38.7776 | 40.6205
6601 | 23763600 | 5.5557 | 38.7797 | 40.6226
6602 | 23767200 | 5.5558 | 38.7817 | 40.6246
6603 | 23770800 | 5.5558 | 38.7837 | 40.6267
6604 | 23774400 | 5.5559 | 38.7858 | 40.6287
6605 | 23778000 | 5.5559 | 38.7878 | 40.6307
6606 | 23781600 | 5.556 | 38.7898 | 40.6328
6607 | 23785200 | 5.5561 | 38.7919 | 40.6348
6608 | 23788800 | 5.5561 | 38.7939 | 40.6369
6609 | 23792400 | 5.5562 | 38.7959 | 40.6389
6610 | 23796000 | 5.5562 | 38.798 | 40.6409
6611 | 23799600 | 5.5563 | 38.8 | 40.643
6612 | 23803200 | 5.5563 | 38.802 | 40.645
6613 | 23806800 | 5.5564 | 38.8041 | 40.6471
6614 | 23810400 | 5.5564 | 38.8061 | 40.6491
6615 | 23814000 | 5.5565 | 38.8081 | 40.6511
6616 | 23817600 | 5.5565 | 38.8101 | 40.6532
6617 | 23821200 | 5.5566 | 38.8122 | 40.6552
6618 | 23824800 | 5.5566 | 38.8142 | 40.6573
6619 | 23828400 | 5.5567 | 38.8162 | 40.6593
6620 | 23832000 | 5.5568 | 38.8183 | 40.6613
6621 | 23835600 | 5.5568 | 38.8203 | 40.6634
6622 | 23839200 | 5.5569 | 38.8223 | 40.6654
6623 | 23842800 | 5.5569 | 38.8244 | 40.6675
6624 | 23846400 | 5.557 | 38.8264 | 40.6695
6625 | 23850000 | 5.557 | 38.8284 | 40.6715
6626 | 23853600 | 5.5571 | 38.8305 | 40.6736
6627 | 23857200 | 5.5571 | 38.8325 | 40.6756
6628 | 23860800 | 5.5572 | 38.8345 | 40.6776
6629 | 23864400 | 5.5572 | 38.8365 | 40.6797
6630 | 23868000 | 5.5573 | 38.8386 | 40.6817
6631 | 23871600 | 5.5573 | 38.8406 | 40.6838
6632 | 23875200 | 5.5574 | 38.8426 | 40.6858
6633 | 23878800 | 5.5575 | 38.8447 | 40.6878
6634 | 23882400 | 5.5575 | 38.8467 | 40.6899
6635 | 23886000 | 5.5576 | 38.8487 | 40.6919
6636 | 23889600 | 5.5576 | 38.8508 | 40.6939
6637 | 23893200 | 5.5577 | 38.8528 | 40.696
6638 | 23896800 | 5.5577 | 38.8548 | 40.698
6639 | 23900400 | 5.5578 | 38.8568 | 40.7
6640 | 23904000 | 5.5578 | 38.8589 | 40.7021
6641 | 23907600 | 5.5579 | 38.8609 | 40.7041
6642 | 23911200 | 5.5579 | 38.8629 | 40.7062
6643 | 23914800 | 5.558 | 38.8649 | 40.7082
6644 | 23918400 | 5.558 | 38.867 | 40.7102
6645 | 23922000 | 5.5581 | 38.869 | 40.7123
6646 | 23925600 | 5.5581 | 38.871 | 40.7143
6647 | 23929200 | 5.5582 | 38.8731 | 40.7163
6648 | 23932800 | 5.5583 | 38.8751 | 40.7184
6649 | 23936400 | 5.5583 | 38.8771 | 40.7204
6650 | 23940000 | 5.5584 | 38.8791 | 40.7224
6651 | 23943600 | 5.5584 | 38.8812 | 40.7245
6652 | 23947200 | 5.5585 | 38.8832 | 40.7265
6653 | 23950800 | 5.5585 | 38.8852 | 40.7285
6654 | 23954400 | 5.5586 | 38.8872 | 40.7306
6655 | 23958000 | 5.5586 | 38.8893 | 40.7326
6656 | 23961600 | 5.5587 | 38.8913 | 40.7346
6657 | 23965200 | 5.5587 | 38.8933 | 40.7367
6658 | 23968800 | 5.5588 | 38.8953 | 40.7387
6659 | 23972400 | 5.5588 | 38.8974 | 40.7407
6660 | 23976000 | 5.5589 | 38.8994 | 40.7428
6661 | 23979600 | 5.5589 | 38.9014 | 40.7448
6662 | 23983200 | 5.559 | 38.9034 | 40.7468
6663 | 23986800 | 5.5591 | 38.9055 | 40.7489
6664 | 23990400 | 5.5591 | 38.9075 | 40.7509
6665 | 23994000 | 5.5592 | 38.9095 | 40.7529
6666 | 23997600 | 5.5592 | 38.9115 | 40.755
6667 | 24001200 | 5.5593 | 38.9136 | 40.757
6668 | 24004800 | 5.5593 | 38.9156 | 40.759
6669 | 24008400 | 5.5594 | 38.9176 | 40.7611
6670 | 24012000 | 5.5594 | 38.9196 | 40.7631
6671 | 24015600 | 5.5595 | 38.9217 | 40.7651
6672 | 24019200 | 5.5595 | 38.9237 | 40.7672
6673 | 24022800 | 5.5596 | 38.9257 | 40.7692
6674 | 24026400 | 5.5596 | 38.9277 | 40.7712
6675 | 24030000 | 5.5597 | 38.9298 | 40.7733
6676 | 24033600 | 5.5597 | 38.9318 | 40.7753
6677 | 24037200 | 5.5598 | 38.9338 | 40.7773
6678 | 24040800 | 5.5599 | 38.9358 | 40.7793
6679 | 24044400 | 5.5599 | 38.9379 | 40.7814
6680 | 24048000 | 5.56 | 38.9399 | 40.7834
6681 | 24051600 | 5.56 | 38.9419 | 40.7854
6682 | 24055200 | 5.5601 | 38.9439 | 40.7875
6683 | 24058800 | 5.5601 | 38.9459 | 40.7895
6684 | 24062400 | 5.5602 | 38.948 | 40.7915
6685 | 24066000 | 5.5602 | 38.95 | 40.7936
6686 | 24069600 | 5.5603 | 38.952 | 40.7956
6687 | 24073200 | 5.5603 | 38.954 | 40.7976
6688 | 24076800 | 5.5604 | 38.956 | 40.7996
6689 | 24080400 | 5.5604 | 38.9581 | 40.8017
6690 | 24084000 | 5.5605 | 38.9601 | 40.8037
6691 | 24087600 | 5.5605 | 38.9621 | 40.8057
6692 | 24091200 | 5.5606 | 38.9641 | 40.8078
6693 | 24094800 | 5.5606 | 38.9661 | 40.8098
6694 | 24098400 | 5.5607 | 38.9682 | 40.8118
6695 | 24102000 | 5.5608 | 38.9702 | 40.8138
6696 | 24105600 | 5.5608 | 38.9722 | 40.8159
6697 | 24109200 | 5.5609 | 38.9742 | 40.8179
6698 | 24112800 | 5.5609 | 38.9762 | 40.8199
6699 | 24116400 | 5.561 | 38.9783 | 40.8219
6700 | 24120000 | 5.561 | 38.9803 | 40.824
6701 | 24123600 | 5.5611 | 38.9823 | 40.826
6702 | 24127200 | 5.5611 | 38.9843 | 40.828
6703 | 24130800 | 5.5612 | 38.9863 | 40.8301
6704 | 24134400 | 5.5612 | 38.9884 | 40.8321
6705 | 24138000 | 5.5613 | 38.9904 | 40.8341
6706 | 24141600 | 5.5613 | 38.9924 | 40.8361
6707 | 24145200 | 5.5614 | 38.9944 | 40.8382
6708 | 24148800 | 5.5614 | 38.9964 | 40.8402
6709 | 24152400 | 5.5615 | 38.9985 | 40.8422
6710 | 24156000 | 5.5615 | 39.0005 | 40.8442
6711 | 24159600 | 5.5616 | 39.0025 | 40.8463
6712 | 24163200 | 5.5616 | 39.0045 | 40.8483
6713 | 24166800 | 5.5617 | 39.0065 | 40.8503
6714 | 24170400 | 5.5618 | 39.0085 | 40.8523
6715 | 24174000 | 5.5618 | 39.0106 | 40.8544
6716 | 24177600 | 5.5619 | 39.0126 | 40.8564
6717 | 24181200 | 5.5619 | 39.0146 | 40.8584
6718 | 24184800 | 5.562 | 39.0166 | 40.8604
6719 | 24188400 | 5.562 | 39.0186 | 40.8625
6720 | 24192000 | 5.5621 | 39.0206 | 40.8645
6721 | 24195600 | 5.5621 | 39.0227 | 40.8665
6722 | 24199200 | 5.5622 | 39.0247 | 40.8685
6723 | 24202800 | 5.5622 | 39.0267 | 40.8706
6724 | 24206400 | 5.5623 | 39.0287 | 40.8726
6725 | 24210000 | 5.5623 | 39.0307 | 40.8746
6726 | 24213600 | 5.5624 | 39.0327 | 40.8766
6727 | 24217200 | 5.5624 | 39.0348 | 40.8787
6728 | 24220800 | 5.5625 | 39.0368 | 40.8807
6729 | 24224400 | 5.5625 | 39.0388 | 40.8827
6730 | 24228000 | 5.5626 | 39.0408 | 40.8847
6731 | 24231600 | 5.5626 | 39.0428 | 40.8867
6732 | 24235200 | 5.5627 | 39.0448 | 40.8888
6733 | 24238800 | 5.5628 | 39.0468 | 40.8908
6734 | 24242400 | 5.5628 | 39.0489 | 40.8928
6735 | 24246000 | 5.5629 | 39.0509 | 40.8948
6736 | 24249600 | 5.5629 | 39.0529 | 40.8969
6737 | 24253200 | 5.563 | 39.0549 | 40.8989
6738 | 24256800 | 5.563 | 39.0569 | 40.9009
6739 | 24260400 | 5.5631 | 39.0589 | 40.9029
6740 | 24264000 | 5.5631 | 39.0609 | 40.9049
6741 | 24267600 | 5.5632 | 39.063 | 40.907
6742 | 24271200 | 5.5632 | 39.065 | 40.909
6743 | 24274800 | 5.5633 | 39.067 | 40.911
6744 | 24278400 | 5.5633 | 39.069 | 40.913
6745 | 24282000 | 5.5634 | 39.071 | 40.915
6746 | 24285600 | 5.5634 | 39.073 | 40.9171
6747 | 24289200 | 5.5635 | 39.075 | 40.9191
6748 | 24292800 | 5.5635 | 39.077 | 40.9211
6749 | 24296400 | 5.5636 | 39.0791 | 40.9231
6750 | 24300000 | 5.5636 | 39.0811 | 40.9251
6751 | 24303600 | 5.5637 | 39.0831 | 40.9272
6752 | 24307200 | 5.5637 | 39.0851 | 40.9292
6753 | 24310800 | 5.5638 | 39.0871 | 40.9312
6754 | 24314400 | 5.5639 | 39.0891 | 40.9332
6755 | 24318000 | 5.5639 | 39.0911 | 40.9352
6756 | 24321600 | 5.564 | 39.0931 | 40.9373
6757 | 24325200 | 5.564 | 39.0952 | 40.9393
6758 | 24328800 | 5.5641 | 39.0972 | 40.9413
6759 | 24332400 | 5.5641 | 39.0992 | 40.9433
6760 | 24336000 | 5.5642 | 39.1012 | 40.9453
6761 | 24339600 | 5.5642 | 39.1032 | 40.9474
6762 | 24343200 | 5.5643 | 39.1052 | 40.9494
6763 | 24346800 | 5.5643 | 39.1072 | 40.9514
6764 | 24350400 | 5.5644 | 39.1092 | 40.9534
6765 | 24354000 | 5.5644 | 39.1112 | 40.9554
6766 | 24357600 | 5.5645 | 39.1132 | 40.9574
6767 | 24361200 | 5.5645 | 39.1153 | 40.9595
6768 | 24364800 | 5.5646 | 39.1173 | 40.9615
6769 | 24368400 | 5.5646 | 39.1193 | 40.9635
6770 | 24372000 | 5.5647 | 39.1213 | 40.9655
6771 | 24375600 | 5.5647 | 39.1233 | 40.9675
6772 | 24379200 | 5.5648 | 39.1253 | 40.9695
6773 | 24382800 | 5.5648 | 39.1273 | 40.9716
6774 | 24386400 | 5.5649 | 39.1293 | 40.9736
6775 | 24390000 | 5.5649 | 39.1313 | 40.9756
6776 | 24393600 | 5.565 | 39.1333 | 40.9776
6777 | 24397200 | 5.565 | 39.1353 | 40.9796
6778 | 24400800 | 5.5651 | 39.1374 | 40.9816
6779 | 24404400 | 5.5652 | 39.1394 | 40.9837
6780 | 24408000 | 5.5652 | 39.1414 | 40.9857
6781 | 24411600 | 5.5653 | 39.1434 | 40.9877
6782 | 24415200 | 5.5653 | 39.1454 | 40.9897
6783 | 24418800 | 5.5654 | 39.1474 | 40.9917
6784 | 24422400 | 5.5654 | 39.1494 | 40.9937
6785 | 24426000 | 5.5655 | 39.1514 | 40.9957
6786 | 24429600 | 5.5655 | 39.1534 | 40.9978
6787 | 24433200 | 5.5656 | 39.1554 | 40.9998
6788 | 24436800 | 5.5656 | 39.1574 | 41.0018
6789 | 24440400 | 5.5657 | 39.1594 | 41.0038
6790 | 24444000 | 5.5657 | 39.1614 | 41.0058
6791 | 24447600 | 5.5658 | 39.1634 | 41.0078
6792 | 24451200 | 5.5658 | 39.1655 | 41.0098
6793 | 24454800 | 5.5659 | 39.1675 | 41.0119
6794 | 24458400 | 5.5659 | 39.1695 | 41.0139
6795 | 24462000 | 5.566 | 39.1715 | 41.0159
6796 | 24465600 | 5.566 | 39.1735 | 41.0179
6797 | 24469200 | 5.5661 | 39.1755 | 41.0199
6798 | 24472800 | 5.5661 | 39.1775 | 41.0219
6799 | 24476400 | 5.5662 | 39.1795 | 41.0239
6800 | 24480000 | 5.5662 | 39.1815 | 41.026
6801 | 24483600 | 5.5663 | 39.1835 | 41.028
6802 | 24487200 | 5.5663 | 39.1855 | 41.03
6803 | 24490800 | 5.5664 | 39.1875 | 41.032
6804 | 24494400 | 5.5664 | 39.1895 | 41.034
6805 | 24498000 | 5.5665 | 39.1915 | 41.036
6806 | 24501600 | 5.5665 | 39.1935 | 41.038
6807 | 24505200 | 5.5666 | 39.1955 | 41.04
6808 | 24508800 | 5.5667 | 39.1975 | 41.042
6809 | 24512400 | 5.5667 | 39.1995 | 41.0441
6810 | 24516000 | 5.5668 | 39.2015 | 41.0461
6811 | 24519600 | 5.5668 | 39.2035 | 41.0481
6812 | 24523200 | 5.5669 | 39.2055 | 41.0501
6813 | 24526800 | 5.5669 | 39.2076 | 41.0521
6814 | 24530400 | 5.567 | 39.2096 | 41.0541
6815 | 24534000 | 5.567 | 39.2116 | 41.0561
6816 | 24537600 | 5.5671 | 39.2136 | 41.0581
6817 | 24541200 | 5.5671 | 39.2156 | 41.0601
6818 | 24544800 | 5.5672 | 39.2176 | 41.0622
6819 | 24548400 | 5.5672 | 39.2196 | 41.0642
6820 | 24552000 | 5.5673 | 39.2216 | 41.0662
6821 | 24555600 | 5.5673 | 39.2236 | 41.0682
6822 | 24559200 | 5.5674 | 39.2256 | 41.0702
6823 | 24562800 | 5.5674 | 39.2276 | 41.0722
6824 | 24566400 | 5.5675 | 39.2296 | 41.0742
6825 | 24570000 | 5.5675 | 39.2316 | 41.0762
6826 | 24573600 | 5.5676 | 39.2336 | 41.0782
6827 | 24577200 | 5.5676 | 39.2356 | 41.0802
6828 | 24580800 | 5.5677 | 39.2376 | 41.0822
6829 | 24584400 | 5.5677 | 39.2396 | 41.0843
6830 | 24588000 | 5.5678 | 39.2416 | 41.0863
6831 | 24591600 | 5.5678 | 39.2436 | 41.0883
6832 | 24595200 | 5.5679 | 39.2456 | 41.0903
6833 | 24598800 | 5.5679 | 39.2476 | 41.0923
6834 | 24602400 | 5.568 | 39.2496 | 41.0943
6835 | 24606000 | 5.568 | 39.2516 | 41.0963
6836 | 24609600 | 5.5681 | 39.2536 | 41.0983
6837 | 24613200 | 5.5681 | 39.2556 | 41.1003
6838 | 24616800 | 5.5682 | 39.2576 | 41.1023
6839 | 24620400 | 5.5682 | 39.2596 | 41.1043
6840 | 24624000 | 5.5683 | 39.2616 | 41.1063
6841 | 24627600 | 5.5683 | 39.2636 | 41.1083
6842 | 24631200 | 5.5684 | 39.2656 | 41.1104
6843 | 24634800 | 5.5685 | 39.2676 | 41.1124
6844 | 24638400 | 5.5685 | 39.2696 | 41.1144
6845 | 24642000 | 5.5686 | 39.2716 | 41.1164
6846 | 24645600 | 5.5686 | 39.2736 | 41.1184
6847 | 24649200 | 5.5687 | 39.2756 | 41.1204
6848 | 24652800 | 5.5687 | 39.2776 | 41.1224
6849 | 24656400 | 5.5688 | 39.2796 | 41.1244
6850 | 24660000 | 5.5688 | 39.2816 | 41.1264
6851 | 24663600 | 5.5689 | 39.2836 | 41.1284
6852 | 24667200 | 5.5689 | 39.2856 | 41.1304
6853 | 24670800 | 5.569 | 39.2876 | 41.1324
6854 | 24674400 | 5.569 | 39.2896 | 41.1344
6855 | 24678000 | 5.5691 | 39.2916 | 41.1364
6856 | 24681600 | 5.5691 | 39.2936 | 41.1384
6857 | 24685200 | 5.5692 | 39.2955 | 41.1404
6858 | 24688800 | 5.5692 | 39.2975 | 41.1424
6859 | 24692400 | 5.5693 | 39.2995 | 41.1444
6860 | 24696000 | 5.5693 | 39.3015 | 41.1464
6861 | 24699600 | 5.5694 | 39.3035 | 41.1484
6862 | 24703200 | 5.5694 | 39.3055 | 41.1505
6863 | 24706800 | 5.5695 | 39.3075 | 41.1525
6864 | 24710400 | 5.5695 | 39.3095 | 41.1545
6865 | 24714000 | 5.5696 | 39.3115 | 41.1565
6866 | 24717600 | 5.5696 | 39.3135 | 41.1585
6867 | 24721200 | 5.5697 | 39.3155 | 41.1605
6868 | 24724800 | 5.5697 | 39.3175 | 41.1625
6869 | 24728400 | 5.5698 | 39.3195 | 41.1645
6870 | 24732000 | 5.5698 | 39.3215 | 41.1665
6871 | 24735600 | 5.5699 | 39.3235 | 41.1685
6872 | 24739200 | 5.5699 | 39.3255 | 41.1705
6873 | 24742800 | 5.57 | 39.3275 | 41.1725
6874 | 24746400 | 5.57 | 39.3295 | 41.1745
6875 | 24750000 | 5.5701 | 39.3315 | 41.1765
6876 | 24753600 | 5.5701 | 39.3335 | 41.1785
6877 | 24757200 | 5.5702 | 39.3355 | 41.1805
6878 | 24760800 | 5.5702 | 39.3375 | 41.1825
6879 | 24764400 | 5.5703 | 39.3394 | 41.1845
6880 | 24768000 | 5.5703 | 39.3414 | 41.1865
6881 | 24771600 | 5.5704 | 39.3434 | 41.1885
6882 | 24775200 | 5.5704 | 39.3454 | 41.1905
6883 | 24778800 | 5.5705 | 39.3474 | 41.1925
6884 | 24782400 | 5.5705 | 39.3494 | 41.1945
6885 | 24786000 | 5.5706 | 39.3514 | 41.1965
6886 | 24789600 | 5.5706 | 39.3534 | 41.1985
6887 | 24793200 | 5.5707 | 39.3554 | 41.2005
6888 | 24796800 | 5.5707 | 39.3574 | 41.2025
6889 | 24800400 | 5.5708 | 39.3594 | 41.2045
6890 | 24804000 | 5.5708 | 39.3614 | 41.2065
6891 | 24807600 | 5.5709 | 39.3634 | 41.2085
6892 | 24811200 | 5.5709 | 39.3654 | 41.2105
6893 | 24814800 | 5.571 | 39.3673 | 41.2125
6894 | 24818400 | 5.571 | 39.3693 | 41.2145
6895 | 24822000 | 5.5711 | 39.3713 | 41.2165
6896 | 24825600 | 5.5711 | 39.3733 | 41.2185
6897 | 24829200 | 5.5712 | 39.3753 | 41.2205
6898 | 24832800 | 5.5713 | 39.3773 | 41.2225
6899 | 24836400 | 5.5713 | 39.3793 | 41.2245
6900 | 24840000 | 5.5714 | 39.3813 | 41.2265
6901 | 24843600 | 5.5714 | 39.3833 | 41.2285
6902 | 24847200 | 5.5715 | 39.3853 | 41.2305
6903 | 24850800 | 5.5715 | 39.3873 | 41.2325
6904 | 24854400 | 5.5716 | 39.3892 | 41.2345
6905 | 24858000 | 5.5716 | 39.3912 | 41.2365
6906 | 24861600 | 5.5717 | 39.3932 | 41.2385
6907 | 24865200 | 5.5717 | 39.3952 | 41.2405
6908 | 24868800 | 5.5718 | 39.3972 | 41.2425
6909 | 24872400 | 5.5718 | 39.3992 | 41.2445
6910 | 24876000 | 5.5719 | 39.4012 | 41.2465
6911 | 24879600 | 5.5719 | 39.4032 | 41.2485
6912 | 24883200 | 5.572 | 39.4052 | 41.2505
6913 | 24886800 | 5.572 | 39.4072 | 41.2525
6914 | 24890400 | 5.5721 | 39.4091 | 41.2545
6915 | 24894000 | 5.5721 | 39.4111 | 41.2564
6916 | 24897600 | 5.5722 | 39.4131 | 41.2584
6917 | 24901200 | 5.5722 | 39.4151 | 41.2604
6918 | 24904800 | 5.5723 | 39.4171 | 41.2624
6919 | 24908400 | 5.5723 | 39.4191 | 41.2644
6920 | 24912000 | 5.5724 | 39.4211 | 41.2664
6921 | 24915600 | 5.5724 | 39.4231 | 41.2684
6922 | 24919200 | 5.5725 | 39.425 | 41.2704
6923 | 24922800 | 5.5725 | 39.427 | 41.2724
6924 | 24926400 | 5.5726 | 39.429 | 41.2744
6925 | 24930000 | 5.5726 | 39.431 | 41.2764
6926 | 24933600 | 5.5727 | 39.433 | 41.2784
6927 | 24937200 | 5.5727 | 39.435 | 41.2804
6928 | 24940800 | 5.5728 | 39.437 | 41.2824
6929 | 24944400 | 5.5728 | 39.439 | 41.2844
6930 | 24948000 | 5.5729 | 39.4409 | 41.2864
6931 | 24951600 | 5.5729 | 39.4429 | 41.2884
6932 | 24955200 | 5.573 | 39.4449 | 41.2904
6933 | 24958800 | 5.573 | 39.4469 | 41.2924
6934 | 24962400 | 5.5731 | 39.4489 | 41.2943
6935 | 24966000 | 5.5731 | 39.4509 | 41.2963
6936 | 24969600 | 5.5732 | 39.4529 | 41.2983
6937 | 24973200 | 5.5732 | 39.4548 | 41.3003
6938 | 24976800 | 5.5733 | 39.4568 | 41.3023
6939 | 24980400 | 5.5733 | 39.4588 | 41.3043
6940 | 24984000 | 5.5734 | 39.4608 | 41.3063
6941 | 24987600 | 5.5734 | 39.4628 | 41.3083
6942 | 24991200 | 5.5735 | 39.4648 | 41.3103
6943 | 24994800 | 5.5735 | 39.4668 | 41.3123
6944 | 24998400 | 5.5736 | 39.4687 | 41.3143
6945 | 25002000 | 5.5736 | 39.4707 | 41.3163
6946 | 25005600 | 5.5737 | 39.4727 | 41.3183
6947 | 25009200 | 5.5737 | 39.4747 | 41.3203
6948 | 25012800 | 5.5738 | 39.4767 | 41.3222
6949 | 25016400 | 5.5738 | 39.4787 | 41.3242
6950 | 25020000 | 5.5739 | 39.4807 | 41.3262
6951 | 25023600 | 5.5739 | 39.4826 | 41.3282
6952 | 25027200 | 5.574 | 39.4846 | 41.3302
6953 | 25030800 | 5.574 | 39.4866 | 41.3322
6954 | 25034400 | 5.5741 | 39.4886 | 41.3342
6955 | 25038000 | 5.5741 | 39.4906 | 41.3362
6956 | 25041600 | 5.5742 | 39.4926 | 41.3382
6957 | 25045200 | 5.5742 | 39.4945 | 41.3402
6958 | 25048800 | 5.5743 | 39.4965 | 41.3422
6959 | 25052400 | 5.5743 | 39.4985 | 41.3441
6960 | 25056000 | 5.5744 | 39.5005 | 41.3461
6961 | 25059600 | 5.5744 | 39.5025 | 41.3481
6962 | 25063200 | 5.5745 | 39.5044 | 41.3501
6963 | 25066800 | 5.5745 | 39.5064 | 41.3521
6964 | 25070400 | 5.5746 | 39.5084 | 41.3541
6965 | 25074000 | 5.5746 | 39.5104 | 41.3561
6966 | 25077600 | 5.5747 | 39.5124 | 41.3581
6967 | 25081200 | 5.5747 | 39.5144 | 41.3601
6968 | 25084800 | 5.5748 | 39.5163 | 41.362
6969 | 25088400 | 5.5748 | 39.5183 | 41.364
6970 | 25092000 | 5.5749 | 39.5203 | 41.366
6971 | 25095600 | 5.5749 | 39.5223 | 41.368
6972 | 25099200 | 5.575 | 39.5243 | 41.37
6973 | 25102800 | 5.575 | 39.5262 | 41.372
6974 | 25106400 | 5.5751 | 39.5282 | 41.374
6975 | 25110000 | 5.5751 | 39.5302 | 41.376
6976 | 25113600 | 5.5752 | 39.5322 | 41.378
6977 | 25117200 | 5.5752 | 39.5342 | 41.3799
6978 | 25120800 | 5.5753 | 39.5361 | 41.3819
6979 | 25124400 | 5.5753 | 39.5381 | 41.3839
6980 | 25128000 | 5.5754 | 39.5401 | 41.3859
6981 | 25131600 | 5.5754 | 39.5421 | 41.3879
6982 | 25135200 | 5.5755 | 39.5441 | 41.3899
6983 | 25138800 | 5.5755 | 39.546 | 41.3919
6984 | 25142400 | 5.5756 | 39.548 | 41.3938
6985 | 25146000 | 5.5756 | 39.55 | 41.3958
6986 | 25149600 | 5.5757 | 39.552 | 41.3978
6987 | 25153200 | 5.5757 | 39.554 | 41.3998
6988 | 25156800 | 5.5758 | 39.5559 | 41.4018
6989 | 25160400 | 5.5758 | 39.5579 | 41.4038
6990 | 25164000 | 5.5759 | 39.5599 | 41.4058
6991 | 25167600 | 5.5759 | 39.5619 | 41.4078
6992 | 25171200 | 5.576 | 39.5639 | 41.4097
6993 | 25174800 | 5.576 | 39.5658 | 41.4117
6994 | 25178400 | 5.5761 | 39.5678 | 41.4137
6995 | 25182000 | 5.5761 | 39.5698 | 41.4157
6996 | 25185600 | 5.5762 | 39.5718 | 41.4177
6997 | 25189200 | 5.5762 | 39.5737 | 41.4197
6998 | 25192800 | 5.5763 | 39.5757 | 41.4216
6999 | 25196400 | 5.5763 | 39.5777 | 41.4236
7000 | 25200000 | 5.5764 | 39.5797 | 41.4256
7001 | 25203600 | 5.5764 | 39.5817 | 41.4276
7002 | 25207200 | 5.5765 | 39.5836 | 41.4296
7003 | 25210800 | 5.5765 | 39.5856 | 41.4316
7004 | 25214400 | 5.5766 | 39.5876 | 41.4336
7005 | 25218000 | 5.5766 | 39.5896 | 41.4355
7006 | 25221600 | 5.5767 | 39.5915 | 41.4375
7007 | 25225200 | 5.5767 | 39.5935 | 41.4395
7008 | 25228800 | 5.5768 | 39.5955 | 41.4415
7009 | 25232400 | 5.5768 | 39.5975 | 41.4435
7010 | 25236000 | 5.5768 | 39.5994 | 41.4455
7011 | 25239600 | 5.5769 | 39.6014 | 41.4474
7012 | 25243200 | 5.5769 | 39.6034 | 41.4494
7013 | 25246800 | 5.577 | 39.6054 | 41.4514
7014 | 25250400 | 5.577 | 39.6073 | 41.4534
7015 | 25254000 | 5.5771 | 39.6093 | 41.4554
7016 | 25257600 | 5.5771 | 39.6113 | 41.4573
7017 | 25261200 | 5.5772 | 39.6133 | 41.4593
7018 | 25264800 | 5.5772 | 39.6152 | 41.4613
7019 | 25268400 | 5.5773 | 39.6172 | 41.4633
7020 | 25272000 | 5.5773 | 39.6192 | 41.4653
7021 | 25275600 | 5.5774 | 39.6212 | 41.4673
7022 | 25279200 | 5.5774 | 39.6231 | 41.4692
7023 | 25282800 | 5.5775 | 39.6251 | 41.4712
7024 | 25286400 | 5.5775 | 39.6271 | 41.4732
7025 | 25290000 | 5.5776 | 39.6291 | 41.4752
7026 | 25293600 | 5.5776 | 39.631 | 41.4772
7027 | 25297200 | 5.5777 | 39.633 | 41.4791
7028 | 25300800 | 5.5777 | 39.635 | 41.4811
7029 | 25304400 | 5.5778 | 39.637 | 41.4831
7030 | 25308000 | 5.5778 | 39.6389 | 41.4851
7031 | 25311600 | 5.5779 | 39.6409 | 41.4871
7032 | 25315200 | 5.5779 | 39.6429 | 41.489
7033 | 25318800 | 5.578 | 39.6448 | 41.491
7034 | 25322400 | 5.578 | 39.6468 | 41.493
7035 | 25326000 | 5.5781 | 39.6488 | 41.495
7036 | 25329600 | 5.5781 | 39.6508 | 41.497
7037 | 25333200 | 5.5782 | 39.6527 | 41.4989
7038 | 25336800 | 5.5782 | 39.6547 | 41.5009
7039 | 25340400 | 5.5783 | 39.6567 | 41.5029
7040 | 25344000 | 5.5783 | 39.6586 | 41.5049
7041 | 25347600 | 5.5784 | 39.6606 | 41.5069
7042 | 25351200 | 5.5784 | 39.6626 | 41.5088
7043 | 25354800 | 5.5785 | 39.6646 | 41.5108
7044 | 25358400 | 5.5785 | 39.6665 | 41.5128
7045 | 25362000 | 5.5786 | 39.6685 | 41.5148
7046 | 25365600 | 5.5786 | 39.6705 | 41.5167
7047 | 25369200 | 5.5787 | 39.6724 | 41.5187
7048 | 25372800 | 5.5787 | 39.6744 | 41.5207
7049 | 25376400 | 5.5788 | 39.6764 | 41.5227
7050 | 25380000 | 5.5788 | 39.6784 | 41.5247
7051 | 25383600 | 5.5789 | 39.6803 | 41.5266
7052 | 25387200 | 5.5789 | 39.6823 | 41.5286
7053 | 25390800 | 5.579 | 39.6843 | 41.5306
7054 | 25394400 | 5.579 | 39.6862 | 41.5326
7055 | 25398000 | 5.5791 | 39.6882 | 41.5345
7056 | 25401600 | 5.5791 | 39.6902 | 41.5365
7057 | 25405200 | 5.5792 | 39.6921 | 41.5385
7058 | 25408800 | 5.5792 | 39.6941 | 41.5405
7059 | 25412400 | 5.5793 | 39.6961 | 41.5424
7060 | 25416000 | 5.5793 | 39.6981 | 41.5444
7061 | 25419600 | 5.5794 | 39.7 | 41.5464
7062 | 25423200 | 5.5794 | 39.702 | 41.5484
7063 | 25426800 | 5.5795 | 39.704 | 41.5504
7064 | 25430400 | 5.5795 | 39.7059 | 41.5523
7065 | 25434000 | 5.5796 | 39.7079 | 41.5543
7066 | 25437600 | 5.5796 | 39.7099 | 41.5563
7067 | 25441200 | 5.5796 | 39.7118 | 41.5583
7068 | 25444800 | 5.5797 | 39.7138 | 41.5602
7069 | 25448400 | 5.5797 | 39.7158 | 41.5622
7070 | 25452000 | 5.5798 | 39.7177 | 41.5642
7071 | 25455600 | 5.5798 | 39.7197 | 41.5662
7072 | 25459200 | 5.5799 | 39.7217 | 41.5681
7073 | 25462800 | 5.5799 | 39.7236 | 41.5701
7074 | 25466400 | 5.58 | 39.7256 | 41.5721
7075 | 25470000 | 5.58 | 39.7276 | 41.574
7076 | 25473600 | 5.5801 | 39.7295 | 41.576
7077 | 25477200 | 5.5801 | 39.7315 | 41.578
7078 | 25480800 | 5.5802 | 39.7335 | 41.58
7079 | 25484400 | 5.5802 | 39.7354 | 41.5819
7080 | 25488000 | 5.5803 | 39.7374 | 41.5839
7081 | 25491600 | 5.5803 | 39.7394 | 41.5859
7082 | 25495200 | 5.5804 | 39.7413 | 41.5879
7083 | 25498800 | 5.5804 | 39.7433 | 41.5898
7084 | 25502400 | 5.5805 | 39.7453 | 41.5918
7085 | 25506000 | 5.5805 | 39.7472 | 41.5938
7086 | 25509600 | 5.5806 | 39.7492 | 41.5958
7087 | 25513200 | 5.5806 | 39.7512 | 41.5977
7088 | 25516800 | 5.5807 | 39.7531 | 41.5997
7089 | 25520400 | 5.5807 | 39.7551 | 41.6017
7090 | 25524000 | 5.5808 | 39.7571 | 41.6036
7091 | 25527600 | 5.5808 | 39.759 | 41.6056
7092 | 25531200 | 5.5809 | 39.761 | 41.6076
7093 | 25534800 | 5.5809 | 39.763 | 41.6096
7094 | 25538400 | 5.581 | 39.7649 | 41.6115
7095 | 25542000 | 5.581 | 39.7669 | 41.6135
7096 | 25545600 | 5.5811 | 39.7688 | 41.6155
7097 | 25549200 | 5.5811 | 39.7708 | 41.6174
7098 | 25552800 | 5.5812 | 39.7728 | 41.6194
7099 | 25556400 | 5.5812 | 39.7747 | 41.6214
7100 | 25560000 | 5.5813 | 39.7767 | 41.6234
7101 | 25563600 | 5.5813 | 39.7787 | 41.6253
7102 | 25567200 | 5.5814 | 39.7806 | 41.6273
7103 | 25570800 | 5.5814 | 39.7826 | 41.6293
7104 | 25574400 | 5.5814 | 39.7846 | 41.6312
7105 | 25578000 | 5.5815 | 39.7865 | 41.6332
7106 | 25581600 | 5.5815 | 39.7885 | 41.6352
7107 | 25585200 | 5.5816 | 39.7904 | 41.6371
7108 | 25588800 | 5.5816 | 39.7924 | 41.6391
7109 | 25592400 | 5.5817 | 39.7944 | 41.6411
7110 | 25596000 | 5.5817 | 39.7963 | 41.6431
7111 | 25599600 | 5.5818 | 39.7983 | 41.645
7112 | 25603200 | 5.5818 | 39.8003 | 41.647
7113 | 25606800 | 5.5819 | 39.8022 | 41.649
7114 | 25610400 | 5.5819 | 39.8042 | 41.6509
7115 | 25614000 | 5.582 | 39.8061 | 41.6529
7116 | 25617600 | 5.582 | 39.8081 | 41.6549
7117 | 25621200 | 5.5821 | 39.8101 | 41.6568
7118 | 25624800 | 5.5821 | 39.812 | 41.6588
7119 | 25628400 | 5.5822 | 39.814 | 41.6608
7120 | 25632000 | 5.5822 | 39.8159 | 41.6627
7121 | 25635600 | 5.5823 | 39.8179 | 41.6647
7122 | 25639200 | 5.5823 | 39.8199 | 41.6667
7123 | 25642800 | 5.5824 | 39.8218 | 41.6686
7124 | 25646400 | 5.5824 | 39.8238 | 41.6706
7125 | 25650000 | 5.5825 | 39.8257 | 41.6726
7126 | 25653600 | 5.5825 | 39.8277 | 41.6745
7127 | 25657200 | 5.5826 | 39.8297 | 41.6765
7128 | 25660800 | 5.5826 | 39.8316 | 41.6785
7129 | 25664400 | 5.5827 | 39.8336 | 41.6804
7130 | 25668000 | 5.5827 | 39.8355 | 41.6824
7131 | 25671600 | 5.5828 | 39.8375 | 41.6844
7132 | 25675200 | 5.5828 | 39.8395 | 41.6863
7133 | 25678800 | 5.5828 | 39.8414 | 41.6883
7134 | 25682400 | 5.5829 | 39.8434 | 41.6903
7135 | 25686000 | 5.5829 | 39.8453 | 41.6922
7136 | 25689600 | 5.583 | 39.8473 | 41.6942
7137 | 25693200 | 5.583 | 39.8493 | 41.6962
7138 | 25696800 | 5.5831 | 39.8512 | 41.6981
7139 | 25700400 | 5.5831 | 39.8532 | 41.7001
7140 | 25704000 | 5.5832 | 39.8551 | 41.7021
7141 | 25707600 | 5.5832 | 39.8571 | 41.704
7142 | 25711200 | 5.5833 | 39.859 | 41.706
7143 | 25714800 | 5.5833 | 39.861 | 41.708
7144 | 25718400 | 5.5834 | 39.863 | 41.7099
7145 | 25722000 | 5.5834 | 39.8649 | 41.7119
7146 | 25725600 | 5.5835 | 39.8669 | 41.7139
7147 | 25729200 | 5.5835 | 39.8688 | 41.7158
7148 | 25732800 | 5.5836 | 39.8708 | 41.7178
7149 | 25736400 | 5.5836 | 39.8728 | 41.7198
7150 | 25740000 | 5.5837 | 39.8747 | 41.7217
7151 | 25743600 | 5.5837 | 39.8767 | 41.7237
7152 | 25747200 | 5.5838 | 39.8786 | 41.7256
7153 | 25750800 | 5.5838 | 39.8806 | 41.7276
7154 | 25754400 | 5.5839 | 39.8825 | 41.7296
7155 | 25758000 | 5.5839 | 39.8845 | 41.7315
7156 | 25761600 | 5.584 | 39.8864 | 41.7335
7157 | 25765200 | 5.584 | 39.8884 | 41.7355
7158 | 25768800 | 5.5841 | 39.8904 | 41.7374
7159 | 25772400 | 5.5841 | 39.8923 | 41.7394
7160 | 25776000 | 5.5841 | 39.8943 | 41.7414
7161 | 25779600 | 5.5842 | 39.8962 | 41.7433
7162 | 25783200 | 5.5842 | 39.8982 | 41.7453
7163 | 25786800 | 5.5843 | 39.9001 | 41.7472
7164 | 25790400 | 5.5843 | 39.9021 | 41.7492
7165 | 25794000 | 5.5844 | 39.904 | 41.7512
7166 | 25797600 | 5.5844 | 39.906 | 41.7531
7167 | 25801200 | 5.5845 | 39.908 | 41.7551
7168 | 25804800 | 5.5845 | 39.9099 | 41.757
7169 | 25808400 | 5.5846 | 39.9119 | 41.759
7170 | 25812000 | 5.5846 | 39.9138 | 41.761
7171 | 25815600 | 5.5847 | 39.9158 | 41.7629
7172 | 25819200 | 5.5847 | 39.9177 | 41.7649
7173 | 25822800 | 5.5848 | 39.9197 | 41.7669
7174 | 25826400 | 5.5848 | 39.9216 | 41.7688
7175 | 25830000 | 5.5849 | 39.9236 | 41.7708
7176 | 25833600 | 5.5849 | 39.9255 | 41.7727
7177 | 25837200 | 5.585 | 39.9275 | 41.7747
7178 | 25840800 | 5.585 | 39.9294 | 41.7767
7179 | 25844400 | 5.5851 | 39.9314 | 41.7786
7180 | 25848000 | 5.5851 | 39.9334 | 41.7806
7181 | 25851600 | 5.5851 | 39.9353 | 41.7825
7182 | 25855200 | 5.5852 | 39.9373 | 41.7845
7183 | 25858800 | 5.5852 | 39.9392 | 41.7865
7184 | 25862400 | 5.5853 | 39.9412 | 41.7884
7185 | 25866000 | 5.5853 | 39.9431 | 41.7904
7186 | 25869600 | 5.5854 | 39.9451 | 41.7923
7187 | 25873200 | 5.5854 | 39.947 | 41.7943
7188 | 25876800 | 5.5855 | 39.949 | 41.7963
7189 | 25880400 | 5.5855 | 39.9509 | 41.7982
7190 | 25884000 | 5.5856 | 39.9529 | 41.8002
7191 | 25887600 | 5.5856 | 39.9548 | 41.8021
7192 | 25891200 | 5.5857 | 39.9568 | 41.8041
7193 | 25894800 | 5.5857 | 39.9587 | 41.806
7194 | 25898400 | 5.5858 | 39.9607 | 41.808
7195 | 25902000 | 5.5858 | 39.9626 | 41.81
7196 | 25905600 | 5.5859 | 39.9646 | 41.8119
7197 | 25909200 | 5.5859 | 39.9665 | 41.8139
7198 | 25912800 | 5.586 | 39.9685 | 41.8158
7199 | 25916400 | 5.586 | 39.9704 | 41.8178
7200 | 25920000 | 5.5861 | 39.9724 | 41.8197
7201 | 25923600 | 5.5861 | 39.9743 | 41.8217
7202 | 25927200 | 5.5861 | 39.9763 | 41.8237
7203 | 25930800 | 5.5862 | 39.9782 | 41.8256
7204 | 25934400 | 5.5862 | 39.9802 | 41.8276
7205 | 25938000 | 5.5863 | 39.9821 | 41.8295
7206 | 25941600 | 5.5863 | 39.9841 | 41.8315
7207 | 25945200 | 5.5864 | 39.986 | 41.8334
7208 | 25948800 | 5.5864 | 39.988 | 41.8354
7209 | 25952400 | 5.5865 | 39.9899 | 41.8374
7210 | 25956000 | 5.5865 | 39.9919 | 41.8393
7211 | 25959600 | 5.5866 | 39.9938 | 41.8413
7212 | 25963200 | 5.5866 | 39.9958 | 41.8432
7213 | 25966800 | 5.5867 | 39.9977 | 41.8452
7214 | 25970400 | 5.5867 | 39.9997 | 41.8471
7215 | 25974000 | 5.5868 | 40.0016 | 41.8491
7216 | 25977600 | 5.5868 | 40.0036 | 41.851
7217 | 25981200 | 5.5869 | 40.0055 | 41.853
7218 | 25984800 | 5.5869 | 40.0075 | 41.855
7219 | 25988400 | 5.587 | 40.0094 | 41.8569
7220 | 25992000 | 5.587 | 40.0114 | 41.8589
7221 | 25995600 | 5.587 | 40.0133 | 41.8608
7222 | 25999200 | 5.5871 | 40.0153 | 41.8628
7223 | 26002800 | 5.5871 | 40.0172 | 41.8647
7224 | 26006400 | 5.5872 | 40.0192 | 41.8667
7225 | 26010000 | 5.5872 | 40.0211 | 41.8686
7226 | 26013600 | 5.5873 | 40.023 | 41.8706
7227 | 26017200 | 5.5873 | 40.025 | 41.8725
7228 | 26020800 | 5.5874 | 40.0269 | 41.8745
7229 | 26024400 | 5.5874 | 40.0289 | 41.8765
7230 | 26028000 | 5.5875 | 40.0308 | 41.8784
7231 | 26031600 | 5.5875 | 40.0328 | 41.8804
7232 | 26035200 | 5.5876 | 40.0347 | 41.8823
7233 | 26038800 | 5.5876 | 40.0367 | 41.8843
7234 | 26042400 | 5.5877 | 40.0386 | 41.8862
7235 | 26046000 | 5.5877 | 40.0406 | 41.8882
7236 | 26049600 | 5.5878 | 40.0425 | 41.8901
7237 | 26053200 | 5.5878 | 40.0445 | 41.8921
7238 | 26056800 | 5.5879 | 40.0464 | 41.894
7239 | 26060400 | 5.5879 | 40.0483 | 41.896
7240 | 26064000 | 5.5879 | 40.0503 | 41.8979
7241 | 26067600 | 5.588 | 40.0522 | 41.8999
7242 | 26071200 | 5.588 | 40.0542 | 41.9018
7243 | 26074800 | 5.5881 | 40.0561 | 41.9038
7244 | 26078400 | 5.5881 | 40.0581 | 41.9057
7245 | 26082000 | 5.5882 | 40.06 | 41.9077
7246 | 26085600 | 5.5882 | 40.062 | 41.9096
7247 | 26089200 | 5.5883 | 40.0639 | 41.9116
7248 | 26092800 | 5.5883 | 40.0658 | 41.9135
7249 | 26096400 | 5.5884 | 40.0678 | 41.9155
7250 | 26100000 | 5.5884 | 40.0697 | 41.9174
7251 | 26103600 | 5.5885 | 40.0717 | 41.9194
7252 | 26107200 | 5.5885 | 40.0736 | 41.9213
7253 | 26110800 | 5.5886 | 40.0756 | 41.9233
7254 | 26114400 | 5.5886 | 40.0775 | 41.9252
7255 | 26118000 | 5.5887 | 40.0795 | 41.9272
7256 | 26121600 | 5.5887 | 40.0814 | 41.9291
7257 | 26125200 | 5.5887 | 40.0833 | 41.9311
7258 | 26128800 | 5.5888 | 40.0853 | 41.933
7259 | 26132400 | 5.5888 | 40.0872 | 41.935
7260 | 26136000 | 5.5889 | 40.0892 | 41.9369
7261 | 26139600 | 5.5889 | 40.0911 | 41.9389
7262 | 26143200 | 5.589 | 40.093 | 41.9408
7263 | 26146800 | 5.589 | 40.095 | 41.9428
7264 | 26150400 | 5.5891 | 40.0969 | 41.9447
7265 | 26154000 | 5.5891 | 40.0989 | 41.9467
7266 | 26157600 | 5.5892 | 40.1008 | 41.9486
7267 | 26161200 | 5.5892 | 40.1028 | 41.9506
7268 | 26164800 | 5.5893 | 40.1047 | 41.9525
7269 | 26168400 | 5.5893 | 40.1066 | 41.9545
7270 | 26172000 | 5.5894 | 40.1086 | 41.9564
7271 | 26175600 | 5.5894 | 40.1105 | 41.9584
7272 | 26179200 | 5.5894 | 40.1125 | 41.9603
7273 | 26182800 | 5.5895 | 40.1144 | 41.9623
7274 | 26186400 | 5.5895 | 40.1163 | 41.9642
7275 | 26190000 | 5.5896 | 40.1183 | 41.9662
7276 | 26193600 | 5.5896 | 40.1202 | 41.9681
7277 | 26197200 | 5.5897 | 40.1222 | 41.9701
7278 | 26200800 | 5.5897 | 40.1241 | 41.972
7279 | 26204400 | 5.5898 | 40.126 | 41.974
7280 | 26208000 | 5.5898 | 40.128 | 41.9759
7281 | 26211600 | 5.5899 | 40.1299 | 41.9779
7282 | 26215200 | 5.5899 | 40.1319 | 41.9798
7283 | 26218800 | 5.59 | 40.1338 | 41.9817
7284 | 26222400 | 5.59 | 40.1357 | 41.9837
7285 | 26226000 | 5.5901 | 40.1377 | 41.9856
7286 | 26229600 | 5.5901 | 40.1396 | 41.9876
7287 | 26233200 | 5.5902 | 40.1416 | 41.9895
7288 | 26236800 | 5.5902 | 40.1435 | 41.9915
7289 | 26240400 | 5.5902 | 40.1454 | 41.9934
7290 | 26244000 | 5.5903 | 40.1474 | 41.9954
7291 | 26247600 | 5.5903 | 40.1493 | 41.9973
7292 | 26251200 | 5.5904 | 40.1513 | 41.9993
7293 | 26254800 | 5.5904 | 40.1532 | 42.0012
7294 | 26258400 | 5.5905 | 40.1551 | 42.0031
7295 | 26262000 | 5.5905 | 40.1571 | 42.0051
7296 | 26265600 | 5.5906 | 40.159 | 42.007
7297 | 26269200 | 5.5906 | 40.1609 | 42.009
7298 | 26272800 | 5.5907 | 40.1629 | 42.0109
7299 | 26276400 | 5.5907 | 40.1648 | 42.0129
7300 | 26280000 | 5.5908 | 40.1668 | 42.0148
7301 | 26283600 | 5.5908 | 40.1687 | 42.0168
7302 | 26287200 | 5.5908 | 40.1706 | 42.0187
7303 | 26290800 | 5.5909 | 40.1726 | 42.0206
7304 | 26294400 | 5.5909 | 40.1745 | 42.0226
7305 | 26298000 | 5.591 | 40.1764 | 42.0245
7306 | 26301600 | 5.591 | 40.1784 | 42.0265
7307 | 26305200 | 5.5911 | 40.1803 | 42.0284
7308 | 26308800 | 5.5911 | 40.1823 | 42.0304
7309 | 26312400 | 5.5912 | 40.1842 | 42.0323
7310 | 26316000 | 5.5912 | 40.1861 | 42.0342
7311 | 26319600 | 5.5913 | 40.1881 | 42.0362
7312 | 26323200 | 5.5913 | 40.19 | 42.0381
7313 | 26326800 | 5.5914 | 40.1919 | 42.0401
7314 | 26330400 | 5.5914 | 40.1939 | 42.042
7315 | 26334000 | 5.5915 | 40.1958 | 42.044
7316 | 26337600 | 5.5915 | 40.1977 | 42.0459
7317 | 26341200 | 5.5915 | 40.1997 | 42.0478
7318 | 26344800 | 5.5916 | 40.2016 | 42.0498
7319 | 26348400 | 5.5916 | 40.2035 | 42.0517
7320 | 26352000 | 5.5917 | 40.2055 | 42.0537
7321 | 26355600 | 5.5917 | 40.2074 | 42.0556
7322 | 26359200 | 5.5918 | 40.2093 | 42.0576
7323 | 26362800 | 5.5918 | 40.2113 | 42.0595
7324 | 26366400 | 5.5919 | 40.2132 | 42.0614
7325 | 26370000 | 5.5919 | 40.2152 | 42.0634
7326 | 26373600 | 5.592 | 40.2171 | 42.0653
7327 | 26377200 | 5.592 | 40.219 | 42.0673
7328 | 26380800 | 5.5921 | 40.221 | 42.0692
7329 | 26384400 | 5.5921 | 40.2229 | 42.0711
7330 | 26388000 | 5.5921 | 40.2248 | 42.0731
7331 | 26391600 | 5.5922 | 40.2268 | 42.075
7332 | 26395200 | 5.5922 | 40.2287 | 42.077
7333 | 26398800 | 5.5923 | 40.2306 | 42.0789
7334 | 26402400 | 5.5923 | 40.2326 | 42.0808
7335 | 26406000 | 5.5924 | 40.2345 | 42.0828
7336 | 26409600 | 5.5924 | 40.2364 | 42.0847
7337 | 26413200 | 5.5925 | 40.2383 | 42.0867
7338 | 26416800 | 5.5925 | 40.2403 | 42.0886
7339 | 26420400 | 5.5926 | 40.2422 | 42.0905
7340 | 26424000 | 5.5926 | 40.2441 | 42.0925
7341 | 26427600 | 5.5927 | 40.2461 | 42.0944
7342 | 26431200 | 5.5927 | 40.248 | 42.0964
7343 | 26434800 | 5.5927 | 40.2499 | 42.0983
7344 | 26438400 | 5.5928 | 40.2519 | 42.1002
7345 | 26442000 | 5.5928 | 40.2538 | 42.1022
7346 | 26445600 | 5.5929 | 40.2557 | 42.1041
7347 | 26449200 | 5.5929 | 40.2577 | 42.106
7348 | 26452800 | 5.593 | 40.2596 | 42.108
7349 | 26456400 | 5.593 | 40.2615 | 42.1099
7350 | 26460000 | 5.5931 | 40.2635 | 42.1119
7351 | 26463600 | 5.5931 | 40.2654 | 42.1138
7352 | 26467200 | 5.5932 | 40.2673 | 42.1157
7353 | 26470800 | 5.5932 | 40.2693 | 42.1177
7354 | 26474400 | 5.5933 | 40.2712 | 42.1196
7355 | 26478000 | 5.5933 | 40.2731 | 42.1215
7356 | 26481600 | 5.5933 | 40.275 | 42.1235
7357 | 26485200 | 5.5934 | 40.277 | 42.1254
7358 | 26488800 | 5.5934 | 40.2789 | 42.1274
7359 | 26492400 | 5.5935 | 40.2808 | 42.1293
7360 | 26496000 | 5.5935 | 40.2828 | 42.1312
7361 | 26499600 | 5.5936 | 40.2847 | 42.1332
7362 | 26503200 | 5.5936 | 40.2866 | 42.1351
7363 | 26506800 | 5.5937 | 40.2886 | 42.137
7364 | 26510400 | 5.5937 | 40.2905 | 42.139
7365 | 26514000 | 5.5938 | 40.2924 | 42.1409
7366 | 26517600 | 5.5938 | 40.2943 | 42.1428
7367 | 26521200 | 5.5939 | 40.2963 | 42.1448
7368 | 26524800 | 5.5939 | 40.2982 | 42.1467
7369 | 26528400 | 5.5939 | 40.3001 | 42.1486
7370 | 26532000 | 5.594 | 40.3021 | 42.1506
7371 | 26535600 | 5.594 | 40.304 | 42.1525
7372 | 26539200 | 5.5941 | 40.3059 | 42.1545
7373 | 26542800 | 5.5941 | 40.3078 | 42.1564
7374 | 26546400 | 5.5942 | 40.3098 | 42.1583
7375 | 26550000 | 5.5942 | 40.3117 | 42.1603
7376 | 26553600 | 5.5943 | 40.3136 | 42.1622
7377 | 26557200 | 5.5943 | 40.3155 | 42.1641
7378 | 26560800 | 5.5944 | 40.3175 | 42.1661
7379 | 26564400 | 5.5944 | 40.3194 | 42.168
7380 | 26568000 | 5.5945 | 40.3213 | 42.1699
7381 | 26571600 | 5.5945 | 40.3233 | 42.1719
7382 | 26575200 | 5.5945 | 40.3252 | 42.1738
7383 | 26578800 | 5.5946 | 40.3271 | 42.1757
7384 | 26582400 | 5.5946 | 40.329 | 42.1777
7385 | 26586000 | 5.5947 | 40.331 | 42.1796
7386 | 26589600 | 5.5947 | 40.3329 | 42.1815
7387 | 26593200 | 5.5948 | 40.3348 | 42.1835
7388 | 26596800 | 5.5948 | 40.3367 | 42.1854
7389 | 26600400 | 5.5949 | 40.3387 | 42.1873
7390 | 26604000 | 5.5949 | 40.3406 | 42.1893
7391 | 26607600 | 5.595 | 40.3425 | 42.1912
7392 | 26611200 | 5.595 | 40.3444 | 42.1931
7393 | 26614800 | 5.595 | 40.3464 | 42.1951
7394 | 26618400 | 5.5951 | 40.3483 | 42.197
7395 | 26622000 | 5.5951 | 40.3502 | 42.1989
7396 | 26625600 | 5.5952 | 40.3521 | 42.2009
7397 | 26629200 | 5.5952 | 40.3541 | 42.2028
7398 | 26632800 | 5.5953 | 40.356 | 42.2047
7399 | 26636400 | 5.5953 | 40.3579 | 42.2066
7400 | 26640000 | 5.5954 | 40.3598 | 42.2086
7401 | 26643600 | 5.5954 | 40.3618 | 42.2105
7402 | 26647200 | 5.5955 | 40.3637 | 42.2124
7403 | 26650800 | 5.5955 | 40.3656 | 42.2144
7404 | 26654400 | 5.5955 | 40.3675 | 42.2163
7405 | 26658000 | 5.5956 | 40.3695 | 42.2182
7406 | 26661600 | 5.5956 | 40.3714 | 42.2202
7407 | 26665200 | 5.5957 | 40.3733 | 42.2221
7408 | 26668800 | 5.5957 | 40.3752 | 42.224
7409 | 26672400 | 5.5958 | 40.3772 | 42.226
7410 | 26676000 | 5.5958 | 40.3791 | 42.2279
7411 | 26679600 | 5.5959 | 40.381 | 42.2298
7412 | 26683200 | 5.5959 | 40.3829 | 42.2317
7413 | 26686800 | 5.596 | 40.3849 | 42.2337
7414 | 26690400 | 5.596 | 40.3868 | 42.2356
7415 | 26694000 | 5.596 | 40.3887 | 42.2375
7416 | 26697600 | 5.5961 | 40.3906 | 42.2395
7417 | 26701200 | 5.5961 | 40.3925 | 42.2414
7418 | 26704800 | 5.5962 | 40.3945 | 42.2433
7419 | 26708400 | 5.5962 | 40.3964 | 42.2452
7420 | 26712000 | 5.5963 | 40.3983 | 42.2472
7421 | 26715600 | 5.5963 | 40.4002 | 42.2491
7422 | 26719200 | 5.5964 | 40.4022 | 42.251
7423 | 26722800 | 5.5964 | 40.4041 | 42.253
7424 | 26726400 | 5.5965 | 40.406 | 42.2549
7425 | 26730000 | 5.5965 | 40.4079 | 42.2568
7426 | 26733600 | 5.5965 | 40.4098 | 42.2587
7427 | 26737200 | 5.5966 | 40.4118 | 42.2607
7428 | 26740800 | 5.5966 | 40.4137 | 42.2626
7429 | 26744400 | 5.5967 | 40.4156 | 42.2645
7430 | 26748000 | 5.5967 | 40.4175 | 42.2665
7431 | 26751600 | 5.5968 | 40.4194 | 42.2684
7432 | 26755200 | 5.5968 | 40.4214 | 42.2703
7433 | 26758800 | 5.5969 | 40.4233 | 42.2722
7434 | 26762400 | 5.5969 | 40.4252 | 42.2742
7435 | 26766000 | 5.597 | 40.4271 | 42.2761
7436 | 26769600 | 5.597 | 40.429 | 42.278
7437 | 26773200 | 5.597 | 40.431 | 42.2799
7438 | 26776800 | 5.5971 | 40.4329 | 42.2819
7439 | 26780400 | 5.5971 | 40.4348 | 42.2838
7440 | 26784000 | 5.5972 | 40.4367 | 42.2857
7441 | 26787600 | 5.5972 | 40.4386 | 42.2877
7442 | 26791200 | 5.5973 | 40.4406 | 42.2896
7443 | 26794800 | 5.5973 | 40.4425 | 42.2915
7444 | 26798400 | 5.5974 | 40.4444 | 42.2934
7445 | 26802000 | 5.5974 | 40.4463 | 42.2954
7446 | 26805600 | 5.5975 | 40.4482 | 42.2973
7447 | 26809200 | 5.5975 | 40.4502 | 42.2992
7448 | 26812800 | 5.5975 | 40.4521 | 42.3011
7449 | 26816400 | 5.5976 | 40.454 | 42.3031
7450 | 26820000 | 5.5976 | 40.4559 | 42.305
7451 | 26823600 | 5.5977 | 40.4578 | 42.3069
7452 | 26827200 | 5.5977 | 40.4598 | 42.3088
7453 | 26830800 | 5.5978 | 40.4617 | 42.3108
7454 | 26834400 | 5.5978 | 40.4636 | 42.3127
7455 | 26838000 | 5.5979 | 40.4655 | 42.3146
7456 | 26841600 | 5.5979 | 40.4674 | 42.3165
7457 | 26845200 | 5.598 | 40.4693 | 42.3185
7458 | 26848800 | 5.598 | 40.4713 | 42.3204
7459 | 26852400 | 5.598 | 40.4732 | 42.3223
7460 | 26856000 | 5.5981 | 40.4751 | 42.3242
7461 | 26859600 | 5.5981 | 40.477 | 42.3261
7462 | 26863200 | 5.5982 | 40.4789 | 42.3281
7463 | 26866800 | 5.5982 | 40.4808 | 42.33
7464 | 26870400 | 5.5983 | 40.4828 | 42.3319
7465 | 26874000 | 5.5983 | 40.4847 | 42.3338
7466 | 26877600 | 5.5984 | 40.4866 | 42.3358
7467 | 26881200 | 5.5984 | 40.4885 | 42.3377
7468 | 26884800 | 5.5984 | 40.4904 | 42.3396
7469 | 26888400 | 5.5985 | 40.4923 | 42.3415
7470 | 26892000 | 5.5985 | 40.4943 | 42.3435
7471 | 26895600 | 5.5986 | 40.4962 | 42.3454
7472 | 26899200 | 5.5986 | 40.4981 | 42.3473
7473 | 26902800 | 5.5987 | 40.5 | 42.3492
7474 | 26906400 | 5.5987 | 40.5019 | 42.3511
7475 | 26910000 | 5.5988 | 40.5038 | 42.3531
7476 | 26913600 | 5.5988 | 40.5058 | 42.355
7477 | 26917200 | 5.5989 | 40.5077 | 42.3569
7478 | 26920800 | 5.5989 | 40.5096 | 42.3588
7479 | 26924400 | 5.5989 | 40.5115 | 42.3608
7480 | 26928000 | 5.599 | 40.5134 | 42.3627
7481 | 26931600 | 5.599 | 40.5153 | 42.3646
7482 | 26935200 | 5.5991 | 40.5172 | 42.3665
7483 | 26938800 | 5.5991 | 40.5192 | 42.3684
7484 | 26942400 | 5.5992 | 40.5211 | 42.3704
7485 | 26946000 | 5.5992 | 40.523 | 42.3723
7486 | 26949600 | 5.5993 | 40.5249 | 42.3742
7487 | 26953200 | 5.5993 | 40.5268 | 42.3761
7488 | 26956800 | 5.5993 | 40.5287 | 42.378
7489 | 26960400 | 5.5994 | 40.5306 | 42.38
7490 | 26964000 | 5.5994 | 40.5325 | 42.3819
7491 | 26967600 | 5.5995 | 40.5345 | 42.3838
7492 | 26971200 | 5.5995 | 40.5364 | 42.3857
7493 | 26974800 | 5.5996 | 40.5383 | 42.3876
7494 | 26978400 | 5.5996 | 40.5402 | 42.3896
7495 | 26982000 | 5.5997 | 40.5421 | 42.3915
7496 | 26985600 | 5.5997 | 40.544 | 42.3934
7497 | 26989200 | 5.5997 | 40.5459 | 42.3953
7498 | 26992800 | 5.5998 | 40.5479 | 42.3972
7499 | 26996400 | 5.5998 | 40.5498 | 42.3992
7500 | 27000000 | 5.5999 | 40.5517 | 42.4011
7501 | 27003600 | 5.5999 | 40.5536 | 42.403
7502 | 27007200 | 5.6 | 40.5555 | 42.4049
7503 | 27010800 | 5.6 | 40.5574 | 42.4068
7504 | 27014400 | 5.6001 | 40.5593 | 42.4087
7505 | 27018000 | 5.6001 | 40.5612 | 42.4107
7506 | 27021600 | 5.6002 | 40.5631 | 42.4126
7507 | 27025200 | 5.6002 | 40.5651 | 42.4145
7508 | 27028800 | 5.6002 | 40.567 | 42.4164
7509 | 27032400 | 5.6003 | 40.5689 | 42.4183
7510 | 27036000 | 5.6003 | 40.5708 | 42.4202
7511 | 27039600 | 5.6004 | 40.5727 | 42.4222
7512 | 27043200 | 5.6004 | 40.5746 | 42.4241
7513 | 27046800 | 5.6005 | 40.5765 | 42.426
7514 | 27050400 | 5.6005 | 40.5784 | 42.4279
7515 | 27054000 | 5.6006 | 40.5803 | 42.4298
7516 | 27057600 | 5.6006 | 40.5823 | 42.4318
7517 | 27061200 | 5.6006 | 40.5842 | 42.4337
7518 | 27064800 | 5.6007 | 40.5861 | 42.4356
7519 | 27068400 | 5.6007 | 40.588 | 42.4375
7520 | 27072000 | 5.6008 | 40.5899 | 42.4394
7521 | 27075600 | 5.6008 | 40.5918 | 42.4413
7522 | 27079200 | 5.6009 | 40.5937 | 42.4432
7523 | 27082800 | 5.6009 | 40.5956 | 42.4452
7524 | 27086400 | 5.601 | 40.5975 | 42.4471
7525 | 27090000 | 5.601 | 40.5994 | 42.449
7526 | 27093600 | 5.601 | 40.6013 | 42.4509
7527 | 27097200 | 5.6011 | 40.6033 | 42.4528
7528 | 27100800 | 5.6011 | 40.6052 | 42.4547
7529 | 27104400 | 5.6012 | 40.6071 | 42.4567
7530 | 27108000 | 5.6012 | 40.609 | 42.4586
7531 | 27111600 | 5.6013 | 40.6109 | 42.4605
7532 | 27115200 | 5.6013 | 40.6128 | 42.4624
7533 | 27118800 | 5.6014 | 40.6147 | 42.4643
7534 | 27122400 | 5.6014 | 40.6166 | 42.4662
7535 | 27126000 | 5.6014 | 40.6185 | 42.4681
7536 | 27129600 | 5.6015 | 40.6204 | 42.4701
7537 | 27133200 | 5.6015 | 40.6223 | 42.472
7538 | 27136800 | 5.6016 | 40.6242 | 42.4739
7539 | 27140400 | 5.6016 | 40.6262 | 42.4758
7540 | 27144000 | 5.6017 | 40.6281 | 42.4777
7541 | 27147600 | 5.6017 | 40.63 | 42.4796
7542 | 27151200 | 5.6018 | 40.6319 | 42.4815
7543 | 27154800 | 5.6018 | 40.6338 | 42.4835
7544 | 27158400 | 5.6018 | 40.6357 | 42.4854
7545 | 27162000 | 5.6019 | 40.6376 | 42.4873
7546 | 27165600 | 5.6019 | 40.6395 | 42.4892
7547 | 27169200 | 5.602 | 40.6414 | 42.4911
7548 | 27172800 | 5.602 | 40.6433 | 42.493
7549 | 27176400 | 5.6021 | 40.6452 | 42.4949
7550 | 27180000 | 5.6021 | 40.6471 | 42.4968
7551 | 27183600 | 5.6022 | 40.649 | 42.4988
7552 | 27187200 | 5.6022 | 40.6509 | 42.5007
7553 | 27190800 | 5.6022 | 40.6528 | 42.5026
7554 | 27194400 | 5.6023 | 40.6547 | 42.5045
7555 | 27198000 | 5.6023 | 40.6567 | 42.5064
7556 | 27201600 | 5.6024 | 40.6586 | 42.5083
7557 | 27205200 | 5.6024 | 40.6605 | 42.5102
7558 | 27208800 | 5.6025 | 40.6624 | 42.5121
7559 | 27212400 | 5.6025 | 40.6643 | 42.5141
7560 | 27216000 | 5.6026 | 40.6662 | 42.516
7561 | 27219600 | 5.6026 | 40.6681 | 42.5179
7562 | 27223200 | 5.6026 | 40.67 | 42.5198
7563 | 27226800 | 5.6027 | 40.6719 | 42.5217
7564 | 27230400 | 5.6027 | 40.6738 | 42.5236
7565 | 27234000 | 5.6028 | 40.6757 | 42.5255
7566 | 27237600 | 5.6028 | 40.6776 | 42.5274
7567 | 27241200 | 5.6029 | 40.6795 | 42.5293
7568 | 27244800 | 5.6029 | 40.6814 | 42.5312
7569 | 27248400 | 5.6029 | 40.6833 | 42.5332
7570 | 27252000 | 5.603 | 40.6852 | 42.5351
7571 | 27255600 | 5.603 | 40.6871 | 42.537
7572 | 27259200 | 5.6031 | 40.689 | 42.5389
7573 | 27262800 | 5.6031 | 40.6909 | 42.5408
7574 | 27266400 | 5.6032 | 40.6928 | 42.5427
7575 | 27270000 | 5.6032 | 40.6947 | 42.5446
7576 | 27273600 | 5.6033 | 40.6966 | 42.5465
7577 | 27277200 | 5.6033 | 40.6985 | 42.5484
7578 | 27280800 | 5.6033 | 40.7004 | 42.5503
7579 | 27284400 | 5.6034 | 40.7023 | 42.5523
7580 | 27288000 | 5.6034 | 40.7042 | 42.5542
7581 | 27291600 | 5.6035 | 40.7061 | 42.5561
7582 | 27295200 | 5.6035 | 40.7081 | 42.558
7583 | 27298800 | 5.6036 | 40.71 | 42.5599
7584 | 27302400 | 5.6036 | 40.7119 | 42.5618
7585 | 27306000 | 5.6037 | 40.7138 | 42.5637
7586 | 27309600 | 5.6037 | 40.7157 | 42.5656
7587 | 27313200 | 5.6037 | 40.7176 | 42.5675
7588 | 27316800 | 5.6038 | 40.7195 | 42.5694
7589 | 27320400 | 5.6038 | 40.7214 | 42.5713
7590 | 27324000 | 5.6039 | 40.7233 | 42.5732
7591 | 27327600 | 5.6039 | 40.7252 | 42.5752
7592 | 27331200 | 5.604 | 40.7271 | 42.5771
7593 | 27334800 | 5.604 | 40.729 | 42.579
7594 | 27338400 | 5.604 | 40.7309 | 42.5809
7595 | 27342000 | 5.6041 | 40.7328 | 42.5828
7596 | 27345600 | 5.6041 | 40.7347 | 42.5847
7597 | 27349200 | 5.6042 | 40.7366 | 42.5866
7598 | 27352800 | 5.6042 | 40.7385 | 42.5885
7599 | 27356400 | 5.6043 | 40.7404 | 42.5904
7600 | 27360000 | 5.6043 | 40.7423 | 42.5923
7601 | 27363600 | 5.6044 | 40.7442 | 42.5942
7602 | 27367200 | 5.6044 | 40.7461 | 42.5961
7603 | 27370800 | 5.6044 | 40.748 | 42.598
7604 | 27374400 | 5.6045 | 40.7499 | 42.5999
7605 | 27378000 | 5.6045 | 40.7518 | 42.6018
7606 | 27381600 | 5.6046 | 40.7537 | 42.6037
7607 | 27385200 | 5.6046 | 40.7556 | 42.6057
7608 | 27388800 | 5.6047 | 40.7575 | 42.6076
7609 | 27392400 | 5.6047 | 40.7594 | 42.6095
7610 | 27396000 | 5.6047 | 40.7613 | 42.6114
7611 | 27399600 | 5.6048 | 40.7632 | 42.6133
7612 | 27403200 | 5.6048 | 40.7651 | 42.6152
7613 | 27406800 | 5.6049 | 40.767 | 42.6171
7614 | 27410400 | 5.6049 | 40.7689 | 42.619
7615 | 27414000 | 5.605 | 40.7708 | 42.6209
7616 | 27417600 | 5.605 | 40.7726 | 42.6228
7617 | 27421200 | 5.6051 | 40.7745 | 42.6247
7618 | 27424800 | 5.6051 | 40.7764 | 42.6266
7619 | 27428400 | 5.6051 | 40.7783 | 42.6285
7620 | 27432000 | 5.6052 | 40.7802 | 42.6304
7621 | 27435600 | 5.6052 | 40.7821 | 42.6323
7622 | 27439200 | 5.6053 | 40.784 | 42.6342
7623 | 27442800 | 5.6053 | 40.7859 | 42.6361
7624 | 27446400 | 5.6054 | 40.7878 | 42.638
7625 | 27450000 | 5.6054 | 40.7897 | 42.6399
7626 | 27453600 | 5.6054 | 40.7916 | 42.6418
7627 | 27457200 | 5.6055 | 40.7935 | 42.6437
7628 | 27460800 | 5.6055 | 40.7954 | 42.6456
7629 | 27464400 | 5.6056 | 40.7973 | 42.6475
7630 | 27468000 | 5.6056 | 40.7992 | 42.6494
7631 | 27471600 | 5.6057 | 40.8011 | 42.6513
7632 | 27475200 | 5.6057 | 40.803 | 42.6532
7633 | 27478800 | 5.6058 | 40.8049 | 42.6552
7634 | 27482400 | 5.6058 | 40.8068 | 42.6571
7635 | 27486000 | 5.6058 | 40.8087 | 42.659
7636 | 27489600 | 5.6059 | 40.8106 | 42.6609
7637 | 27493200 | 5.6059 | 40.8125 | 42.6628
7638 | 27496800 | 5.606 | 40.8144 | 42.6647
7639 | 27500400 | 5.606 | 40.8163 | 42.6666
7640 | 27504000 | 5.6061 | 40.8182 | 42.6685
7641 | 27507600 | 5.6061 | 40.8201 | 42.6704
7642 | 27511200 | 5.6061 | 40.822 | 42.6723
7643 | 27514800 | 5.6062 | 40.8238 | 42.6742
7644 | 27518400 | 5.6062 | 40.8257 | 42.6761
7645 | 27522000 | 5.6063 | 40.8276 | 42.678
7646 | 27525600 | 5.6063 | 40.8295 | 42.6799
7647 | 27529200 | 5.6064 | 40.8314 | 42.6818
7648 | 27532800 | 5.6064 | 40.8333 | 42.6837
7649 | 27536400 | 5.6065 | 40.8352 | 42.6856
7650 | 27540000 | 5.6065 | 40.8371 | 42.6875
7651 | 27543600 | 5.6065 | 40.839 | 42.6894
7652 | 27547200 | 5.6066 | 40.8409 | 42.6913
7653 | 27550800 | 5.6066 | 40.8428 | 42.6932
7654 | 27554400 | 5.6067 | 40.8447 | 42.6951
7655 | 27558000 | 5.6067 | 40.8466 | 42.697
7656 | 27561600 | 5.6068 | 40.8485 | 42.6989
7657 | 27565200 | 5.6068 | 40.8504 | 42.7008
7658 | 27568800 | 5.6068 | 40.8523 | 42.7027
7659 | 27572400 | 5.6069 | 40.8541 | 42.7046
7660 | 27576000 | 5.6069 | 40.856 | 42.7065
7661 | 27579600 | 5.607 | 40.8579 | 42.7084
7662 | 27583200 | 5.607 | 40.8598 | 42.7103
7663 | 27586800 | 5.6071 | 40.8617 | 42.7122
7664 | 27590400 | 5.6071 | 40.8636 | 42.7141
7665 | 27594000 | 5.6071 | 40.8655 | 42.716
7666 | 27597600 | 5.6072 | 40.8674 | 42.7179
7667 | 27601200 | 5.6072 | 40.8693 | 42.7198
7668 | 27604800 | 5.6073 | 40.8712 | 42.7217
7669 | 27608400 | 5.6073 | 40.8731 | 42.7236
7670 | 27612000 | 5.6074 | 40.875 | 42.7255
7671 | 27615600 | 5.6074 | 40.8769 | 42.7273
7672 | 27619200 | 5.6074 | 40.8787 | 42.7292
7673 | 27622800 | 5.6075 | 40.8806 | 42.7311
7674 | 27626400 | 5.6075 | 40.8825 | 42.733
7675 | 27630000 | 5.6076 | 40.8844 | 42.7349
7676 | 27633600 | 5.6076 | 40.8863 | 42.7368
7677 | 27637200 | 5.6077 | 40.8882 | 42.7387
7678 | 27640800 | 5.6077 | 40.8901 | 42.7406
7679 | 27644400 | 5.6078 | 40.892 | 42.7425
7680 | 27648000 | 5.6078 | 40.8939 | 42.7444
7681 | 27651600 | 5.6078 | 40.8958 | 42.7463
7682 | 27655200 | 5.6079 | 40.8976 | 42.7482
7683 | 27658800 | 5.6079 | 40.8995 | 42.7501
7684 | 27662400 | 5.608 | 40.9014 | 42.752
7685 | 27666000 | 5.608 | 40.9033 | 42.7539
7686 | 27669600 | 5.6081 | 40.9052 | 42.7558
7687 | 27673200 | 5.6081 | 40.9071 | 42.7577
7688 | 27676800 | 5.6081 | 40.909 | 42.7596
7689 | 27680400 | 5.6082 | 40.9109 | 42.7615
7690 | 27684000 | 5.6082 | 40.9128 | 42.7634
7691 | 27687600 | 5.6083 | 40.9147 | 42.7653
7692 | 27691200 | 5.6083 | 40.9165 | 42.7672
7693 | 27694800 | 5.6084 | 40.9184 | 42.7691
7694 | 27698400 | 5.6084 | 40.9203 | 42.771
7695 | 27702000 | 5.6084 | 40.9222 | 42.7729
7696 | 27705600 | 5.6085 | 40.9241 | 42.7748
7697 | 27709200 | 5.6085 | 40.926 | 42.7766
7698 | 27712800 | 5.6086 | 40.9279 | 42.7785
7699 | 27716400 | 5.6086 | 40.9298 | 42.7804
7700 | 27720000 | 5.6087 | 40.9316 | 42.7823
7701 | 27723600 | 5.6087 | 40.9335 | 42.7842
7702 | 27727200 | 5.6087 | 40.9354 | 42.7861
7703 | 27730800 | 5.6088 | 40.9373 | 42.788
7704 | 27734400 | 5.6088 | 40.9392 | 42.7899
7705 | 27738000 | 5.6089 | 40.9411 | 42.7918
7706 | 27741600 | 5.6089 | 40.943 | 42.7937
7707 | 27745200 | 5.609 | 40.9449 | 42.7956
7708 | 27748800 | 5.609 | 40.9467 | 42.7975
7709 | 27752400 | 5.609 | 40.9486 | 42.7994
7710 | 27756000 | 5.6091 | 40.9505 | 42.8013
7711 | 27759600 | 5.6091 | 40.9524 | 42.8032
7712 | 27763200 | 5.6092 | 40.9543 | 42.8051
7713 | 27766800 | 5.6092 | 40.9562 | 42.8069
7714 | 27770400 | 5.6093 | 40.9581 | 42.8088
7715 | 27774000 | 5.6093 | 40.96 | 42.8107
7716 | 27777600 | 5.6093 | 40.9618 | 42.8126
7717 | 27781200 | 5.6094 | 40.9637 | 42.8145
7718 | 27784800 | 5.6094 | 40.9656 | 42.8164
7719 | 27788400 | 5.6095 | 40.9675 | 42.8183
7720 | 27792000 | 5.6095 | 40.9694 | 42.8202
7721 | 27795600 | 5.6096 | 40.9713 | 42.8221
7722 | 27799200 | 5.6096 | 40.9732 | 42.824
7723 | 27802800 | 5.6096 | 40.975 | 42.8259
7724 | 27806400 | 5.6097 | 40.9769 | 42.8278
7725 | 27810000 | 5.6097 | 40.9788 | 42.8296
7726 | 27813600 | 5.6098 | 40.9807 | 42.8315
7727 | 27817200 | 5.6098 | 40.9826 | 42.8334
7728 | 27820800 | 5.6099 | 40.9845 | 42.8353
7729 | 27824400 | 5.6099 | 40.9863 | 42.8372
7730 | 27828000 | 5.6099 | 40.9882 | 42.8391
7731 | 27831600 | 5.61 | 40.9901 | 42.841
7732 | 27835200 | 5.61 | 40.992 | 42.8429
7733 | 27838800 | 5.6101 | 40.9939 | 42.8448
7734 | 27842400 | 5.6101 | 40.9958 | 42.8467
7735 | 27846000 | 5.6102 | 40.9976 | 42.8486
7736 | 27849600 | 5.6102 | 40.9995 | 42.8504
7737 | 27853200 | 5.6102 | 41.0014 | 42.8523
7738 | 27856800 | 5.6103 | 41.0033 | 42.8542
7739 | 27860400 | 5.6103 | 41.0052 | 42.8561
7740 | 27864000 | 5.6104 | 41.0071 | 42.858
7741 | 27867600 | 5.6104 | 41.0089 | 42.8599
7742 | 27871200 | 5.6105 | 41.0108 | 42.8618
7743 | 27874800 | 5.6105 | 41.0127 | 42.8637
7744 | 27878400 | 5.6105 | 41.0146 | 42.8656
7745 | 27882000 | 5.6106 | 41.0165 | 42.8674
7746 | 27885600 | 5.6106 | 41.0184 | 42.8693
7747 | 27889200 | 5.6107 | 41.0202 | 42.8712
7748 | 27892800 | 5.6107 | 41.0221 | 42.8731
7749 | 27896400 | 5.6108 | 41.024 | 42.875
7750 | 27900000 | 5.6108 | 41.0259 | 42.8769
7751 | 27903600 | 5.6108 | 41.0278 | 42.8788
7752 | 27907200 | 5.6109 | 41.0297 | 42.8807
7753 | 27910800 | 5.6109 | 41.0315 | 42.8826
7754 | 27914400 | 5.611 | 41.0334 | 42.8844
7755 | 27918000 | 5.611 | 41.0353 | 42.8863
7756 | 27921600 | 5.6111 | 41.0372 | 42.8882
7757 | 27925200 | 5.6111 | 41.0391 | 42.8901
7758 | 27928800 | 5.6111 | 41.0409 | 42.892
7759 | 27932400 | 5.6112 | 41.0428 | 42.8939
7760 | 27936000 | 5.6112 | 41.0447 | 42.8958
7761 | 27939600 | 5.6113 | 41.0466 | 42.8976
7762 | 27943200 | 5.6113 | 41.0485 | 42.8995
7763 | 27946800 | 5.6114 | 41.0503 | 42.9014
7764 | 27950400 | 5.6114 | 41.0522 | 42.9033
7765 | 27954000 | 5.6114 | 41.0541 | 42.9052
7766 | 27957600 | 5.6115 | 41.056 | 42.9071
7767 | 27961200 | 5.6115 | 41.0579 | 42.909
7768 | 27964800 | 5.6116 | 41.0597 | 42.9109
7769 | 27968400 | 5.6116 | 41.0616 | 42.9127
7770 | 27972000 | 5.6116 | 41.0635 | 42.9146
7771 | 27975600 | 5.6117 | 41.0654 | 42.9165
7772 | 27979200 | 5.6117 | 41.0673 | 42.9184
7773 | 27982800 | 5.6118 | 41.0691 | 42.9203
7774 | 27986400 | 5.6118 | 41.071 | 42.9222
7775 | 27990000 | 5.6119 | 41.0729 | 42.9241
7776 | 27993600 | 5.6119 | 41.0748 | 42.9259
7777 | 27997200 | 5.6119 | 41.0767 | 42.9278
7778 | 28000800 | 5.612 | 41.0785 | 42.9297
7779 | 28004400 | 5.612 | 41.0804 | 42.9316
7780 | 28008000 | 5.6121 | 41.0823 | 42.9335
7781 | 28011600 | 5.6121 | 41.0842 | 42.9354
7782 | 28015200 | 5.6122 | 41.0861 | 42.9372
7783 | 28018800 | 5.6122 | 41.0879 | 42.9391
7784 | 28022400 | 5.6122 | 41.0898 | 42.941
7785 | 28026000 | 5.6123 | 41.0917 | 42.9429
7786 | 28029600 | 5.6123 | 41.0936 | 42.9448
7787 | 28033200 | 5.6124 | 41.0954 | 42.9467
7788 | 28036800 | 5.6124 | 41.0973 | 42.9486
7789 | 28040400 | 5.6125 | 41.0992 | 42.9504
7790 | 28044000 | 5.6125 | 41.1011 | 42.9523
7791 | 28047600 | 5.6125 | 41.1029 | 42.9542
7792 | 28051200 | 5.6126 | 41.1048 | 42.9561
7793 | 28054800 | 5.6126 | 41.1067 | 42.958
7794 | 28058400 | 5.6127 | 41.1086 | 42.9599
7795 | 28062000 | 5.6127 | 41.1105 | 42.9617
7796 | 28065600 | 5.6127 | 41.1123 | 42.9636
7797 | 28069200 | 5.6128 | 41.1142 | 42.9655
7798 | 28072800 | 5.6128 | 41.1161 | 42.9674
7799 | 28076400 | 5.6129 | 41.118 | 42.9693
7800 | 28080000 | 5.6129 | 41.1198 | 42.9711
7801 | 28083600 | 5.613 | 41.1217 | 42.973
7802 | 28087200 | 5.613 | 41.1236 | 42.9749
7803 | 28090800 | 5.613 | 41.1255 | 42.9768
7804 | 28094400 | 5.6131 | 41.1273 | 42.9787
7805 | 28098000 | 5.6131 | 41.1292 | 42.9806
7806 | 28101600 | 5.6132 | 41.1311 | 42.9824
7807 | 28105200 | 5.6132 | 41.133 | 42.9843
7808 | 28108800 | 5.6133 | 41.1348 | 42.9862
7809 | 28112400 | 5.6133 | 41.1367 | 42.9881
7810 | 28116000 | 5.6133 | 41.1386 | 42.99
7811 | 28119600 | 5.6134 | 41.1405 | 42.9918
7812 | 28123200 | 5.6134 | 41.1423 | 42.9937
7813 | 28126800 | 5.6135 | 41.1442 | 42.9956
7814 | 28130400 | 5.6135 | 41.1461 | 42.9975
7815 | 28134000 | 5.6136 | 41.148 | 42.9994
7816 | 28137600 | 5.6136 | 41.1498 | 43.0012
7817 | 28141200 | 5.6136 | 41.1517 | 43.0031
7818 | 28144800 | 5.6137 | 41.1536 | 43.005
7819 | 28148400 | 5.6137 | 41.1555 | 43.0069
7820 | 28152000 | 5.6138 | 41.1573 | 43.0088
7821 | 28155600 | 5.6138 | 41.1592 | 43.0106
7822 | 28159200 | 5.6138 | 41.1611 | 43.0125
7823 | 28162800 | 5.6139 | 41.163 | 43.0144
7824 | 28166400 | 5.6139 | 41.1648 | 43.0163
7825 | 28170000 | 5.614 | 41.1667 | 43.0182
7826 | 28173600 | 5.614 | 41.1686 | 43.02
7827 | 28177200 | 5.6141 | 41.1704 | 43.0219
7828 | 28180800 | 5.6141 | 41.1723 | 43.0238
7829 | 28184400 | 5.6141 | 41.1742 | 43.0257
7830 | 28188000 | 5.6142 | 41.1761 | 43.0276
7831 | 28191600 | 5.6142 | 41.1779 | 43.0294
7832 | 28195200 | 5.6143 | 41.1798 | 43.0313
7833 | 28198800 | 5.6143 | 41.1817 | 43.0332
7834 | 28202400 | 5.6143 | 41.1836 | 43.0351
7835 | 28206000 | 5.6144 | 41.1854 | 43.037
7836 | 28209600 | 5.6144 | 41.1873 | 43.0388
7837 | 28213200 | 5.6145 | 41.1892 | 43.0407
7838 | 28216800 | 5.6145 | 41.191 | 43.0426
7839 | 28220400 | 5.6146 | 41.1929 | 43.0445
7840 | 28224000 | 5.6146 | 41.1948 | 43.0463
7841 | 28227600 | 5.6146 | 41.1967 | 43.0482
7842 | 28231200 | 5.6147 | 41.1985 | 43.0501
7843 | 28234800 | 5.6147 | 41.2004 | 43.052
7844 | 28238400 | 5.6148 | 41.2023 | 43.0539
7845 | 28242000 | 5.6148 | 41.2041 | 43.0557
7846 | 28245600 | 5.6149 | 41.206 | 43.0576
7847 | 28249200 | 5.6149 | 41.2079 | 43.0595
7848 | 28252800 | 5.6149 | 41.2098 | 43.0614
7849 | 28256400 | 5.615 | 41.2116 | 43.0632
7850 | 28260000 | 5.615 | 41.2135 | 43.0651
7851 | 28263600 | 5.6151 | 41.2154 | 43.067
7852 | 28267200 | 5.6151 | 41.2172 | 43.0689
7853 | 28270800 | 5.6151 | 41.2191 | 43.0707
7854 | 28274400 | 5.6152 | 41.221 | 43.0726
7855 | 28278000 | 5.6152 | 41.2228 | 43.0745
7856 | 28281600 | 5.6153 | 41.2247 | 43.0764
7857 | 28285200 | 5.6153 | 41.2266 | 43.0782
7858 | 28288800 | 5.6154 | 41.2285 | 43.0801
7859 | 28292400 | 5.6154 | 41.2303 | 43.082
7860 | 28296000 | 5.6154 | 41.2322 | 43.0839
7861 | 28299600 | 5.6155 | 41.2341 | 43.0857
7862 | 28303200 | 5.6155 | 41.2359 | 43.0876
7863 | 28306800 | 5.6156 | 41.2378 | 43.0895
7864 | 28310400 | 5.6156 | 41.2397 | 43.0914
7865 | 28314000 | 5.6156 | 41.2415 | 43.0932
7866 | 28317600 | 5.6157 | 41.2434 | 43.0951
7867 | 28321200 | 5.6157 | 41.2453 | 43.097
7868 | 28324800 | 5.6158 | 41.2471 | 43.0989
7869 | 28328400 | 5.6158 | 41.249 | 43.1007
7870 | 28332000 | 5.6159 | 41.2509 | 43.1026
7871 | 28335600 | 5.6159 | 41.2527 | 43.1045
7872 | 28339200 | 5.6159 | 41.2546 | 43.1064
7873 | 28342800 | 5.616 | 41.2565 | 43.1082
7874 | 28346400 | 5.616 | 41.2583 | 43.1101
7875 | 28350000 | 5.6161 | 41.2602 | 43.112
7876 | 28353600 | 5.6161 | 41.2621 | 43.1139
7877 | 28357200 | 5.6161 | 41.2639 | 43.1157
7878 | 28360800 | 5.6162 | 41.2658 | 43.1176
7879 | 28364400 | 5.6162 | 41.2677 | 43.1195
7880 | 28368000 | 5.6163 | 41.2695 | 43.1213
7881 | 28371600 | 5.6163 | 41.2714 | 43.1232
7882 | 28375200 | 5.6164 | 41.2733 | 43.1251
7883 | 28378800 | 5.6164 | 41.2751 | 43.127
7884 | 28382400 | 5.6164 | 41.277 | 43.1288
7885 | 28386000 | 5.6165 | 41.2789 | 43.1307
7886 | 28389600 | 5.6165 | 41.2807 | 43.1326
7887 | 28393200 | 5.6166 | 41.2826 | 43.1345
7888 | 28396800 | 5.6166 | 41.2845 | 43.1363
7889 | 28400400 | 5.6166 | 41.2863 | 43.1382
7890 | 28404000 | 5.6167 | 41.2882 | 43.1401
7891 | 28407600 | 5.6167 | 41.2901 | 43.1419
7892 | 28411200 | 5.6168 | 41.2919 | 43.1438
7893 | 28414800 | 5.6168 | 41.2938 | 43.1457
7894 | 28418400 | 5.6169 | 41.2957 | 43.1476
7895 | 28422000 | 5.6169 | 41.2975 | 43.1494
7896 | 28425600 | 5.6169 | 41.2994 | 43.1513
7897 | 28429200 | 5.617 | 41.3013 | 43.1532
7898 | 28432800 | 5.617 | 41.3031 | 43.155
7899 | 28436400 | 5.6171 | 41.305 | 43.1569
7900 | 28440000 | 5.6171 | 41.3069 | 43.1588
7901 | 28443600 | 5.6171 | 41.3087 | 43.1607
7902 | 28447200 | 5.6172 | 41.3106 | 43.1625
7903 | 28450800 | 5.6172 | 41.3125 | 43.1644
7904 | 28454400 | 5.6173 | 41.3143 | 43.1663
7905 | 28458000 | 5.6173 | 41.3162 | 43.1681
7906 | 28461600 | 5.6173 | 41.318 | 43.17
7907 | 28465200 | 5.6174 | 41.3199 | 43.1719
7908 | 28468800 | 5.6174 | 41.3218 | 43.1737
7909 | 28472400 | 5.6175 | 41.3236 | 43.1756
7910 | 28476000 | 5.6175 | 41.3255 | 43.1775
7911 | 28479600 | 5.6176 | 41.3274 | 43.1794
7912 | 28483200 | 5.6176 | 41.3292 | 43.1812
7913 | 28486800 | 5.6176 | 41.3311 | 43.1831
7914 | 28490400 | 5.6177 | 41.333 | 43.185
7915 | 28494000 | 5.6177 | 41.3348 | 43.1868
7916 | 28497600 | 5.6178 | 41.3367 | 43.1887
7917 | 28501200 | 5.6178 | 41.3385 | 43.1906
7918 | 28504800 | 5.6178 | 41.3404 | 43.1924
7919 | 28508400 | 5.6179 | 41.3423 | 43.1943
7920 | 28512000 | 5.6179 | 41.3441 | 43.1962
7921 | 28515600 | 5.618 | 41.346 | 43.198
7922 | 28519200 | 5.618 | 41.3479 | 43.1999
7923 | 28522800 | 5.6181 | 41.3497 | 43.2018
7924 | 28526400 | 5.6181 | 41.3516 | 43.2036
7925 | 28530000 | 5.6181 | 41.3534 | 43.2055
7926 | 28533600 | 5.6182 | 41.3553 | 43.2074
7927 | 28537200 | 5.6182 | 41.3572 | 43.2092
7928 | 28540800 | 5.6183 | 41.359 | 43.2111
7929 | 28544400 | 5.6183 | 41.3609 | 43.213
7930 | 28548000 | 5.6183 | 41.3627 | 43.2148
7931 | 28551600 | 5.6184 | 41.3646 | 43.2167
7932 | 28555200 | 5.6184 | 41.3665 | 43.2186
7933 | 28558800 | 5.6185 | 41.3683 | 43.2204
7934 | 28562400 | 5.6185 | 41.3702 | 43.2223
7935 | 28566000 | 5.6185 | 41.372 | 43.2242
7936 | 28569600 | 5.6186 | 41.3739 | 43.226
7937 | 28573200 | 5.6186 | 41.3758 | 43.2279
7938 | 28576800 | 5.6187 | 41.3776 | 43.2298
7939 | 28580400 | 5.6187 | 41.3795 | 43.2316
7940 | 28584000 | 5.6188 | 41.3813 | 43.2335
7941 | 28587600 | 5.6188 | 41.3832 | 43.2354
7942 | 28591200 | 5.6188 | 41.3851 | 43.2372
7943 | 28594800 | 5.6189 | 41.3869 | 43.2391
7944 | 28598400 | 5.6189 | 41.3888 | 43.241
7945 | 28602000 | 5.619 | 41.3906 | 43.2428
7946 | 28605600 | 5.619 | 41.3925 | 43.2447
7947 | 28609200 | 5.619 | 41.3944 | 43.2466
7948 | 28612800 | 5.6191 | 41.3962 | 43.2484
7949 | 28616400 | 5.6191 | 41.3981 | 43.2503
7950 | 28620000 | 5.6192 | 41.3999 | 43.2522
7951 | 28623600 | 5.6192 | 41.4018 | 43.254
7952 | 28627200 | 5.6192 | 41.4037 | 43.2559
7953 | 28630800 | 5.6193 | 41.4055 | 43.2578
7954 | 28634400 | 5.6193 | 41.4074 | 43.2596
7955 | 28638000 | 5.6194 | 41.4092 | 43.2615
7956 | 28641600 | 5.6194 | 41.4111 | 43.2634
7957 | 28645200 | 5.6195 | 41.413 | 43.2652
7958 | 28648800 | 5.6195 | 41.4148 | 43.2671
7959 | 28652400 | 5.6195 | 41.4167 | 43.2689
7960 | 28656000 | 5.6196 | 41.4185 | 43.2708
7961 | 28659600 | 5.6196 | 41.4204 | 43.2727
7962 | 28663200 | 5.6197 | 41.4222 | 43.2745
7963 | 28666800 | 5.6197 | 41.4241 | 43.2764
7964 | 28670400 | 5.6197 | 41.426 | 43.2783
7965 | 28674000 | 5.6198 | 41.4278 | 43.2801
7966 | 28677600 | 5.6198 | 41.4297 | 43.282
7967 | 28681200 | 5.6199 | 41.4315 | 43.2839
7968 | 28684800 | 5.6199 | 41.4334 | 43.2857
7969 | 28688400 | 5.6199 | 41.4352 | 43.2876
7970 | 28692000 | 5.62 | 41.4371 | 43.2894
7971 | 28695600 | 5.62 | 41.439 | 43.2913
7972 | 28699200 | 5.6201 | 41.4408 | 43.2932
7973 | 28702800 | 5.6201 | 41.4427 | 43.295
7974 | 28706400 | 5.6201 | 41.4445 | 43.2969
7975 | 28710000 | 5.6202 | 41.4464 | 43.2988
7976 | 28713600 | 5.6202 | 41.4482 | 43.3006
7977 | 28717200 | 5.6203 | 41.4501 | 43.3025
7978 | 28720800 | 5.6203 | 41.4519 | 43.3043
7979 | 28724400 | 5.6204 | 41.4538 | 43.3062
7980 | 28728000 | 5.6204 | 41.4557 | 43.3081
7981 | 28731600 | 5.6204 | 41.4575 | 43.3099
7982 | 28735200 | 5.6205 | 41.4594 | 43.3118
7983 | 28738800 | 5.6205 | 41.4612 | 43.3136
7984 | 28742400 | 5.6206 | 41.4631 | 43.3155
7985 | 28746000 | 5.6206 | 41.4649 | 43.3174
7986 | 28749600 | 5.6206 | 41.4668 | 43.3192
7987 | 28753200 | 5.6207 | 41.4686 | 43.3211
7988 | 28756800 | 5.6207 | 41.4705 | 43.3229
7989 | 28760400 | 5.6208 | 41.4723 | 43.3248
7990 | 28764000 | 5.6208 | 41.4742 | 43.3267
7991 | 28767600 | 5.6208 | 41.4761 | 43.3285
7992 | 28771200 | 5.6209 | 41.4779 | 43.3304
7993 | 28774800 | 5.6209 | 41.4798 | 43.3322
7994 | 28778400 | 5.621 | 41.4816 | 43.3341
7995 | 28782000 | 5.621 | 41.4835 | 43.336
7996 | 28785600 | 5.621 | 41.4853 | 43.3378
7997 | 28789200 | 5.6211 | 41.4872 | 43.3397
7998 | 28792800 | 5.6211 | 41.489 | 43.3415
7999 | 28796400 | 5.6212 | 41.4909 | 43.3434
8000 | 28800000 | 5.6212 | 41.4927 | 43.3453
8001 | 28803600 | 5.6212 | 41.4946 | 43.3471
8002 | 28807200 | 5.6213 | 41.4964 | 43.349
8003 | 28810800 | 5.6213 | 41.4983 | 43.3508
8004 | 28814400 | 5.6214 | 41.5002 | 43.3527
8005 | 28818000 | 5.6214 | 41.502 | 43.3546
8006 | 28821600 | 5.6214 | 41.5039 | 43.3564
8007 | 28825200 | 5.6215 | 41.5057 | 43.3583
8008 | 28828800 | 5.6215 | 41.5076 | 43.3601
8009 | 28832400 | 5.6216 | 41.5094 | 43.362
8010 | 28836000 | 5.6216 | 41.5113 | 43.3638
8011 | 28839600 | 5.6217 | 41.5131 | 43.3657
8012 | 28843200 | 5.6217 | 41.515 | 43.3676
8013 | 28846800 | 5.6217 | 41.5168 | 43.3694
8014 | 28850400 | 5.6218 | 41.5187 | 43.3713
8015 | 28854000 | 5.6218 | 41.5205 | 43.3731
8016 | 28857600 | 5.6219 | 41.5224 | 43.375
8017 | 28861200 | 5.6219 | 41.5242 | 43.3769
8018 | 28864800 | 5.6219 | 41.5261 | 43.3787
8019 | 28868400 | 5.622 | 41.5279 | 43.3806
8020 | 28872000 | 5.622 | 41.5298 | 43.3824
8021 | 28875600 | 5.6221 | 41.5316 | 43.3843
8022 | 28879200 | 5.6221 | 41.5335 | 43.3861
8023 | 28882800 | 5.6221 | 41.5353 | 43.388
8024 | 28886400 | 5.6222 | 41.5372 | 43.3898
8025 | 28890000 | 5.6222 | 41.539 | 43.3917
8026 | 28893600 | 5.6223 | 41.5409 | 43.3936
8027 | 28897200 | 5.6223 | 41.5427 | 43.3954
8028 | 28900800 | 5.6223 | 41.5446 | 43.3973
8029 | 28904400 | 5.6224 | 41.5464 | 43.3991
8030 | 28908000 | 5.6224 | 41.5483 | 43.401
8031 | 28911600 | 5.6225 | 41.5501 | 43.4028
8032 | 28915200 | 5.6225 | 41.552 | 43.4047
8033 | 28918800 | 5.6225 | 41.5538 | 43.4066
8034 | 28922400 | 5.6226 | 41.5557 | 43.4084
8035 | 28926000 | 5.6226 | 41.5575 | 43.4103
8036 | 28929600 | 5.6227 | 41.5594 | 43.4121
8037 | 28933200 | 5.6227 | 41.5612 | 43.414
8038 | 28936800 | 5.6227 | 41.5631 | 43.4158
8039 | 28940400 | 5.6228 | 41.5649 | 43.4177
8040 | 28944000 | 5.6228 | 41.5668 | 43.4195
8041 | 28947600 | 5.6229 | 41.5686 | 43.4214
8042 | 28951200 | 5.6229 | 41.5705 | 43.4232
8043 | 28954800 | 5.6229 | 41.5723 | 43.4251
8044 | 28958400 | 5.623 | 41.5742 | 43.427
8045 | 28962000 | 5.623 | 41.576 | 43.4288
8046 | 28965600 | 5.6231 | 41.5779 | 43.4307
8047 | 28969200 | 5.6231 | 41.5797 | 43.4325
8048 | 28972800 | 5.6231 | 41.5816 | 43.4344
8049 | 28976400 | 5.6232 | 41.5834 | 43.4362
8050 | 28980000 | 5.6232 | 41.5853 | 43.4381
8051 | 28983600 | 5.6233 | 41.5871 | 43.4399
8052 | 28987200 | 5.6233 | 41.5889 | 43.4418
8053 | 28990800 | 5.6234 | 41.5908 | 43.4436
8054 | 28994400 | 5.6234 | 41.5926 | 43.4455
8055 | 28998000 | 5.6234 | 41.5945 | 43.4473
8056 | 29001600 | 5.6235 | 41.5963 | 43.4492
8057 | 29005200 | 5.6235 | 41.5982 | 43.451
8058 | 29008800 | 5.6236 | 41.6 | 43.4529
8059 | 29012400 | 5.6236 | 41.6019 | 43.4548
8060 | 29016000 | 5.6236 | 41.6037 | 43.4566
8061 | 29019600 | 5.6237 | 41.6056 | 43.4585
8062 | 29023200 | 5.6237 | 41.6074 | 43.4603
8063 | 29026800 | 5.6238 | 41.6093 | 43.4622
8064 | 29030400 | 5.6238 | 41.6111 | 43.464
8065 | 29034000 | 5.6238 | 41.613 | 43.4659
8066 | 29037600 | 5.6239 | 41.6148 | 43.4677
8067 | 29041200 | 5.6239 | 41.6166 | 43.4696
8068 | 29044800 | 5.624 | 41.6185 | 43.4714
8069 | 29048400 | 5.624 | 41.6203 | 43.4733
8070 | 29052000 | 5.624 | 41.6222 | 43.4751
8071 | 29055600 | 5.6241 | 41.624 | 43.477
8072 | 29059200 | 5.6241 | 41.6259 | 43.4788
8073 | 29062800 | 5.6242 | 41.6277 | 43.4807
8074 | 29066400 | 5.6242 | 41.6296 | 43.4825
8075 | 29070000 | 5.6242 | 41.6314 | 43.4844
8076 | 29073600 | 5.6243 | 41.6333 | 43.4862
8077 | 29077200 | 5.6243 | 41.6351 | 43.4881
8078 | 29080800 | 5.6244 | 41.6369 | 43.4899
8079 | 29084400 | 5.6244 | 41.6388 | 43.4918
8080 | 29088000 | 5.6244 | 41.6406 | 43.4936
8081 | 29091600 | 5.6245 | 41.6425 | 43.4955
8082 | 29095200 | 5.6245 | 41.6443 | 43.4973
8083 | 29098800 | 5.6246 | 41.6462 | 43.4992
8084 | 29102400 | 5.6246 | 41.648 | 43.501
8085 | 29106000 | 5.6246 | 41.6498 | 43.5029
8086 | 29109600 | 5.6247 | 41.6517 | 43.5047
8087 | 29113200 | 5.6247 | 41.6535 | 43.5066
8088 | 29116800 | 5.6248 | 41.6554 | 43.5084
8089 | 29120400 | 5.6248 | 41.6572 | 43.5103
8090 | 29124000 | 5.6248 | 41.6591 | 43.5121
8091 | 29127600 | 5.6249 | 41.6609 | 43.514
8092 | 29131200 | 5.6249 | 41.6628 | 43.5158
8093 | 29134800 | 5.625 | 41.6646 | 43.5177
8094 | 29138400 | 5.625 | 41.6664 | 43.5195
8095 | 29142000 | 5.625 | 41.6683 | 43.5214
8096 | 29145600 | 5.6251 | 41.6701 | 43.5232
8097 | 29149200 | 5.6251 | 41.672 | 43.5251
8098 | 29152800 | 5.6252 | 41.6738 | 43.5269
8099 | 29156400 | 5.6252 | 41.6756 | 43.5288
8100 | 29160000 | 5.6252 | 41.6775 | 43.5306
8101 | 29163600 | 5.6253 | 41.6793 | 43.5325
8102 | 29167200 | 5.6253 | 41.6812 | 43.5343
8103 | 29170800 | 5.6254 | 41.683 | 43.5361
8104 | 29174400 | 5.6254 | 41.6849 | 43.538
8105 | 29178000 | 5.6254 | 41.6867 | 43.5398
8106 | 29181600 | 5.6255 | 41.6885 | 43.5417
8107 | 29185200 | 5.6255 | 41.6904 | 43.5435
8108 | 29188800 | 5.6256 | 41.6922 | 43.5454
8109 | 29192400 | 5.6256 | 41.6941 | 43.5472
8110 | 29196000 | 5.6256 | 41.6959 | 43.5491
8111 | 29199600 | 5.6257 | 41.6977 | 43.5509
8112 | 29203200 | 5.6257 | 41.6996 | 43.5528
8113 | 29206800 | 5.6258 | 41.7014 | 43.5546
8114 | 29210400 | 5.6258 | 41.7033 | 43.5565
8115 | 29214000 | 5.6258 | 41.7051 | 43.5583
8116 | 29217600 | 5.6259 | 41.7069 | 43.5602
8117 | 29221200 | 5.6259 | 41.7088 | 43.562
8118 | 29224800 | 5.626 | 41.7106 | 43.5638
8119 | 29228400 | 5.626 | 41.7125 | 43.5657
8120 | 29232000 | 5.626 | 41.7143 | 43.5675
8121 | 29235600 | 5.6261 | 41.7161 | 43.5694
8122 | 29239200 | 5.6261 | 41.718 | 43.5712
8123 | 29242800 | 5.6262 | 41.7198 | 43.5731
8124 | 29246400 | 5.6262 | 41.7217 | 43.5749
8125 | 29250000 | 5.6262 | 41.7235 | 43.5768
8126 | 29253600 | 5.6263 | 41.7253 | 43.5786
8127 | 29257200 | 5.6263 | 41.7272 | 43.5805
8128 | 29260800 | 5.6264 | 41.729 | 43.5823
8129 | 29264400 | 5.6264 | 41.7309 | 43.5841
8130 | 29268000 | 5.6264 | 41.7327 | 43.586
8131 | 29271600 | 5.6265 | 41.7345 | 43.5878
8132 | 29275200 | 5.6265 | 41.7364 | 43.5897
8133 | 29278800 | 5.6265 | 41.7382 | 43.5915
8134 | 29282400 | 5.6266 | 41.7401 | 43.5934
8135 | 29286000 | 5.6266 | 41.7419 | 43.5952
8136 | 29289600 | 5.6267 | 41.7437 | 43.5971
8137 | 29293200 | 5.6267 | 41.7456 | 43.5989
8138 | 29296800 | 5.6267 | 41.7474 | 43.6007
8139 | 29300400 | 5.6268 | 41.7492 | 43.6026
8140 | 29304000 | 5.6268 | 41.7511 | 43.6044
8141 | 29307600 | 5.6269 | 41.7529 | 43.6063
8142 | 29311200 | 5.6269 | 41.7548 | 43.6081
8143 | 29314800 | 5.6269 | 41.7566 | 43.61
8144 | 29318400 | 5.627 | 41.7584 | 43.6118
8145 | 29322000 | 5.627 | 41.7603 | 43.6136
8146 | 29325600 | 5.6271 | 41.7621 | 43.6155
8147 | 29329200 | 5.6271 | 41.7639 | 43.6173
8148 | 29332800 | 5.6271 | 41.7658 | 43.6192
8149 | 29336400 | 5.6272 | 41.7676 | 43.621
8150 | 29340000 | 5.6272 | 41.7695 | 43.6229
8151 | 29343600 | 5.6273 | 41.7713 | 43.6247
8152 | 29347200 | 5.6273 | 41.7731 | 43.6265
8153 | 29350800 | 5.6273 | 41.775 | 43.6284
8154 | 29354400 | 5.6274 | 41.7768 | 43.6302
8155 | 29358000 | 5.6274 | 41.7786 | 43.6321
8156 | 29361600 | 5.6275 | 41.7805 | 43.6339
8157 | 29365200 | 5.6275 | 41.7823 | 43.6358
8158 | 29368800 | 5.6275 | 41.7841 | 43.6376
8159 | 29372400 | 5.6276 | 41.786 | 43.6394
8160 | 29376000 | 5.6276 | 41.7878 | 43.6413
8161 | 29379600 | 5.6277 | 41.7896 | 43.6431
8162 | 29383200 | 5.6277 | 41.7915 | 43.645
8163 | 29386800 | 5.6277 | 41.7933 | 43.6468
8164 | 29390400 | 5.6278 | 41.7952 | 43.6486
8165 | 29394000 | 5.6278 | 41.797 | 43.6505
8166 | 29397600 | 5.6279 | 41.7988 | 43.6523
8167 | 29401200 | 5.6279 | 41.8007 | 43.6542
8168 | 29404800 | 5.6279 | 41.8025 | 43.656
8169 | 29408400 | 5.628 | 41.8043 | 43.6578
8170 | 29412000 | 5.628 | 41.8062 | 43.6597
8171 | 29415600 | 5.6281 | 41.808 | 43.6615
8172 | 29419200 | 5.6281 | 41.8098 | 43.6634
8173 | 29422800 | 5.6281 | 41.8117 | 43.6652
8174 | 29426400 | 5.6282 | 41.8135 | 43.667
8175 | 29430000 | 5.6282 | 41.8153 | 43.6689
8176 | 29433600 | 5.6283 | 41.8172 | 43.6707
8177 | 29437200 | 5.6283 | 41.819 | 43.6726
8178 | 29440800 | 5.6283 | 41.8208 | 43.6744
8179 | 29444400 | 5.6284 | 41.8227 | 43.6762
8180 | 29448000 | 5.6284 | 41.8245 | 43.6781
8181 | 29451600 | 5.6284 | 41.8263 | 43.6799
8182 | 29455200 | 5.6285 | 41.8282 | 43.6818
8183 | 29458800 | 5.6285 | 41.83 | 43.6836
8184 | 29462400 | 5.6286 | 41.8318 | 43.6854
8185 | 29466000 | 5.6286 | 41.8337 | 43.6873
8186 | 29469600 | 5.6286 | 41.8355 | 43.6891
8187 | 29473200 | 5.6287 | 41.8373 | 43.6909
8188 | 29476800 | 5.6287 | 41.8392 | 43.6928
8189 | 29480400 | 5.6288 | 41.841 | 43.6946
8190 | 29484000 | 5.6288 | 41.8428 | 43.6965
8191 | 29487600 | 5.6288 | 41.8447 | 43.6983
8192 | 29491200 | 5.6289 | 41.8465 | 43.7001
8193 | 29494800 | 5.6289 | 41.8483 | 43.702
8194 | 29498400 | 5.629 | 41.8502 | 43.7038
8195 | 29502000 | 5.629 | 41.852 | 43.7056
8196 | 29505600 | 5.629 | 41.8538 | 43.7075
8197 | 29509200 | 5.6291 | 41.8556 | 43.7093
8198 | 29512800 | 5.6291 | 41.8575 | 43.7112
8199 | 29516400 | 5.6292 | 41.8593 | 43.713
8200 | 29520000 | 5.6292 | 41.8611 | 43.7148
8201 | 29523600 | 5.6292 | 41.863 | 43.7167
8202 | 29527200 | 5.6293 | 41.8648 | 43.7185
8203 | 29530800 | 5.6293 | 41.8666 | 43.7203
8204 | 29534400 | 5.6294 | 41.8685 | 43.7222
8205 | 29538000 | 5.6294 | 41.8703 | 43.724
8206 | 29541600 | 5.6294 | 41.8721 | 43.7259
8207 | 29545200 | 5.6295 | 41.874 | 43.7277
8208 | 29548800 | 5.6295 | 41.8758 | 43.7295
8209 | 29552400 | 5.6295 | 41.8776 | 43.7314
8210 | 29556000 | 5.6296 | 41.8794 | 43.7332
8211 | 29559600 | 5.6296 | 41.8813 | 43.735
8212 | 29563200 | 5.6297 | 41.8831 | 43.7369
8213 | 29566800 | 5.6297 | 41.8849 | 43.7387
8214 | 29570400 | 5.6297 | 41.8868 | 43.7405
8215 | 29574000 | 5.6298 | 41.8886 | 43.7424
8216 | 29577600 | 5.6298 | 41.8904 | 43.7442
8217 | 29581200 | 5.6299 | 41.8923 | 43.746
8218 | 29584800 | 5.6299 | 41.8941 | 43.7479
8219 | 29588400 | 5.6299 | 41.8959 | 43.7497
8220 | 29592000 | 5.63 | 41.8977 | 43.7515
8221 | 29595600 | 5.63 | 41.8996 | 43.7534
8222 | 29599200 | 5.6301 | 41.9014 | 43.7552
8223 | 29602800 | 5.6301 | 41.9032 | 43.7571
8224 | 29606400 | 5.6301 | 41.9051 | 43.7589
8225 | 29610000 | 5.6302 | 41.9069 | 43.7607
8226 | 29613600 | 5.6302 | 41.9087 | 43.7626
8227 | 29617200 | 5.6302 | 41.9105 | 43.7644
8228 | 29620800 | 5.6303 | 41.9124 | 43.7662
8229 | 29624400 | 5.6303 | 41.9142 | 43.7681
8230 | 29628000 | 5.6304 | 41.916 | 43.7699
8231 | 29631600 | 5.6304 | 41.9178 | 43.7717
8232 | 29635200 | 5.6304 | 41.9197 | 43.7736
8233 | 29638800 | 5.6305 | 41.9215 | 43.7754
8234 | 29642400 | 5.6305 | 41.9233 | 43.7772
8235 | 29646000 | 5.6306 | 41.9252 | 43.7791
8236 | 29649600 | 5.6306 | 41.927 | 43.7809
8237 | 29653200 | 5.6306 | 41.9288 | 43.7827
8238 | 29656800 | 5.6307 | 41.9306 | 43.7846
8239 | 29660400 | 5.6307 | 41.9325 | 43.7864
8240 | 29664000 | 5.6308 | 41.9343 | 43.7882
8241 | 29667600 | 5.6308 | 41.9361 | 43.7901
8242 | 29671200 | 5.6308 | 41.9379 | 43.7919
8243 | 29674800 | 5.6309 | 41.9398 | 43.7937
8244 | 29678400 | 5.6309 | 41.9416 | 43.7955
8245 | 29682000 | 5.631 | 41.9434 | 43.7974
8246 | 29685600 | 5.631 | 41.9453 | 43.7992
8247 | 29689200 | 5.631 | 41.9471 | 43.801
8248 | 29692800 | 5.6311 | 41.9489 | 43.8029
8249 | 29696400 | 5.6311 | 41.9507 | 43.8047
8250 | 29700000 | 5.6311 | 41.9526 | 43.8065
8251 | 29703600 | 5.6312 | 41.9544 | 43.8084
8252 | 29707200 | 5.6312 | 41.9562 | 43.8102
8253 | 29710800 | 5.6313 | 41.958 | 43.812
8254 | 29714400 | 5.6313 | 41.9599 | 43.8139
8255 | 29718000 | 5.6313 | 41.9617 | 43.8157
8256 | 29721600 | 5.6314 | 41.9635 | 43.8175
8257 | 29725200 | 5.6314 | 41.9653 | 43.8194
8258 | 29728800 | 5.6315 | 41.9672 | 43.8212
8259 | 29732400 | 5.6315 | 41.969 | 43.823
8260 | 29736000 | 5.6315 | 41.9708 | 43.8248
8261 | 29739600 | 5.6316 | 41.9726 | 43.8267
8262 | 29743200 | 5.6316 | 41.9745 | 43.8285
8263 | 29746800 | 5.6317 | 41.9763 | 43.8303
8264 | 29750400 | 5.6317 | 41.9781 | 43.8322
8265 | 29754000 | 5.6317 | 41.9799 | 43.834
8266 | 29757600 | 5.6318 | 41.9818 | 43.8358
8267 | 29761200 | 5.6318 | 41.9836 | 43.8377
8268 | 29764800 | 5.6318 | 41.9854 | 43.8395
8269 | 29768400 | 5.6319 | 41.9872 | 43.8413
8270 | 29772000 | 5.6319 | 41.989 | 43.8431
8271 | 29775600 | 5.632 | 41.9909 | 43.845
8272 | 29779200 | 5.632 | 41.9927 | 43.8468
8273 | 29782800 | 5.632 | 41.9945 | 43.8486
8274 | 29786400 | 5.6321 | 41.9963 | 43.8505
8275 | 29790000 | 5.6321 | 41.9982 | 43.8523
8276 | 29793600 | 5.6322 | 42 | 43.8541
8277 | 29797200 | 5.6322 | 42.0018 | 43.8559
8278 | 29800800 | 5.6322 | 42.0036 | 43.8578
8279 | 29804400 | 5.6323 | 42.0055 | 43.8596
8280 | 29808000 | 5.6323 | 42.0073 | 43.8614
8281 | 29811600 | 5.6323 | 42.0091 | 43.8633
8282 | 29815200 | 5.6324 | 42.0109 | 43.8651
8283 | 29818800 | 5.6324 | 42.0127 | 43.8669
8284 | 29822400 | 5.6325 | 42.0146 | 43.8687
8285 | 29826000 | 5.6325 | 42.0164 | 43.8706
8286 | 29829600 | 5.6325 | 42.0182 | 43.8724
8287 | 29833200 | 5.6326 | 42.02 | 43.8742
8288 | 29836800 | 5.6326 | 42.0218 | 43.876
8289 | 29840400 | 5.6327 | 42.0237 | 43.8779
8290 | 29844000 | 5.6327 | 42.0255 | 43.8797
8291 | 29847600 | 5.6327 | 42.0273 | 43.8815
8292 | 29851200 | 5.6328 | 42.0291 | 43.8834
8293 | 29854800 | 5.6328 | 42.031 | 43.8852
8294 | 29858400 | 5.6328 | 42.0328 | 43.887
8295 | 29862000 | 5.6329 | 42.0346 | 43.8888
8296 | 29865600 | 5.6329 | 42.0364 | 43.8907
8297 | 29869200 | 5.633 | 42.0382 | 43.8925
8298 | 29872800 | 5.633 | 42.0401 | 43.8943
8299 | 29876400 | 5.633 | 42.0419 | 43.8961
8300 | 29880000 | 5.6331 | 42.0437 | 43.898
8301 | 29883600 | 5.6331 | 42.0455 | 43.8998
8302 | 29887200 | 5.6332 | 42.0473 | 43.9016
8303 | 29890800 | 5.6332 | 42.0492 | 43.9034
8304 | 29894400 | 5.6332 | 42.051 | 43.9053
8305 | 29898000 | 5.6333 | 42.0528 | 43.9071
8306 | 29901600 | 5.6333 | 42.0546 | 43.9089
8307 | 29905200 | 5.6333 | 42.0564 | 43.9107
8308 | 29908800 | 5.6334 | 42.0583 | 43.9126
8309 | 29912400 | 5.6334 | 42.0601 | 43.9144
8310 | 29916000 | 5.6335 | 42.0619 | 43.9162
8311 | 29919600 | 5.6335 | 42.0637 | 43.918
8312 | 29923200 | 5.6335 | 42.0655 | 43.9199
8313 | 29926800 | 5.6336 | 42.0674 | 43.9217
8314 | 29930400 | 5.6336 | 42.0692 | 43.9235
8315 | 29934000 | 5.6337 | 42.071 | 43.9253
8316 | 29937600 | 5.6337 | 42.0728 | 43.9272
8317 | 29941200 | 5.6337 | 42.0746 | 43.929
8318 | 29944800 | 5.6338 | 42.0764 | 43.9308
8319 | 29948400 | 5.6338 | 42.0783 | 43.9326
8320 | 29952000 | 5.6338 | 42.0801 | 43.9345
8321 | 29955600 | 5.6339 | 42.0819 | 43.9363
8322 | 29959200 | 5.6339 | 42.0837 | 43.9381
8323 | 29962800 | 5.634 | 42.0855 | 43.9399
8324 | 29966400 | 5.634 | 42.0874 | 43.9418
8325 | 29970000 | 5.634 | 42.0892 | 43.9436
8326 | 29973600 | 5.6341 | 42.091 | 43.9454
8327 | 29977200 | 5.6341 | 42.0928 | 43.9472
8328 | 29980800 | 5.6342 | 42.0946 | 43.9491
8329 | 29984400 | 5.6342 | 42.0964 | 43.9509
8330 | 29988000 | 5.6342 | 42.0983 | 43.9527
8331 | 29991600 | 5.6343 | 42.1001 | 43.9545
8332 | 29995200 | 5.6343 | 42.1019 | 43.9563
8333 | 29998800 | 5.6343 | 42.1037 | 43.9582
8334 | 30002400 | 5.6344 | 42.1055 | 43.96
8335 | 30006000 | 5.6344 | 42.1073 | 43.9618
8336 | 30009600 | 5.6345 | 42.1092 | 43.9636
8337 | 30013200 | 5.6345 | 42.111 | 43.9655
8338 | 30016800 | 5.6345 | 42.1128 | 43.9673
8339 | 30020400 | 5.6346 | 42.1146 | 43.9691
8340 | 30024000 | 5.6346 | 42.1164 | 43.9709
8341 | 30027600 | 5.6347 | 42.1182 | 43.9727
8342 | 30031200 | 5.6347 | 42.1201 | 43.9746
8343 | 30034800 | 5.6347 | 42.1219 | 43.9764
8344 | 30038400 | 5.6348 | 42.1237 | 43.9782
8345 | 30042000 | 5.6348 | 42.1255 | 43.98
8346 | 30045600 | 5.6348 | 42.1273 | 43.9818
8347 | 30049200 | 5.6349 | 42.1291 | 43.9837
8348 | 30052800 | 5.6349 | 42.131 | 43.9855
8349 | 30056400 | 5.635 | 42.1328 | 43.9873
8350 | 30060000 | 5.635 | 42.1346 | 43.9891
8351 | 30063600 | 5.635 | 42.1364 | 43.9909
8352 | 30067200 | 5.6351 | 42.1382 | 43.9928
8353 | 30070800 | 5.6351 | 42.14 | 43.9946
8354 | 30074400 | 5.6352 | 42.1418 | 43.9964
8355 | 30078000 | 5.6352 | 42.1437 | 43.9982
8356 | 30081600 | 5.6352 | 42.1455 | 44
8357 | 30085200 | 5.6353 | 42.1473 | 44.0019
8358 | 30088800 | 5.6353 | 42.1491 | 44.0037
8359 | 30092400 | 5.6353 | 42.1509 | 44.0055
8360 | 30096000 | 5.6354 | 42.1527 | 44.0073
8361 | 30099600 | 5.6354 | 42.1545 | 44.0091
8362 | 30103200 | 5.6355 | 42.1564 | 44.011
8363 | 30106800 | 5.6355 | 42.1582 | 44.0128
8364 | 30110400 | 5.6355 | 42.16 | 44.0146
8365 | 30114000 | 5.6356 | 42.1618 | 44.0164
8366 | 30117600 | 5.6356 | 42.1636 | 44.0182
8367 | 30121200 | 5.6356 | 42.1654 | 44.0201
8368 | 30124800 | 5.6357 | 42.1672 | 44.0219
8369 | 30128400 | 5.6357 | 42.169 | 44.0237
8370 | 30132000 | 5.6358 | 42.1709 | 44.0255
8371 | 30135600 | 5.6358 | 42.1727 | 44.0273
8372 | 30139200 | 5.6358 | 42.1745 | 44.0292
8373 | 30142800 | 5.6359 | 42.1763 | 44.031
8374 | 30146400 | 5.6359 | 42.1781 | 44.0328
8375 | 30150000 | 5.636 | 42.1799 | 44.0346
8376 | 30153600 | 5.636 | 42.1817 | 44.0364
8377 | 30157200 | 5.636 | 42.1835 | 44.0382
8378 | 30160800 | 5.6361 | 42.1854 | 44.0401
8379 | 30164400 | 5.6361 | 42.1872 | 44.0419
8380 | 30168000 | 5.6361 | 42.189 | 44.0437
8381 | 30171600 | 5.6362 | 42.1908 | 44.0455
8382 | 30175200 | 5.6362 | 42.1926 | 44.0473
8383 | 30178800 | 5.6363 | 42.1944 | 44.0491
8384 | 30182400 | 5.6363 | 42.1962 | 44.051
8385 | 30186000 | 5.6363 | 42.198 | 44.0528
8386 | 30189600 | 5.6364 | 42.1999 | 44.0546
8387 | 30193200 | 5.6364 | 42.2017 | 44.0564
8388 | 30196800 | 5.6364 | 42.2035 | 44.0582
8389 | 30200400 | 5.6365 | 42.2053 | 44.06
8390 | 30204000 | 5.6365 | 42.2071 | 44.0619
8391 | 30207600 | 5.6366 | 42.2089 | 44.0637
8392 | 30211200 | 5.6366 | 42.2107 | 44.0655
8393 | 30214800 | 5.6366 | 42.2125 | 44.0673
8394 | 30218400 | 5.6367 | 42.2143 | 44.0691
8395 | 30222000 | 5.6367 | 42.2161 | 44.0709
8396 | 30225600 | 5.6367 | 42.218 | 44.0728
8397 | 30229200 | 5.6368 | 42.2198 | 44.0746
8398 | 30232800 | 5.6368 | 42.2216 | 44.0764
8399 | 30236400 | 5.6369 | 42.2234 | 44.0782
8400 | 30240000 | 5.6369 | 42.2252 | 44.08
8401 | 30243600 | 5.6369 | 42.227 | 44.0818
8402 | 30247200 | 5.637 | 42.2288 | 44.0837
8403 | 30250800 | 5.637 | 42.2306 | 44.0855
8404 | 30254400 | 5.6371 | 42.2324 | 44.0873
8405 | 30258000 | 5.6371 | 42.2342 | 44.0891
8406 | 30261600 | 5.6371 | 42.2361 | 44.0909
8407 | 30265200 | 5.6372 | 42.2379 | 44.0927
8408 | 30268800 | 5.6372 | 42.2397 | 44.0945
8409 | 30272400 | 5.6372 | 42.2415 | 44.0964
8410 | 30276000 | 5.6373 | 42.2433 | 44.0982
8411 | 30279600 | 5.6373 | 42.2451 | 44.1
8412 | 30283200 | 5.6374 | 42.2469 | 44.1018
8413 | 30286800 | 5.6374 | 42.2487 | 44.1036
8414 | 30290400 | 5.6374 | 42.2505 | 44.1054
8415 | 30294000 | 5.6375 | 42.2523 | 44.1072
8416 | 30297600 | 5.6375 | 42.2541 | 44.1091
8417 | 30301200 | 5.6375 | 42.2559 | 44.1109
8418 | 30304800 | 5.6376 | 42.2578 | 44.1127
8419 | 30308400 | 5.6376 | 42.2596 | 44.1145
8420 | 30312000 | 5.6377 | 42.2614 | 44.1163
8421 | 30315600 | 5.6377 | 42.2632 | 44.1181
8422 | 30319200 | 5.6377 | 42.265 | 44.1199
8423 | 30322800 | 5.6378 | 42.2668 | 44.1217
8424 | 30326400 | 5.6378 | 42.2686 | 44.1236
8425 | 30330000 | 5.6378 | 42.2704 | 44.1254
8426 | 30333600 | 5.6379 | 42.2722 | 44.1272
8427 | 30337200 | 5.6379 | 42.274 | 44.129
8428 | 30340800 | 5.638 | 42.2758 | 44.1308
8429 | 30344400 | 5.638 | 42.2776 | 44.1326
8430 | 30348000 | 5.638 | 42.2794 | 44.1344
8431 | 30351600 | 5.6381 | 42.2812 | 44.1362
8432 | 30355200 | 5.6381 | 42.2831 | 44.1381
8433 | 30358800 | 5.6381 | 42.2849 | 44.1399
8434 | 30362400 | 5.6382 | 42.2867 | 44.1417
8435 | 30366000 | 5.6382 | 42.2885 | 44.1435
8436 | 30369600 | 5.6383 | 42.2903 | 44.1453
8437 | 30373200 | 5.6383 | 42.2921 | 44.1471
8438 | 30376800 | 5.6383 | 42.2939 | 44.1489
8439 | 30380400 | 5.6384 | 42.2957 | 44.1507
8440 | 30384000 | 5.6384 | 42.2975 | 44.1525
8441 | 30387600 | 5.6384 | 42.2993 | 44.1544
8442 | 30391200 | 5.6385 | 42.3011 | 44.1562
8443 | 30394800 | 5.6385 | 42.3029 | 44.158
8444 | 30398400 | 5.6386 | 42.3047 | 44.1598
8445 | 30402000 | 5.6386 | 42.3065 | 44.1616
8446 | 30405600 | 5.6386 | 42.3083 | 44.1634
8447 | 30409200 | 5.6387 | 42.3101 | 44.1652
8448 | 30412800 | 5.6387 | 42.3119 | 44.167
8449 | 30416400 | 5.6387 | 42.3137 | 44.1688
8450 | 30420000 | 5.6388 | 42.3155 | 44.1707
8451 | 30423600 | 5.6388 | 42.3174 | 44.1725
8452 | 30427200 | 5.6389 | 42.3192 | 44.1743
8453 | 30430800 | 5.6389 | 42.321 | 44.1761
8454 | 30434400 | 5.6389 | 42.3228 | 44.1779
8455 | 30438000 | 5.639 | 42.3246 | 44.1797
8456 | 30441600 | 5.639 | 42.3264 | 44.1815
8457 | 30445200 | 5.639 | 42.3282 | 44.1833
8458 | 30448800 | 5.6391 | 42.33 | 44.1851
8459 | 30452400 | 5.6391 | 42.3318 | 44.1869
8460 | 30456000 | 5.6392 | 42.3336 | 44.1887
8461 | 30459600 | 5.6392 | 42.3354 | 44.1906
8462 | 30463200 | 5.6392 | 42.3372 | 44.1924
8463 | 30466800 | 5.6393 | 42.339 | 44.1942
8464 | 30470400 | 5.6393 | 42.3408 | 44.196
8465 | 30474000 | 5.6393 | 42.3426 | 44.1978
8466 | 30477600 | 5.6394 | 42.3444 | 44.1996
8467 | 30481200 | 5.6394 | 42.3462 | 44.2014
8468 | 30484800 | 5.6395 | 42.348 | 44.2032
8469 | 30488400 | 5.6395 | 42.3498 | 44.205
8470 | 30492000 | 5.6395 | 42.3516 | 44.2068
8471 | 30495600 | 5.6396 | 42.3534 | 44.2086
8472 | 30499200 | 5.6396 | 42.3552 | 44.2104
8473 | 30502800 | 5.6396 | 42.357 | 44.2123
8474 | 30506400 | 5.6397 | 42.3588 | 44.2141
8475 | 30510000 | 5.6397 | 42.3606 | 44.2159
8476 | 30513600 | 5.6398 | 42.3624 | 44.2177
8477 | 30517200 | 5.6398 | 42.3642 | 44.2195
8478 | 30520800 | 5.6398 | 42.366 | 44.2213
8479 | 30524400 | 5.6399 | 42.3678 | 44.2231
8480 | 30528000 | 5.6399 | 42.3696 | 44.2249
8481 | 30531600 | 5.6399 | 42.3714 | 44.2267
8482 | 30535200 | 5.64 | 42.3732 | 44.2285
8483 | 30538800 | 5.64 | 42.375 | 44.2303
8484 | 30542400 | 5.6401 | 42.3768 | 44.2321
8485 | 30546000 | 5.6401 | 42.3786 | 44.2339
8486 | 30549600 | 5.6401 | 42.3804 | 44.2357
8487 | 30553200 | 5.6402 | 42.3822 | 44.2376
8488 | 30556800 | 5.6402 | 42.384 | 44.2394
8489 | 30560400 | 5.6402 | 42.3858 | 44.2412
8490 | 30564000 | 5.6403 | 42.3876 | 44.243
8491 | 30567600 | 5.6403 | 42.3894 | 44.2448
8492 | 30571200 | 5.6404 | 42.3912 | 44.2466
8493 | 30574800 | 5.6404 | 42.393 | 44.2484
8494 | 30578400 | 5.6404 | 42.3948 | 44.2502
8495 | 30582000 | 5.6405 | 42.3966 | 44.252
8496 | 30585600 | 5.6405 | 42.3984 | 44.2538
8497 | 30589200 | 5.6405 | 42.4002 | 44.2556
8498 | 30592800 | 5.6406 | 42.402 | 44.2574
8499 | 30596400 | 5.6406 | 42.4038 | 44.2592
8500 | 30600000 | 5.6407 | 42.4056 | 44.261
8501 | 30603600 | 5.6407 | 42.4074 | 44.2628
8502 | 30607200 | 5.6407 | 42.4092 | 44.2646
8503 | 30610800 | 5.6408 | 42.411 | 44.2664
8504 | 30614400 | 5.6408 | 42.4128 | 44.2682
8505 | 30618000 | 5.6408 | 42.4146 | 44.27
8506 | 30621600 | 5.6409 | 42.4164 | 44.2718
8507 | 30625200 | 5.6409 | 42.4182 | 44.2737
8508 | 30628800 | 5.6409 | 42.42 | 44.2755
8509 | 30632400 | 5.641 | 42.4218 | 44.2773
8510 | 30636000 | 5.641 | 42.4236 | 44.2791
8511 | 30639600 | 5.6411 | 42.4254 | 44.2809
8512 | 30643200 | 5.6411 | 42.4272 | 44.2827
8513 | 30646800 | 5.6411 | 42.429 | 44.2845
8514 | 30650400 | 5.6412 | 42.4308 | 44.2863
8515 | 30654000 | 5.6412 | 42.4326 | 44.2881
8516 | 30657600 | 5.6412 | 42.4344 | 44.2899
8517 | 30661200 | 5.6413 | 42.4362 | 44.2917
8518 | 30664800 | 5.6413 | 42.438 | 44.2935
8519 | 30668400 | 5.6414 | 42.4398 | 44.2953
8520 | 30672000 | 5.6414 | 42.4416 | 44.2971
8521 | 30675600 | 5.6414 | 42.4434 | 44.2989
8522 | 30679200 | 5.6415 | 42.4452 | 44.3007
8523 | 30682800 | 5.6415 | 42.447 | 44.3025
8524 | 30686400 | 5.6415 | 42.4488 | 44.3043
8525 | 30690000 | 5.6416 | 42.4506 | 44.3061
8526 | 30693600 | 5.6416 | 42.4524 | 44.3079
8527 | 30697200 | 5.6417 | 42.4542 | 44.3097
8528 | 30700800 | 5.6417 | 42.456 | 44.3115
8529 | 30704400 | 5.6417 | 42.4578 | 44.3133
8530 | 30708000 | 5.6418 | 42.4596 | 44.3151
8531 | 30711600 | 5.6418 | 42.4614 | 44.3169
8532 | 30715200 | 5.6418 | 42.4632 | 44.3187
8533 | 30718800 | 5.6419 | 42.465 | 44.3205
8534 | 30722400 | 5.6419 | 42.4668 | 44.3223
8535 | 30726000 | 5.6419 | 42.4686 | 44.3241
8536 | 30729600 | 5.642 | 42.4704 | 44.3259
8537 | 30733200 | 5.642 | 42.4721 | 44.3277
8538 | 30736800 | 5.6421 | 42.4739 | 44.3295
8539 | 30740400 | 5.6421 | 42.4757 | 44.3313
8540 | 30744000 | 5.6421 | 42.4775 | 44.3331
8541 | 30747600 | 5.6422 | 42.4793 | 44.3349
8542 | 30751200 | 5.6422 | 42.4811 | 44.3367
8543 | 30754800 | 5.6422 | 42.4829 | 44.3385
8544 | 30758400 | 5.6423 | 42.4847 | 44.3403
8545 | 30762000 | 5.6423 | 42.4865 | 44.3421
8546 | 30765600 | 5.6424 | 42.4883 | 44.3439
8547 | 30769200 | 5.6424 | 42.4901 | 44.3457
8548 | 30772800 | 5.6424 | 42.4919 | 44.3475
8549 | 30776400 | 5.6425 | 42.4937 | 44.3493
8550 | 30780000 | 5.6425 | 42.4955 | 44.3511
8551 | 30783600 | 5.6425 | 42.4973 | 44.3529
8552 | 30787200 | 5.6426 | 42.4991 | 44.3547
8553 | 30790800 | 5.6426 | 42.5009 | 44.3565
8554 | 30794400 | 5.6426 | 42.5027 | 44.3583
8555 | 30798000 | 5.6427 | 42.5044 | 44.3601
8556 | 30801600 | 5.6427 | 42.5062 | 44.3619
8557 | 30805200 | 5.6428 | 42.508 | 44.3637
8558 | 30808800 | 5.6428 | 42.5098 | 44.3655
8559 | 30812400 | 5.6428 | 42.5116 | 44.3673
8560 | 30816000 | 5.6429 | 42.5134 | 44.3691
8561 | 30819600 | 5.6429 | 42.5152 | 44.3709
8562 | 30823200 | 5.6429 | 42.517 | 44.3727
8563 | 30826800 | 5.643 | 42.5188 | 44.3745
8564 | 30830400 | 5.643 | 42.5206 | 44.3763
8565 | 30834000 | 5.6431 | 42.5224 | 44.3781
8566 | 30837600 | 5.6431 | 42.5242 | 44.3799
8567 | 30841200 | 5.6431 | 42.526 | 44.3817
8568 | 30844800 | 5.6432 | 42.5278 | 44.3835
8569 | 30848400 | 5.6432 | 42.5296 | 44.3853
8570 | 30852000 | 5.6432 | 42.5313 | 44.3871
8571 | 30855600 | 5.6433 | 42.5331 | 44.3889
8572 | 30859200 | 5.6433 | 42.5349 | 44.3907
8573 | 30862800 | 5.6433 | 42.5367 | 44.3925
8574 | 30866400 | 5.6434 | 42.5385 | 44.3943
8575 | 30870000 | 5.6434 | 42.5403 | 44.3961
8576 | 30873600 | 5.6435 | 42.5421 | 44.3979
8577 | 30877200 | 5.6435 | 42.5439 | 44.3997
8578 | 30880800 | 5.6435 | 42.5457 | 44.4015
8579 | 30884400 | 5.6436 | 42.5475 | 44.4033
8580 | 30888000 | 5.6436 | 42.5493 | 44.4051
8581 | 30891600 | 5.6436 | 42.5511 | 44.4069
8582 | 30895200 | 5.6437 | 42.5528 | 44.4087
8583 | 30898800 | 5.6437 | 42.5546 | 44.4105
8584 | 30902400 | 5.6438 | 42.5564 | 44.4123
8585 | 30906000 | 5.6438 | 42.5582 | 44.4141
8586 | 30909600 | 5.6438 | 42.56 | 44.4158
8587 | 30913200 | 5.6439 | 42.5618 | 44.4176
8588 | 30916800 | 5.6439 | 42.5636 | 44.4194
8589 | 30920400 | 5.6439 | 42.5654 | 44.4212
8590 | 30924000 | 5.644 | 42.5672 | 44.423
8591 | 30927600 | 5.644 | 42.569 | 44.4248
8592 | 30931200 | 5.644 | 42.5707 | 44.4266
8593 | 30934800 | 5.6441 | 42.5725 | 44.4284
8594 | 30938400 | 5.6441 | 42.5743 | 44.4302
8595 | 30942000 | 5.6442 | 42.5761 | 44.432
8596 | 30945600 | 5.6442 | 42.5779 | 44.4338
8597 | 30949200 | 5.6442 | 42.5797 | 44.4356
8598 | 30952800 | 5.6443 | 42.5815 | 44.4374
8599 | 30956400 | 5.6443 | 42.5833 | 44.4392
8600 | 30960000 | 5.6443 | 42.5851 | 44.441
8601 | 30963600 | 5.6444 | 42.5869 | 44.4428
8602 | 30967200 | 5.6444 | 42.5886 | 44.4446
8603 | 30970800 | 5.6444 | 42.5904 | 44.4464
8604 | 30974400 | 5.6445 | 42.5922 | 44.4482
8605 | 30978000 | 5.6445 | 42.594 | 44.45
8606 | 30981600 | 5.6446 | 42.5958 | 44.4517
8607 | 30985200 | 5.6446 | 42.5976 | 44.4535
8608 | 30988800 | 5.6446 | 42.5994 | 44.4553
8609 | 30992400 | 5.6447 | 42.6012 | 44.4571
8610 | 30996000 | 5.6447 | 42.6029 | 44.4589
8611 | 30999600 | 5.6447 | 42.6047 | 44.4607
8612 | 31003200 | 5.6448 | 42.6065 | 44.4625
8613 | 31006800 | 5.6448 | 42.6083 | 44.4643
8614 | 31010400 | 5.6448 | 42.6101 | 44.4661
8615 | 31014000 | 5.6449 | 42.6119 | 44.4679
8616 | 31017600 | 5.6449 | 42.6137 | 44.4697
8617 | 31021200 | 5.645 | 42.6155 | 44.4715
8618 | 31024800 | 5.645 | 42.6172 | 44.4733
8619 | 31028400 | 5.645 | 42.619 | 44.4751
8620 | 31032000 | 5.6451 | 42.6208 | 44.4768
8621 | 31035600 | 5.6451 | 42.6226 | 44.4786
8622 | 31039200 | 5.6451 | 42.6244 | 44.4804
8623 | 31042800 | 5.6452 | 42.6262 | 44.4822
8624 | 31046400 | 5.6452 | 42.628 | 44.484
8625 | 31050000 | 5.6452 | 42.6298 | 44.4858
8626 | 31053600 | 5.6453 | 42.6315 | 44.4876
8627 | 31057200 | 5.6453 | 42.6333 | 44.4894
8628 | 31060800 | 5.6454 | 42.6351 | 44.4912
8629 | 31064400 | 5.6454 | 42.6369 | 44.493
8630 | 31068000 | 5.6454 | 42.6387 | 44.4948
8631 | 31071600 | 5.6455 | 42.6405 | 44.4966
8632 | 31075200 | 5.6455 | 42.6423 | 44.4983
8633 | 31078800 | 5.6455 | 42.644 | 44.5001
8634 | 31082400 | 5.6456 | 42.6458 | 44.5019
8635 | 31086000 | 5.6456 | 42.6476 | 44.5037
8636 | 31089600 | 5.6456 | 42.6494 | 44.5055
8637 | 31093200 | 5.6457 | 42.6512 | 44.5073
8638 | 31096800 | 5.6457 | 42.653 | 44.5091
8639 | 31100400 | 5.6458 | 42.6548 | 44.5109
8640 | 31104000 | 5.6458 | 42.6565 | 44.5127
8641 | 31107600 | 5.6458 | 42.6583 | 44.5145
8642 | 31111200 | 5.6459 | 42.6601 | 44.5163
8643 | 31114800 | 5.6459 | 42.6619 | 44.518
8644 | 31118400 | 5.6459 | 42.6637 | 44.5198
8645 | 31122000 | 5.646 | 42.6655 | 44.5216
8646 | 31125600 | 5.646 | 42.6673 | 44.5234
8647 | 31129200 | 5.646 | 42.669 | 44.5252
8648 | 31132800 | 5.6461 | 42.6708 | 44.527
8649 | 31136400 | 5.6461 | 42.6726 | 44.5288
8650 | 31140000 | 5.6462 | 42.6744 | 44.5306
8651 | 31143600 | 5.6462 | 42.6762 | 44.5324
8652 | 31147200 | 5.6462 | 42.678 | 44.5342
8653 | 31150800 | 5.6463 | 42.6797 | 44.5359
8654 | 31154400 | 5.6463 | 42.6815 | 44.5377
8655 | 31158000 | 5.6463 | 42.6833 | 44.5395
8656 | 31161600 | 5.6464 | 42.6851 | 44.5413
8657 | 31165200 | 5.6464 | 42.6869 | 44.5431
8658 | 31168800 | 5.6464 | 42.6887 | 44.5449
8659 | 31172400 | 5.6465 | 42.6904 | 44.5467
8660 | 31176000 | 5.6465 | 42.6922 | 44.5485
8661 | 31179600 | 5.6466 | 42.694 | 44.5503
8662 | 31183200 | 5.6466 | 42.6958 | 44.552
8663 | 31186800 | 5.6466 | 42.6976 | 44.5538
8664 | 31190400 | 5.6467 | 42.6994 | 44.5556
8665 | 31194000 | 5.6467 | 42.7011 | 44.5574
8666 | 31197600 | 5.6467 | 42.7029 | 44.5592
8667 | 31201200 | 5.6468 | 42.7047 | 44.561
8668 | 31204800 | 5.6468 | 42.7065 | 44.5628
8669 | 31208400 | 5.6468 | 42.7083 | 44.5646
8670 | 31212000 | 5.6469 | 42.7101 | 44.5663
8671 | 31215600 | 5.6469 | 42.7118 | 44.5681
8672 | 31219200 | 5.647 | 42.7136 | 44.5699
8673 | 31222800 | 5.647 | 42.7154 | 44.5717
8674 | 31226400 | 5.647 | 42.7172 | 44.5735
8675 | 31230000 | 5.6471 | 42.719 | 44.5753
8676 | 31233600 | 5.6471 | 42.7207 | 44.5771
8677 | 31237200 | 5.6471 | 42.7225 | 44.5789
8678 | 31240800 | 5.6472 | 42.7243 | 44.5806
8679 | 31244400 | 5.6472 | 42.7261 | 44.5824
8680 | 31248000 | 5.6472 | 42.7279 | 44.5842
8681 | 31251600 | 5.6473 | 42.7296 | 44.586
8682 | 31255200 | 5.6473 | 42.7314 | 44.5878
8683 | 31258800 | 5.6474 | 42.7332 | 44.5896
8684 | 31262400 | 5.6474 | 42.735 | 44.5914
8685 | 31266000 | 5.6474 | 42.7368 | 44.5931
8686 | 31269600 | 5.6475 | 42.7385 | 44.5949
8687 | 31273200 | 5.6475 | 42.7403 | 44.5967
8688 | 31276800 | 5.6475 | 42.7421 | 44.5985
8689 | 31280400 | 5.6476 | 42.7439 | 44.6003
8690 | 31284000 | 5.6476 | 42.7457 | 44.6021
8691 | 31287600 | 5.6476 | 42.7475 | 44.6039
8692 | 31291200 | 5.6477 | 42.7492 | 44.6056
8693 | 31294800 | 5.6477 | 42.751 | 44.6074
8694 | 31298400 | 5.6477 | 42.7528 | 44.6092
8695 | 31302000 | 5.6478 | 42.7546 | 44.611
8696 | 31305600 | 5.6478 | 42.7563 | 44.6128
8697 | 31309200 | 5.6479 | 42.7581 | 44.6146
8698 | 31312800 | 5.6479 | 42.7599 | 44.6163
8699 | 31316400 | 5.6479 | 42.7617 | 44.6181
8700 | 31320000 | 5.648 | 42.7635 | 44.6199
8701 | 31323600 | 5.648 | 42.7652 | 44.6217
8702 | 31327200 | 5.648 | 42.767 | 44.6235
8703 | 31330800 | 5.6481 | 42.7688 | 44.6253
8704 | 31334400 | 5.6481 | 42.7706 | 44.6271
8705 | 31338000 | 5.6481 | 42.7724 | 44.6288
8706 | 31341600 | 5.6482 | 42.7741 | 44.6306
8707 | 31345200 | 5.6482 | 42.7759 | 44.6324
8708 | 31348800 | 5.6482 | 42.7777 | 44.6342
8709 | 31352400 | 5.6483 | 42.7795 | 44.636
8710 | 31356000 | 5.6483 | 42.7813 | 44.6378
8711 | 31359600 | 5.6484 | 42.783 | 44.6395
8712 | 31363200 | 5.6484 | 42.7848 | 44.6413
8713 | 31366800 | 5.6484 | 42.7866 | 44.6431
8714 | 31370400 | 5.6485 | 42.7884 | 44.6449
8715 | 31374000 | 5.6485 | 42.7901 | 44.6467
8716 | 31377600 | 5.6485 | 42.7919 | 44.6485
8717 | 31381200 | 5.6486 | 42.7937 | 44.6502
8718 | 31384800 | 5.6486 | 42.7955 | 44.652
8719 | 31388400 | 5.6486 | 42.7973 | 44.6538
8720 | 31392000 | 5.6487 | 42.799 | 44.6556
8721 | 31395600 | 5.6487 | 42.8008 | 44.6574
8722 | 31399200 | 5.6488 | 42.8026 | 44.6591
8723 | 31402800 | 5.6488 | 42.8044 | 44.6609
8724 | 31406400 | 5.6488 | 42.8061 | 44.6627
8725 | 31410000 | 5.6489 | 42.8079 | 44.6645
8726 | 31413600 | 5.6489 | 42.8097 | 44.6663
8727 | 31417200 | 5.6489 | 42.8115 | 44.6681
8728 | 31420800 | 5.649 | 42.8132 | 44.6698
8729 | 31424400 | 5.649 | 42.815 | 44.6716
8730 | 31428000 | 5.649 | 42.8168 | 44.6734
8731 | 31431600 | 5.6491 | 42.8186 | 44.6752
8732 | 31435200 | 5.6491 | 42.8203 | 44.677
8733 | 31438800 | 5.6491 | 42.8221 | 44.6787
8734 | 31442400 | 5.6492 | 42.8239 | 44.6805
8735 | 31446000 | 5.6492 | 42.8257 | 44.6823
8736 | 31449600 | 5.6493 | 42.8274 | 44.6841
8737 | 31453200 | 5.6493 | 42.8292 | 44.6859
8738 | 31456800 | 5.6493 | 42.831 | 44.6876
8739 | 31460400 | 5.6494 | 42.8328 | 44.6894
8740 | 31464000 | 5.6494 | 42.8345 | 44.6912
8741 | 31467600 | 5.6494 | 42.8363 | 44.693
8742 | 31471200 | 5.6495 | 42.8381 | 44.6948
8743 | 31474800 | 5.6495 | 42.8399 | 44.6965
8744 | 31478400 | 5.6495 | 42.8416 | 44.6983
8745 | 31482000 | 5.6496 | 42.8434 | 44.7001
8746 | 31485600 | 5.6496 | 42.8452 | 44.7019
8747 | 31489200 | 5.6496 | 42.847 | 44.7037
8748 | 31492800 | 5.6497 | 42.8487 | 44.7054
8749 | 31496400 | 5.6497 | 42.8505 | 44.7072
8750 | 31500000 | 5.6498 | 42.8523 | 44.709
8751 | 31503600 | 5.6498 | 42.8541 | 44.7108
8752 | 31507200 | 5.6498 | 42.8558 | 44.7126
8753 | 31510800 | 5.6499 | 42.8576 | 44.7143
8754 | 31514400 | 5.6499 | 42.8594 | 44.7161
8755 | 31518000 | 5.6499 | 42.8612 | 44.7179
8756 | 31521600 | 5.65 | 42.8629 | 44.7197
8757 | 31525200 | 5.65 | 42.8647 | 44.7215
8758 | 31528800 | 5.65 | 42.8665 | 44.7232
8759 | 31532400 | 5.6501 | 42.8683 | 44.725
8760 | 31536000 | 5.6501 | 42.87 | 44.7268
8761 | 31539600 | 5.6501 | 42.8718 | 44.7286
8762 | 31543200 | 5.6502 | 42.8736 | 44.7304
8763 | 31546800 | 5.6502 | 42.8753 | 44.7321
8764 | 31550400 | 5.6503 | 42.8771 | 44.7339
8765 | 31554000 | 5.6503 | 42.8789 | 44.7357
8766 | 31557600 | 5.6503 | 42.8807 | 44.7375
8767 | 31561200 | 5.6504 | 42.8824 | 44.7392
8768 | 31564800 | 5.6504 | 42.8842 | 44.741
8769 | 31568400 | 5.6504 | 42.886 | 44.7428
8770 | 31572000 | 5.6505 | 42.8878 | 44.7446
8771 | 31575600 | 5.6505 | 42.8895 | 44.7464
8772 | 31579200 | 5.6505 | 42.8913 | 44.7481
8773 | 31582800 | 5.6506 | 42.8931 | 44.7499
8774 | 31586400 | 5.6506 | 42.8948 | 44.7517
8775 | 31590000 | 5.6506 | 42.8966 | 44.7535
8776 | 31593600 | 5.6507 | 42.8984 | 44.7552
8777 | 31597200 | 5.6507 | 42.9002 | 44.757
8778 | 31600800 | 5.6507 | 42.9019 | 44.7588
8779 | 31604400 | 5.6508 | 42.9037 | 44.7606
8780 | 31608000 | 5.6508 | 42.9055 | 44.7623
8781 | 31611600 | 5.6509 | 42.9072 | 44.7641
8782 | 31615200 | 5.6509 | 42.909 | 44.7659
8783 | 31618800 | 5.6509 | 42.9108 | 44.7677
8784 | 31622400 | 5.651 | 42.9126 | 44.7694

## D=20mm
Temp (initial) |  | 16 | ℃ | Soil | Themal Conductivity (λ) | 1 | W/(m.k)
Diameter (D) |  | 0.02 | m |  | Density (ρ) | 2000 | kg/(m^3)
Clear Cover (c) |  | 0.075 | m |  | Heat Capacity/Specific Heat (Cp) | 800 | J/(kg.K)
Cover (r+cover) |  | 0.085 | m |  | Themal Diffusivity (α) | 6.25e-07 | (m^2)/s
Wall Thickness |  | 0.8 | m | Concrete | Themal Conductivity (λ) | 1 | W/(m.k)
Pipe Spacing |  | 0.5 | m |  | Density (ρ) | 2000 | kg/(m^3)
Heat Flux (Qeq) Wall |  | 6.2832 | W/(m^2) |  | Heat Capacity/Specific Heat (Cp) | 800 | J/(kg.K) | O
Heat Flux (Q0) Pipe |  | 50 | W/(m^2) |  | Themal Diffusivity (α) | 6.25e-07 | (m^2)/s
Total Time (Tf) |  | 366 | D
| Sec | Hr
time-step | 3600 | 1
COMSOL
Insert Comsol Data
t(hr) | t(sec) | qw | Tw(C) | Tp(C)
0 | 0 | 3.5878e-06 | 16 | 16.2762
1 | 3600 | 0.55522 | 16.0263 | 17.0021
2 | 7200 | 1.0319 | 16.062 | 17.1236
3 | 10800 | 1.3927 | 16.099 | 17.2375
4 | 14400 | 1.6105 | 16.134 | 17.3182
5 | 18000 | 1.7604 | 16.167 | 17.3775
6 | 21600 | 1.8729 | 16.1978 | 17.4248
7 | 25200 | 1.962 | 16.2269 | 17.4652
8 | 28800 | 2.035 | 16.2544 | 17.501
9 | 32400 | 2.0977 | 16.2809 | 17.5339
10 | 36000 | 2.1518 | 16.3063 | 17.5642
11 | 39600 | 2.1983 | 16.3306 | 17.5923
12 | 43200 | 2.2387 | 16.354 | 17.6185
13 | 46800 | 2.2742 | 16.3765 | 17.6433
14 | 50400 | 2.3056 | 16.3982 | 17.6668
15 | 54000 | 2.3338 | 16.4192 | 17.6894
16 | 57600 | 2.3593 | 16.4396 | 17.7111
17 | 61200 | 2.3825 | 16.4594 | 17.732
18 | 64800 | 2.4037 | 16.4787 | 17.7523
19 | 68400 | 2.4231 | 16.4975 | 17.7719
20 | 72000 | 2.4411 | 16.5158 | 17.7911
21 | 75600 | 2.4578 | 16.5338 | 17.8097
22 | 79200 | 2.4734 | 16.5513 | 17.8279
23 | 82800 | 2.4879 | 16.5684 | 17.8456
24 | 86400 | 2.5015 | 16.5852 | 17.863
25 | 90000 | 2.5143 | 16.6017 | 17.88
26 | 93600 | 2.5264 | 16.6179 | 17.8967
27 | 97200 | 2.5378 | 16.6337 | 17.913
28 | 100800 | 2.5486 | 16.6493 | 17.9291
29 | 104400 | 2.5588 | 16.6647 | 17.9449
30 | 108000 | 2.5685 | 16.6798 | 17.9604
31 | 111600 | 2.5778 | 16.6946 | 17.9756
32 | 115200 | 2.5866 | 16.7092 | 17.9906
33 | 118800 | 2.5951 | 16.7236 | 18.0053
34 | 122400 | 2.6032 | 16.7378 | 18.0199
35 | 126000 | 2.6109 | 16.7518 | 18.0342
36 | 129600 | 2.6184 | 16.7657 | 18.0484
37 | 133200 | 2.6256 | 16.7793 | 18.0623
38 | 136800 | 2.6325 | 16.7928 | 18.0761
39 | 140400 | 2.6392 | 16.8061 | 18.0896
40 | 144000 | 2.6456 | 16.8192 | 18.1031
41 | 147600 | 2.6519 | 16.8322 | 18.1163
42 | 151200 | 2.6579 | 16.845 | 18.1294
43 | 154800 | 2.6638 | 16.8577 | 18.1424
44 | 158400 | 2.6695 | 16.8703 | 18.1552
45 | 162000 | 2.6751 | 16.8827 | 18.1679
46 | 165600 | 2.6805 | 16.895 | 18.1804
47 | 169200 | 2.6858 | 16.9072 | 18.1928
48 | 172800 | 2.691 | 16.9192 | 18.2051
49 | 176400 | 2.696 | 16.9312 | 18.2173
50 | 180000 | 2.701 | 16.943 | 18.2294
51 | 183600 | 2.7058 | 16.9547 | 18.2414
52 | 187200 | 2.7106 | 16.9663 | 18.2532
53 | 190800 | 2.7153 | 16.9779 | 18.265
54 | 194400 | 2.7199 | 16.9893 | 18.2766
55 | 198000 | 2.7244 | 17.0006 | 18.2882
56 | 201600 | 2.7289 | 17.0119 | 18.2997
57 | 205200 | 2.7333 | 17.023 | 18.311
58 | 208800 | 2.7377 | 17.0341 | 18.3223
59 | 212400 | 2.742 | 17.0451 | 18.3336
60 | 216000 | 2.7462 | 17.056 | 18.3447
61 | 219600 | 2.7504 | 17.0668 | 18.3557
62 | 223200 | 2.7546 | 17.0776 | 18.3667
63 | 226800 | 2.7588 | 17.0882 | 18.3776
64 | 230400 | 2.7629 | 17.0988 | 18.3885
65 | 234000 | 2.7669 | 17.1094 | 18.3993
66 | 237600 | 2.771 | 17.1199 | 18.41
67 | 241200 | 2.775 | 17.1303 | 18.4206
68 | 244800 | 2.779 | 17.1406 | 18.4312
69 | 248400 | 2.7829 | 17.1509 | 18.4417
70 | 252000 | 2.7869 | 17.1611 | 18.4522
71 | 255600 | 2.7908 | 17.1713 | 18.4626
72 | 259200 | 2.7947 | 17.1814 | 18.473
73 | 262800 | 2.7986 | 17.1915 | 18.4833
74 | 266400 | 2.8025 | 17.2015 | 18.4935
75 | 270000 | 2.8064 | 17.2114 | 18.5037
76 | 273600 | 2.8102 | 17.2213 | 18.5139
77 | 277200 | 2.8141 | 17.2312 | 18.524
78 | 280800 | 2.8179 | 17.241 | 18.534
79 | 284400 | 2.8218 | 17.2508 | 18.544
80 | 288000 | 2.8256 | 17.2605 | 18.554
81 | 291600 | 2.8294 | 17.2702 | 18.5639
82 | 295200 | 2.8332 | 17.2798 | 18.5738
83 | 298800 | 2.837 | 17.2894 | 18.5837
84 | 302400 | 2.8408 | 17.2989 | 18.5935
85 | 306000 | 2.8446 | 17.3084 | 18.6032
86 | 309600 | 2.8484 | 17.3179 | 18.613
87 | 313200 | 2.8522 | 17.3273 | 18.6227
88 | 316800 | 2.856 | 17.3367 | 18.6323
89 | 320400 | 2.8598 | 17.3461 | 18.6419
90 | 324000 | 2.8636 | 17.3554 | 18.6515
91 | 327600 | 2.8674 | 17.3647 | 18.6611
92 | 331200 | 2.8712 | 17.3739 | 18.6706
93 | 334800 | 2.875 | 17.3832 | 18.6801
94 | 338400 | 2.8787 | 17.3924 | 18.6896
95 | 342000 | 2.8825 | 17.4015 | 18.699
96 | 345600 | 2.8863 | 17.4106 | 18.7084
97 | 349200 | 2.8901 | 17.4197 | 18.7178
98 | 352800 | 2.8939 | 17.4288 | 18.7271
99 | 356400 | 2.8976 | 17.4378 | 18.7364
100 | 360000 | 2.9014 | 17.4468 | 18.7457
101 | 363600 | 2.9052 | 17.4558 | 18.755
102 | 367200 | 2.909 | 17.4648 | 18.7642
103 | 370800 | 2.9128 | 17.4737 | 18.7734
104 | 374400 | 2.9165 | 17.4826 | 18.7826
105 | 378000 | 2.9203 | 17.4915 | 18.7918
106 | 381600 | 2.9241 | 17.5004 | 18.8009
107 | 385200 | 2.9279 | 17.5092 | 18.81
108 | 388800 | 2.9316 | 17.518 | 18.8191
109 | 392400 | 2.9354 | 17.5268 | 18.8282
110 | 396000 | 2.9392 | 17.5355 | 18.8372
111 | 399600 | 2.943 | 17.5443 | 18.8462
112 | 403200 | 2.9467 | 17.553 | 18.8552
113 | 406800 | 2.9505 | 17.5617 | 18.8642
114 | 410400 | 2.9543 | 17.5703 | 18.8732
115 | 414000 | 2.9581 | 17.579 | 18.8821
116 | 417600 | 2.9618 | 17.5876 | 18.891
117 | 421200 | 2.9656 | 17.5962 | 18.8999
118 | 424800 | 2.9694 | 17.6048 | 18.9088
119 | 428400 | 2.9731 | 17.6134 | 18.9176
120 | 432000 | 2.9769 | 17.6219 | 18.9265
121 | 435600 | 2.9807 | 17.6305 | 18.9353
122 | 439200 | 2.9844 | 17.639 | 18.9441
123 | 442800 | 2.9882 | 17.6475 | 18.9529
124 | 446400 | 2.992 | 17.6559 | 18.9617
125 | 450000 | 2.9957 | 17.6644 | 18.9704
126 | 453600 | 2.9995 | 17.6728 | 18.9791
127 | 457200 | 3.0032 | 17.6813 | 18.9879
128 | 460800 | 3.007 | 17.6897 | 18.9966
129 | 464400 | 3.0107 | 17.6981 | 19.0052
130 | 468000 | 3.0145 | 17.7064 | 19.0139
131 | 471600 | 3.0182 | 17.7148 | 19.0226
132 | 475200 | 3.022 | 17.7231 | 19.0312
133 | 478800 | 3.0257 | 17.7315 | 19.0398
134 | 482400 | 3.0294 | 17.7398 | 19.0484
135 | 486000 | 3.0332 | 17.7481 | 19.057
136 | 489600 | 3.0369 | 17.7563 | 19.0656
137 | 493200 | 3.0406 | 17.7646 | 19.0741
138 | 496800 | 3.0444 | 17.7729 | 19.0827
139 | 500400 | 3.0481 | 17.7811 | 19.0912
140 | 504000 | 3.0518 | 17.7893 | 19.0997
141 | 507600 | 3.0555 | 17.7975 | 19.1082
142 | 511200 | 3.0592 | 17.8057 | 19.1167
143 | 514800 | 3.0629 | 17.8139 | 19.1252
144 | 518400 | 3.0666 | 17.8221 | 19.1336
145 | 522000 | 3.0703 | 17.8302 | 19.1421
146 | 525600 | 3.074 | 17.8383 | 19.1505
147 | 529200 | 3.0777 | 17.8465 | 19.1589
148 | 532800 | 3.0814 | 17.8546 | 19.1674
149 | 536400 | 3.085 | 17.8627 | 19.1757
150 | 540000 | 3.0887 | 17.8708 | 19.1841
151 | 543600 | 3.0924 | 17.8789 | 19.1925
152 | 547200 | 3.096 | 17.8869 | 19.2009
153 | 550800 | 3.0997 | 17.895 | 19.2092
154 | 554400 | 3.1034 | 17.903 | 19.2175
155 | 558000 | 3.107 | 17.911 | 19.2258
156 | 561600 | 3.1106 | 17.919 | 19.2342
157 | 565200 | 3.1143 | 17.927 | 19.2425
158 | 568800 | 3.1179 | 17.935 | 19.2507
159 | 572400 | 3.1215 | 17.943 | 19.259
160 | 576000 | 3.1252 | 17.951 | 19.2673
161 | 579600 | 3.1288 | 17.9589 | 19.2755
162 | 583200 | 3.1324 | 17.9669 | 19.2837
163 | 586800 | 3.136 | 17.9748 | 19.292
164 | 590400 | 3.1396 | 17.9828 | 19.3002
165 | 594000 | 3.1432 | 17.9907 | 19.3084
166 | 597600 | 3.1468 | 17.9986 | 19.3166
167 | 601200 | 3.1504 | 18.0065 | 19.3248
168 | 604800 | 3.1539 | 18.0143 | 19.3329
169 | 608400 | 3.1575 | 18.0222 | 19.3411
170 | 612000 | 3.1611 | 18.0301 | 19.3492
171 | 615600 | 3.1646 | 18.0379 | 19.3574
172 | 619200 | 3.1682 | 18.0458 | 19.3655
173 | 622800 | 3.1717 | 18.0536 | 19.3736
174 | 626400 | 3.1752 | 18.0614 | 19.3817
175 | 630000 | 3.1788 | 18.0692 | 19.3898
176 | 633600 | 3.1823 | 18.077 | 19.3979
177 | 637200 | 3.1858 | 18.0848 | 19.406
178 | 640800 | 3.1893 | 18.0926 | 19.4141
179 | 644400 | 3.1928 | 18.1004 | 19.4221
180 | 648000 | 3.1963 | 18.1081 | 19.4302
181 | 651600 | 3.1998 | 18.1159 | 19.4382
182 | 655200 | 3.2033 | 18.1236 | 19.4462
183 | 658800 | 3.2068 | 18.1314 | 19.4542
184 | 662400 | 3.2103 | 18.1391 | 19.4622
185 | 666000 | 3.2137 | 18.1468 | 19.4702
186 | 669600 | 3.2172 | 18.1545 | 19.4782
187 | 673200 | 3.2206 | 18.1622 | 19.4862
188 | 676800 | 3.2241 | 18.1699 | 19.4942
189 | 680400 | 3.2275 | 18.1776 | 19.5021
190 | 684000 | 3.2309 | 18.1853 | 19.5101
191 | 687600 | 3.2343 | 18.1929 | 19.518
192 | 691200 | 3.2378 | 18.2006 | 19.526
193 | 694800 | 3.2412 | 18.2082 | 19.5339
194 | 698400 | 3.2446 | 18.2159 | 19.5418
195 | 702000 | 3.248 | 18.2235 | 19.5497
196 | 705600 | 3.2514 | 18.2311 | 19.5576
197 | 709200 | 3.2547 | 18.2387 | 19.5655
198 | 712800 | 3.2581 | 18.2463 | 19.5734
199 | 716400 | 3.2615 | 18.2539 | 19.5812
200 | 720000 | 3.2648 | 18.2615 | 19.5891
201 | 723600 | 3.2682 | 18.2691 | 19.5969
202 | 727200 | 3.2715 | 18.2767 | 19.6048
203 | 730800 | 3.2748 | 18.2842 | 19.6126
204 | 734400 | 3.2782 | 18.2918 | 19.6204
205 | 738000 | 3.2815 | 18.2993 | 19.6282
206 | 741600 | 3.2848 | 18.3068 | 19.6361
207 | 745200 | 3.2881 | 18.3144 | 19.6439
208 | 748800 | 3.2914 | 18.3219 | 19.6516
209 | 752400 | 3.2947 | 18.3294 | 19.6594
210 | 756000 | 3.298 | 18.3369 | 19.6672
211 | 759600 | 3.3013 | 18.3444 | 19.675
212 | 763200 | 3.3045 | 18.3519 | 19.6827
213 | 766800 | 3.3078 | 18.3594 | 19.6905
214 | 770400 | 3.311 | 18.3669 | 19.6982
215 | 774000 | 3.3143 | 18.3743 | 19.7059
216 | 777600 | 3.3175 | 18.3818 | 19.7137
217 | 781200 | 3.3208 | 18.3892 | 19.7214
218 | 784800 | 3.324 | 18.3967 | 19.7291
219 | 788400 | 3.3272 | 18.4041 | 19.7368
220 | 792000 | 3.3304 | 18.4116 | 19.7445
221 | 795600 | 3.3336 | 18.419 | 19.7522
222 | 799200 | 3.3368 | 18.4264 | 19.7598
223 | 802800 | 3.34 | 18.4338 | 19.7675
224 | 806400 | 3.3432 | 18.4412 | 19.7752
225 | 810000 | 3.3463 | 18.4486 | 19.7828
226 | 813600 | 3.3495 | 18.456 | 19.7905
227 | 817200 | 3.3527 | 18.4634 | 19.7981
228 | 820800 | 3.3558 | 18.4707 | 19.8057
229 | 824400 | 3.3589 | 18.4781 | 19.8133
230 | 828000 | 3.3621 | 18.4855 | 19.821
231 | 831600 | 3.3652 | 18.4928 | 19.8286
232 | 835200 | 3.3683 | 18.5001 | 19.8362
233 | 838800 | 3.3714 | 18.5075 | 19.8438
234 | 842400 | 3.3745 | 18.5148 | 19.8513
235 | 846000 | 3.3776 | 18.5221 | 19.8589
236 | 849600 | 3.3807 | 18.5294 | 19.8665
237 | 853200 | 3.3838 | 18.5368 | 19.874
238 | 856800 | 3.3869 | 18.5441 | 19.8816
239 | 860400 | 3.3899 | 18.5513 | 19.8891
240 | 864000 | 3.393 | 18.5586 | 19.8967
241 | 867600 | 3.396 | 18.5659 | 19.9042
242 | 871200 | 3.3991 | 18.5732 | 19.9117
243 | 874800 | 3.4021 | 18.5805 | 19.9192
244 | 878400 | 3.4052 | 18.5877 | 19.9267
245 | 882000 | 3.4082 | 18.595 | 19.9342
246 | 885600 | 3.4112 | 18.6022 | 19.9417
247 | 889200 | 3.4142 | 18.6095 | 19.9492
248 | 892800 | 3.4172 | 18.6167 | 19.9567
249 | 896400 | 3.4202 | 18.6239 | 19.9642
250 | 900000 | 3.4232 | 18.6311 | 19.9716
251 | 903600 | 3.4261 | 18.6384 | 19.9791
252 | 907200 | 3.4291 | 18.6456 | 19.9866
253 | 910800 | 3.4321 | 18.6528 | 19.994
254 | 914400 | 3.435 | 18.66 | 20.0014
255 | 918000 | 3.438 | 18.6671 | 20.0089
256 | 921600 | 3.4409 | 18.6743 | 20.0163
257 | 925200 | 3.4439 | 18.6815 | 20.0237
258 | 928800 | 3.4468 | 18.6887 | 20.0311
259 | 932400 | 3.4497 | 18.6958 | 20.0385
260 | 936000 | 3.4526 | 18.703 | 20.0459
261 | 939600 | 3.4555 | 18.7101 | 20.0533
262 | 943200 | 3.4584 | 18.7173 | 20.0607
263 | 946800 | 3.4613 | 18.7244 | 20.068
264 | 950400 | 3.4642 | 18.7316 | 20.0754
265 | 954000 | 3.4671 | 18.7387 | 20.0828
266 | 957600 | 3.4699 | 18.7458 | 20.0901
267 | 961200 | 3.4728 | 18.7529 | 20.0975
268 | 964800 | 3.4757 | 18.76 | 20.1048
269 | 968400 | 3.4785 | 18.7671 | 20.1122
270 | 972000 | 3.4813 | 18.7742 | 20.1195
271 | 975600 | 3.4842 | 18.7813 | 20.1268
272 | 979200 | 3.487 | 18.7884 | 20.1341
273 | 982800 | 3.4898 | 18.7955 | 20.1414
274 | 986400 | 3.4926 | 18.8025 | 20.1487
275 | 990000 | 3.4954 | 18.8096 | 20.156
276 | 993600 | 3.4982 | 18.8167 | 20.1633
277 | 997200 | 3.501 | 18.8237 | 20.1706
278 | 1000800 | 3.5038 | 18.8307 | 20.1779
279 | 1004400 | 3.5066 | 18.8378 | 20.1851
280 | 1008000 | 3.5094 | 18.8448 | 20.1924
281 | 1011600 | 3.5121 | 18.8518 | 20.1996
282 | 1015200 | 3.5149 | 18.8589 | 20.2069
283 | 1018800 | 3.5176 | 18.8659 | 20.2141
284 | 1022400 | 3.5204 | 18.8729 | 20.2214
285 | 1026000 | 3.5231 | 18.8799 | 20.2286
286 | 1029600 | 3.5258 | 18.8869 | 20.2358
287 | 1033200 | 3.5286 | 18.8939 | 20.243
288 | 1036800 | 3.5313 | 18.9009 | 20.2502
289 | 1040400 | 3.534 | 18.9079 | 20.2574
290 | 1044000 | 3.5367 | 18.9148 | 20.2646
291 | 1047600 | 3.5394 | 18.9218 | 20.2718
292 | 1051200 | 3.5421 | 18.9288 | 20.279
293 | 1054800 | 3.5447 | 18.9357 | 20.2862
294 | 1058400 | 3.5474 | 18.9427 | 20.2934
295 | 1062000 | 3.5501 | 18.9496 | 20.3005
296 | 1065600 | 3.5528 | 18.9566 | 20.3077
297 | 1069200 | 3.5554 | 18.9635 | 20.3148
298 | 1072800 | 3.5581 | 18.9704 | 20.322
299 | 1076400 | 3.5607 | 18.9774 | 20.3291
300 | 1080000 | 3.5633 | 18.9843 | 20.3363
301 | 1083600 | 3.566 | 18.9912 | 20.3434
302 | 1087200 | 3.5686 | 18.9981 | 20.3505
303 | 1090800 | 3.5712 | 19.005 | 20.3576
304 | 1094400 | 3.5738 | 19.0119 | 20.3647
305 | 1098000 | 3.5764 | 19.0188 | 20.3718
306 | 1101600 | 3.579 | 19.0257 | 20.3789
307 | 1105200 | 3.5816 | 19.0326 | 20.386
308 | 1108800 | 3.5842 | 19.0394 | 20.3931
309 | 1112400 | 3.5868 | 19.0463 | 20.4002
310 | 1116000 | 3.5893 | 19.0532 | 20.4073
311 | 1119600 | 3.5919 | 19.06 | 20.4143
312 | 1123200 | 3.5945 | 19.0669 | 20.4214
313 | 1126800 | 3.597 | 19.0737 | 20.4285
314 | 1130400 | 3.5995 | 19.0806 | 20.4355
315 | 1134000 | 3.6021 | 19.0874 | 20.4425
316 | 1137600 | 3.6046 | 19.0942 | 20.4496
317 | 1141200 | 3.6071 | 19.101 | 20.4566
318 | 1144800 | 3.6097 | 19.1079 | 20.4636
319 | 1148400 | 3.6122 | 19.1147 | 20.4707
320 | 1152000 | 3.6147 | 19.1215 | 20.4777
321 | 1155600 | 3.6172 | 19.1283 | 20.4847
322 | 1159200 | 3.6197 | 19.1351 | 20.4917
323 | 1162800 | 3.6222 | 19.1419 | 20.4987
324 | 1166400 | 3.6247 | 19.1487 | 20.5057
325 | 1170000 | 3.6271 | 19.1555 | 20.5127
326 | 1173600 | 3.6296 | 19.1622 | 20.5196
327 | 1177200 | 3.6321 | 19.169 | 20.5266
328 | 1180800 | 3.6345 | 19.1758 | 20.5336
329 | 1184400 | 3.637 | 19.1825 | 20.5405
330 | 1188000 | 3.6394 | 19.1893 | 20.5475
331 | 1191600 | 3.6419 | 19.196 | 20.5545
332 | 1195200 | 3.6443 | 19.2028 | 20.5614
333 | 1198800 | 3.6467 | 19.2095 | 20.5683
334 | 1202400 | 3.6492 | 19.2163 | 20.5753
335 | 1206000 | 3.6516 | 19.223 | 20.5822
336 | 1209600 | 3.654 | 19.2297 | 20.5891
337 | 1213200 | 3.6564 | 19.2364 | 20.596
338 | 1216800 | 3.6588 | 19.2432 | 20.603
339 | 1220400 | 3.6612 | 19.2499 | 20.6099
340 | 1224000 | 3.6636 | 19.2566 | 20.6168
341 | 1227600 | 3.6659 | 19.2633 | 20.6237
342 | 1231200 | 3.6683 | 19.27 | 20.6306
343 | 1234800 | 3.6707 | 19.2767 | 20.6374
344 | 1238400 | 3.6731 | 19.2833 | 20.6443
345 | 1242000 | 3.6754 | 19.29 | 20.6512
346 | 1245600 | 3.6778 | 19.2967 | 20.6581
347 | 1249200 | 3.6801 | 19.3034 | 20.6649
348 | 1252800 | 3.6825 | 19.31 | 20.6718
349 | 1256400 | 3.6848 | 19.3167 | 20.6786
350 | 1260000 | 3.6871 | 19.3234 | 20.6855
351 | 1263600 | 3.6895 | 19.33 | 20.6923
352 | 1267200 | 3.6918 | 19.3366 | 20.6991
353 | 1270800 | 3.6941 | 19.3433 | 20.706
354 | 1274400 | 3.6964 | 19.3499 | 20.7128
355 | 1278000 | 3.6987 | 19.3566 | 20.7196
356 | 1281600 | 3.701 | 19.3632 | 20.7264
357 | 1285200 | 3.7033 | 19.3698 | 20.7332
358 | 1288800 | 3.7056 | 19.3764 | 20.74
359 | 1292400 | 3.7078 | 19.383 | 20.7468
360 | 1296000 | 3.7101 | 19.3896 | 20.7536
361 | 1299600 | 3.7124 | 19.3962 | 20.7604
362 | 1303200 | 3.7147 | 19.4028 | 20.7672
363 | 1306800 | 3.7169 | 19.4094 | 20.774
364 | 1310400 | 3.7192 | 19.416 | 20.7808
365 | 1314000 | 3.7214 | 19.4226 | 20.7875
366 | 1317600 | 3.7237 | 19.4292 | 20.7943
367 | 1321200 | 3.7259 | 19.4357 | 20.801
368 | 1324800 | 3.7281 | 19.4423 | 20.8078
369 | 1328400 | 3.7304 | 19.4489 | 20.8145
370 | 1332000 | 3.7326 | 19.4554 | 20.8213
371 | 1335600 | 3.7348 | 19.462 | 20.828
372 | 1339200 | 3.737 | 19.4685 | 20.8347
373 | 1342800 | 3.7392 | 19.4751 | 20.8415
374 | 1346400 | 3.7414 | 19.4816 | 20.8482
375 | 1350000 | 3.7436 | 19.4881 | 20.8549
376 | 1353600 | 3.7458 | 19.4947 | 20.8616
377 | 1357200 | 3.748 | 19.5012 | 20.8683
378 | 1360800 | 3.7502 | 19.5077 | 20.875
379 | 1364400 | 3.7523 | 19.5142 | 20.8817
380 | 1368000 | 3.7545 | 19.5207 | 20.8884
381 | 1371600 | 3.7567 | 19.5273 | 20.8951
382 | 1375200 | 3.7588 | 19.5338 | 20.9017
383 | 1378800 | 3.761 | 19.5402 | 20.9084
384 | 1382400 | 3.7631 | 19.5467 | 20.9151
385 | 1386000 | 3.7653 | 19.5532 | 20.9218
386 | 1389600 | 3.7674 | 19.5597 | 20.9284
387 | 1393200 | 3.7695 | 19.5662 | 20.9351
388 | 1396800 | 3.7717 | 19.5727 | 20.9417
389 | 1400400 | 3.7738 | 19.5791 | 20.9484
390 | 1404000 | 3.7759 | 19.5856 | 20.955
391 | 1407600 | 3.778 | 19.5921 | 20.9616
392 | 1411200 | 3.7801 | 19.5985 | 20.9683
393 | 1414800 | 3.7822 | 19.605 | 20.9749
394 | 1418400 | 3.7843 | 19.6114 | 20.9815
395 | 1422000 | 3.7864 | 19.6179 | 20.9881
396 | 1425600 | 3.7885 | 19.6243 | 20.9947
397 | 1429200 | 3.7906 | 19.6307 | 21.0013
398 | 1432800 | 3.7927 | 19.6372 | 21.0079
399 | 1436400 | 3.7948 | 19.6436 | 21.0145
400 | 1440000 | 3.7968 | 19.65 | 21.0211
401 | 1443600 | 3.7989 | 19.6564 | 21.0277
402 | 1447200 | 3.801 | 19.6628 | 21.0343
403 | 1450800 | 3.803 | 19.6692 | 21.0408
404 | 1454400 | 3.8051 | 19.6756 | 21.0474
405 | 1458000 | 3.8071 | 19.682 | 21.054
406 | 1461600 | 3.8092 | 19.6884 | 21.0605
407 | 1465200 | 3.8112 | 19.6948 | 21.0671
408 | 1468800 | 3.8132 | 19.7012 | 21.0736
409 | 1472400 | 3.8153 | 19.7076 | 21.0802
410 | 1476000 | 3.8173 | 19.714 | 21.0867
411 | 1479600 | 3.8193 | 19.7203 | 21.0933
412 | 1483200 | 3.8213 | 19.7267 | 21.0998
413 | 1486800 | 3.8233 | 19.7331 | 21.1063
414 | 1490400 | 3.8253 | 19.7394 | 21.1129
415 | 1494000 | 3.8273 | 19.7458 | 21.1194
416 | 1497600 | 3.8293 | 19.7521 | 21.1259
417 | 1501200 | 3.8313 | 19.7585 | 21.1324
418 | 1504800 | 3.8333 | 19.7648 | 21.1389
419 | 1508400 | 3.8353 | 19.7711 | 21.1454
420 | 1512000 | 3.8373 | 19.7775 | 21.1519
421 | 1515600 | 3.8392 | 19.7838 | 21.1584
422 | 1519200 | 3.8412 | 19.7901 | 21.1649
423 | 1522800 | 3.8432 | 19.7964 | 21.1713
424 | 1526400 | 3.8451 | 19.8028 | 21.1778
425 | 1530000 | 3.8471 | 19.8091 | 21.1843
426 | 1533600 | 3.849 | 19.8154 | 21.1908
427 | 1537200 | 3.851 | 19.8217 | 21.1972
428 | 1540800 | 3.8529 | 19.828 | 21.2037
429 | 1544400 | 3.8549 | 19.8343 | 21.2101
430 | 1548000 | 3.8568 | 19.8406 | 21.2166
431 | 1551600 | 3.8587 | 19.8468 | 21.223
432 | 1555200 | 3.8607 | 19.8531 | 21.2295
433 | 1558800 | 3.8626 | 19.8594 | 21.2359
434 | 1562400 | 3.8645 | 19.8657 | 21.2423
435 | 1566000 | 3.8664 | 19.872 | 21.2488
436 | 1569600 | 3.8683 | 19.8782 | 21.2552
437 | 1573200 | 3.8702 | 19.8845 | 21.2616
438 | 1576800 | 3.8721 | 19.8907 | 21.268
439 | 1580400 | 3.874 | 19.897 | 21.2744
440 | 1584000 | 3.8759 | 19.9032 | 21.2808
441 | 1587600 | 3.8778 | 19.9095 | 21.2872
442 | 1591200 | 3.8797 | 19.9157 | 21.2936
443 | 1594800 | 3.8816 | 19.922 | 21.3
444 | 1598400 | 3.8834 | 19.9282 | 21.3064
445 | 1602000 | 3.8853 | 19.9344 | 21.3128
446 | 1605600 | 3.8872 | 19.9406 | 21.3191
447 | 1609200 | 3.889 | 19.9469 | 21.3255
448 | 1612800 | 3.8909 | 19.9531 | 21.3319
449 | 1616400 | 3.8927 | 19.9593 | 21.3382
450 | 1620000 | 3.8946 | 19.9655 | 21.3446
451 | 1623600 | 3.8964 | 19.9717 | 21.351
452 | 1627200 | 3.8983 | 19.9779 | 21.3573
453 | 1630800 | 3.9001 | 19.9841 | 21.3636
454 | 1634400 | 3.902 | 19.9903 | 21.37
455 | 1638000 | 3.9038 | 19.9965 | 21.3763
456 | 1641600 | 3.9056 | 20.0027 | 21.3827
457 | 1645200 | 3.9074 | 20.0088 | 21.389
458 | 1648800 | 3.9092 | 20.015 | 21.3953
459 | 1652400 | 3.9111 | 20.0212 | 21.4016
460 | 1656000 | 3.9129 | 20.0273 | 21.4079
461 | 1659600 | 3.9147 | 20.0335 | 21.4143
462 | 1663200 | 3.9165 | 20.0397 | 21.4206
463 | 1666800 | 3.9183 | 20.0458 | 21.4269
464 | 1670400 | 3.9201 | 20.052 | 21.4332
465 | 1674000 | 3.9219 | 20.0581 | 21.4395
466 | 1677600 | 3.9237 | 20.0643 | 21.4457
467 | 1681200 | 3.9254 | 20.0704 | 21.452
468 | 1684800 | 3.9272 | 20.0765 | 21.4583
469 | 1688400 | 3.929 | 20.0827 | 21.4646
470 | 1692000 | 3.9308 | 20.0888 | 21.4709
471 | 1695600 | 3.9325 | 20.0949 | 21.4771
472 | 1699200 | 3.9343 | 20.101 | 21.4834
473 | 1702800 | 3.9361 | 20.1072 | 21.4897
474 | 1706400 | 3.9378 | 20.1133 | 21.4959
475 | 1710000 | 3.9396 | 20.1194 | 21.5022
476 | 1713600 | 3.9413 | 20.1255 | 21.5084
477 | 1717200 | 3.9431 | 20.1316 | 21.5147
478 | 1720800 | 3.9448 | 20.1377 | 21.5209
479 | 1724400 | 3.9465 | 20.1438 | 21.5271
480 | 1728000 | 3.9483 | 20.1499 | 21.5334
481 | 1731600 | 3.95 | 20.1559 | 21.5396
482 | 1735200 | 3.9517 | 20.162 | 21.5458
483 | 1738800 | 3.9535 | 20.1681 | 21.552
484 | 1742400 | 3.9552 | 20.1742 | 21.5582
485 | 1746000 | 3.9569 | 20.1803 | 21.5645
486 | 1749600 | 3.9586 | 20.1863 | 21.5707
487 | 1753200 | 3.9603 | 20.1924 | 21.5769
488 | 1756800 | 3.962 | 20.1984 | 21.5831
489 | 1760400 | 3.9637 | 20.2045 | 21.5893
490 | 1764000 | 3.9654 | 20.2105 | 21.5954
491 | 1767600 | 3.9671 | 20.2166 | 21.6016
492 | 1771200 | 3.9688 | 20.2226 | 21.6078
493 | 1774800 | 3.9705 | 20.2287 | 21.614
494 | 1778400 | 3.9722 | 20.2347 | 21.6202
495 | 1782000 | 3.9739 | 20.2407 | 21.6263
496 | 1785600 | 3.9755 | 20.2468 | 21.6325
497 | 1789200 | 3.9772 | 20.2528 | 21.6387
498 | 1792800 | 3.9789 | 20.2588 | 21.6448
499 | 1796400 | 3.9806 | 20.2648 | 21.651
500 | 1800000 | 3.9822 | 20.2709 | 21.6571
501 | 1803600 | 3.9839 | 20.2769 | 21.6633
502 | 1807200 | 3.9855 | 20.2829 | 21.6694
503 | 1810800 | 3.9872 | 20.2889 | 21.6756
504 | 1814400 | 3.9888 | 20.2949 | 21.6817
505 | 1818000 | 3.9905 | 20.3009 | 21.6878
506 | 1821600 | 3.9921 | 20.3069 | 21.6939
507 | 1825200 | 3.9938 | 20.3128 | 21.7001
508 | 1828800 | 3.9954 | 20.3188 | 21.7062
509 | 1832400 | 3.997 | 20.3248 | 21.7123
510 | 1836000 | 3.9987 | 20.3308 | 21.7184
511 | 1839600 | 4.0003 | 20.3368 | 21.7245
512 | 1843200 | 4.0019 | 20.3427 | 21.7306
513 | 1846800 | 4.0035 | 20.3487 | 21.7367
514 | 1850400 | 4.0052 | 20.3547 | 21.7428
515 | 1854000 | 4.0068 | 20.3606 | 21.7489
516 | 1857600 | 4.0084 | 20.3666 | 21.755
517 | 1861200 | 4.01 | 20.3725 | 21.7611
518 | 1864800 | 4.0116 | 20.3785 | 21.7672
519 | 1868400 | 4.0132 | 20.3844 | 21.7732
520 | 1872000 | 4.0148 | 20.3904 | 21.7793
521 | 1875600 | 4.0164 | 20.3963 | 21.7854
522 | 1879200 | 4.018 | 20.4022 | 21.7914
523 | 1882800 | 4.0196 | 20.4082 | 21.7975
524 | 1886400 | 4.0211 | 20.4141 | 21.8036
525 | 1890000 | 4.0227 | 20.42 | 21.8096
526 | 1893600 | 4.0243 | 20.4259 | 21.8157
527 | 1897200 | 4.0259 | 20.4319 | 21.8217
528 | 1900800 | 4.0274 | 20.4378 | 21.8277
529 | 1904400 | 4.029 | 20.4437 | 21.8338
530 | 1908000 | 4.0306 | 20.4496 | 21.8398
531 | 1911600 | 4.0321 | 20.4555 | 21.8458
532 | 1915200 | 4.0337 | 20.4614 | 21.8519
533 | 1918800 | 4.0353 | 20.4673 | 21.8579
534 | 1922400 | 4.0368 | 20.4732 | 21.8639
535 | 1926000 | 4.0384 | 20.4791 | 21.8699
536 | 1929600 | 4.0399 | 20.4849 | 21.8759
537 | 1933200 | 4.0414 | 20.4908 | 21.8819
538 | 1936800 | 4.043 | 20.4967 | 21.8879
539 | 1940400 | 4.0445 | 20.5026 | 21.8939
540 | 1944000 | 4.0461 | 20.5084 | 21.8999
541 | 1947600 | 4.0476 | 20.5143 | 21.9059
542 | 1951200 | 4.0491 | 20.5202 | 21.9119
543 | 1954800 | 4.0506 | 20.526 | 21.9179
544 | 1958400 | 4.0522 | 20.5319 | 21.9239
545 | 1962000 | 4.0537 | 20.5378 | 21.9299
546 | 1965600 | 4.0552 | 20.5436 | 21.9358
547 | 1969200 | 4.0567 | 20.5494 | 21.9418
548 | 1972800 | 4.0582 | 20.5553 | 21.9478
549 | 1976400 | 4.0597 | 20.5611 | 21.9537
550 | 1980000 | 4.0612 | 20.567 | 21.9597
551 | 1983600 | 4.0627 | 20.5728 | 21.9657
552 | 1987200 | 4.0642 | 20.5786 | 21.9716
553 | 1990800 | 4.0657 | 20.5845 | 21.9776
554 | 1994400 | 4.0672 | 20.5903 | 21.9835
555 | 1998000 | 4.0687 | 20.5961 | 21.9894
556 | 2001600 | 4.0702 | 20.6019 | 21.9954
557 | 2005200 | 4.0717 | 20.6077 | 22.0013
558 | 2008800 | 4.0732 | 20.6135 | 22.0073
559 | 2012400 | 4.0747 | 20.6193 | 22.0132
560 | 2016000 | 4.0761 | 20.6251 | 22.0191
561 | 2019600 | 4.0776 | 20.6309 | 22.025
562 | 2023200 | 4.0791 | 20.6367 | 22.0309
563 | 2026800 | 4.0805 | 20.6425 | 22.0369
564 | 2030400 | 4.082 | 20.6483 | 22.0428
565 | 2034000 | 4.0835 | 20.6541 | 22.0487
566 | 2037600 | 4.0849 | 20.6599 | 22.0546
567 | 2041200 | 4.0864 | 20.6657 | 22.0605
568 | 2044800 | 4.0878 | 20.6715 | 22.0664
569 | 2048400 | 4.0893 | 20.6772 | 22.0723
570 | 2052000 | 4.0907 | 20.683 | 22.0781
571 | 2055600 | 4.0922 | 20.6888 | 22.084
572 | 2059200 | 4.0936 | 20.6945 | 22.0899
573 | 2062800 | 4.0951 | 20.7003 | 22.0958
574 | 2066400 | 4.0965 | 20.706 | 22.1017
575 | 2070000 | 4.0979 | 20.7118 | 22.1075
576 | 2073600 | 4.0994 | 20.7175 | 22.1134
577 | 2077200 | 4.1008 | 20.7233 | 22.1193
578 | 2080800 | 4.1022 | 20.729 | 22.1251
579 | 2084400 | 4.1036 | 20.7348 | 22.131
580 | 2088000 | 4.1051 | 20.7405 | 22.1368
581 | 2091600 | 4.1065 | 20.7463 | 22.1427
582 | 2095200 | 4.1079 | 20.752 | 22.1485
583 | 2098800 | 4.1093 | 20.7577 | 22.1544
584 | 2102400 | 4.1107 | 20.7634 | 22.1602
585 | 2106000 | 4.1121 | 20.7692 | 22.166
586 | 2109600 | 4.1135 | 20.7749 | 22.1719
587 | 2113200 | 4.1149 | 20.7806 | 22.1777
588 | 2116800 | 4.1163 | 20.7863 | 22.1835
589 | 2120400 | 4.1177 | 20.792 | 22.1894
590 | 2124000 | 4.1191 | 20.7977 | 22.1952
591 | 2127600 | 4.1205 | 20.8034 | 22.201
592 | 2131200 | 4.1219 | 20.8091 | 22.2068
593 | 2134800 | 4.1233 | 20.8148 | 22.2126
594 | 2138400 | 4.1247 | 20.8205 | 22.2184
595 | 2142000 | 4.126 | 20.8262 | 22.2242
596 | 2145600 | 4.1274 | 20.8319 | 22.23
597 | 2149200 | 4.1288 | 20.8376 | 22.2358
598 | 2152800 | 4.1302 | 20.8432 | 22.2416
599 | 2156400 | 4.1315 | 20.8489 | 22.2474
600 | 2160000 | 4.1329 | 20.8546 | 22.2532
601 | 2163600 | 4.1343 | 20.8603 | 22.259
602 | 2167200 | 4.1356 | 20.8659 | 22.2647
603 | 2170800 | 4.137 | 20.8716 | 22.2705
604 | 2174400 | 4.1384 | 20.8773 | 22.2763
605 | 2178000 | 4.1397 | 20.8829 | 22.2821
606 | 2181600 | 4.1411 | 20.8886 | 22.2878
607 | 2185200 | 4.1424 | 20.8942 | 22.2936
608 | 2188800 | 4.1438 | 20.8999 | 22.2993
609 | 2192400 | 4.1451 | 20.9055 | 22.3051
610 | 2196000 | 4.1465 | 20.9112 | 22.3109
611 | 2199600 | 4.1478 | 20.9168 | 22.3166
612 | 2203200 | 4.1491 | 20.9224 | 22.3223
613 | 2206800 | 4.1505 | 20.9281 | 22.3281
614 | 2210400 | 4.1518 | 20.9337 | 22.3338
615 | 2214000 | 4.1531 | 20.9393 | 22.3396
616 | 2217600 | 4.1545 | 20.9449 | 22.3453
617 | 2221200 | 4.1558 | 20.9506 | 22.351
618 | 2224800 | 4.1571 | 20.9562 | 22.3568
619 | 2228400 | 4.1584 | 20.9618 | 22.3625
620 | 2232000 | 4.1597 | 20.9674 | 22.3682
621 | 2235600 | 4.1611 | 20.973 | 22.3739
622 | 2239200 | 4.1624 | 20.9786 | 22.3796
623 | 2242800 | 4.1637 | 20.9842 | 22.3853
624 | 2246400 | 4.165 | 20.9898 | 22.391
625 | 2250000 | 4.1663 | 20.9954 | 22.3967
626 | 2253600 | 4.1676 | 21.001 | 22.4024
627 | 2257200 | 4.1689 | 21.0066 | 22.4081
628 | 2260800 | 4.1702 | 21.0122 | 22.4138
629 | 2264400 | 4.1715 | 21.0178 | 22.4195
630 | 2268000 | 4.1728 | 21.0234 | 22.4252
631 | 2271600 | 4.1741 | 21.0289 | 22.4309
632 | 2275200 | 4.1754 | 21.0345 | 22.4366
633 | 2278800 | 4.1767 | 21.0401 | 22.4423
634 | 2282400 | 4.178 | 21.0457 | 22.4479
635 | 2286000 | 4.1793 | 21.0512 | 22.4536
636 | 2289600 | 4.1805 | 21.0568 | 22.4593
637 | 2293200 | 4.1818 | 21.0624 | 22.4649
638 | 2296800 | 4.1831 | 21.0679 | 22.4706
639 | 2300400 | 4.1844 | 21.0735 | 22.4763
640 | 2304000 | 4.1856 | 21.079 | 22.4819
641 | 2307600 | 4.1869 | 21.0846 | 22.4876
642 | 2311200 | 4.1882 | 21.0901 | 22.4932
643 | 2314800 | 4.1894 | 21.0957 | 22.4989
644 | 2318400 | 4.1907 | 21.1012 | 22.5045
645 | 2322000 | 4.192 | 21.1067 | 22.5102
646 | 2325600 | 4.1932 | 21.1123 | 22.5158
647 | 2329200 | 4.1945 | 21.1178 | 22.5214
648 | 2332800 | 4.1957 | 21.1233 | 22.5271
649 | 2336400 | 4.197 | 21.1289 | 22.5327
650 | 2340000 | 4.1982 | 21.1344 | 22.5383
651 | 2343600 | 4.1995 | 21.1399 | 22.5439
652 | 2347200 | 4.2007 | 21.1454 | 22.5496
653 | 2350800 | 4.202 | 21.1509 | 22.5552
654 | 2354400 | 4.2032 | 21.1565 | 22.5608
655 | 2358000 | 4.2045 | 21.162 | 22.5664
656 | 2361600 | 4.2057 | 21.1675 | 22.572
657 | 2365200 | 4.2069 | 21.173 | 22.5776
658 | 2368800 | 4.2082 | 21.1785 | 22.5832
659 | 2372400 | 4.2094 | 21.184 | 22.5888
660 | 2376000 | 4.2106 | 21.1895 | 22.5944
661 | 2379600 | 4.2119 | 21.195 | 22.6
662 | 2383200 | 4.2131 | 21.2004 | 22.6056
663 | 2386800 | 4.2143 | 21.2059 | 22.6112
664 | 2390400 | 4.2155 | 21.2114 | 22.6167
665 | 2394000 | 4.2167 | 21.2169 | 22.6223
666 | 2397600 | 4.218 | 21.2224 | 22.6279
667 | 2401200 | 4.2192 | 21.2278 | 22.6335
668 | 2404800 | 4.2204 | 21.2333 | 22.639
669 | 2408400 | 4.2216 | 21.2388 | 22.6446
670 | 2412000 | 4.2228 | 21.2442 | 22.6502
671 | 2415600 | 4.224 | 21.2497 | 22.6557
672 | 2419200 | 4.2252 | 21.2552 | 22.6613
673 | 2422800 | 4.2264 | 21.2606 | 22.6669
674 | 2426400 | 4.2276 | 21.2661 | 22.6724
675 | 2430000 | 4.2288 | 21.2715 | 22.678
676 | 2433600 | 4.23 | 21.277 | 22.6835
677 | 2437200 | 4.2312 | 21.2824 | 22.689
678 | 2440800 | 4.2324 | 21.2879 | 22.6946
679 | 2444400 | 4.2336 | 21.2933 | 22.7001
680 | 2448000 | 4.2348 | 21.2988 | 22.7057
681 | 2451600 | 4.236 | 21.3042 | 22.7112
682 | 2455200 | 4.2371 | 21.3096 | 22.7167
683 | 2458800 | 4.2383 | 21.315 | 22.7222
684 | 2462400 | 4.2395 | 21.3205 | 22.7278
685 | 2466000 | 4.2407 | 21.3259 | 22.7333
686 | 2469600 | 4.2419 | 21.3313 | 22.7388
687 | 2473200 | 4.243 | 21.3367 | 22.7443
688 | 2476800 | 4.2442 | 21.3422 | 22.7498
689 | 2480400 | 4.2454 | 21.3476 | 22.7553
690 | 2484000 | 4.2465 | 21.353 | 22.7608
691 | 2487600 | 4.2477 | 21.3584 | 22.7664
692 | 2491200 | 4.2489 | 21.3638 | 22.7719
693 | 2494800 | 4.25 | 21.3692 | 22.7773
694 | 2498400 | 4.2512 | 21.3746 | 22.7828
695 | 2502000 | 4.2523 | 21.38 | 22.7883
696 | 2505600 | 4.2535 | 21.3854 | 22.7938
697 | 2509200 | 4.2547 | 21.3908 | 22.7993
698 | 2512800 | 4.2558 | 21.3962 | 22.8048
699 | 2516400 | 4.257 | 21.4016 | 22.8103
700 | 2520000 | 4.2581 | 21.4069 | 22.8157
701 | 2523600 | 4.2593 | 21.4123 | 22.8212
702 | 2527200 | 4.2604 | 21.4177 | 22.8267
703 | 2530800 | 4.2615 | 21.4231 | 22.8322
704 | 2534400 | 4.2627 | 21.4284 | 22.8376
705 | 2538000 | 4.2638 | 21.4338 | 22.8431
706 | 2541600 | 4.265 | 21.4392 | 22.8486
707 | 2545200 | 4.2661 | 21.4445 | 22.854
708 | 2548800 | 4.2672 | 21.4499 | 22.8595
709 | 2552400 | 4.2684 | 21.4553 | 22.8649
710 | 2556000 | 4.2695 | 21.4606 | 22.8704
711 | 2559600 | 4.2706 | 21.466 | 22.8758
712 | 2563200 | 4.2717 | 21.4713 | 22.8813
713 | 2566800 | 4.2729 | 21.4767 | 22.8867
714 | 2570400 | 4.274 | 21.482 | 22.8921
715 | 2574000 | 4.2751 | 21.4874 | 22.8976
716 | 2577600 | 4.2762 | 21.4927 | 22.903
717 | 2581200 | 4.2773 | 21.498 | 22.9084
718 | 2584800 | 4.2785 | 21.5034 | 22.9139
719 | 2588400 | 4.2796 | 21.5087 | 22.9193
720 | 2592000 | 4.2807 | 21.514 | 22.9247
721 | 2595600 | 4.2818 | 21.5194 | 22.9301
722 | 2599200 | 4.2829 | 21.5247 | 22.9355
723 | 2602800 | 4.284 | 21.53 | 22.9409
724 | 2606400 | 4.2851 | 21.5353 | 22.9464
725 | 2610000 | 4.2862 | 21.5407 | 22.9518
726 | 2613600 | 4.2873 | 21.546 | 22.9572
727 | 2617200 | 4.2884 | 21.5513 | 22.9626
728 | 2620800 | 4.2895 | 21.5566 | 22.968
729 | 2624400 | 4.2906 | 21.5619 | 22.9734
730 | 2628000 | 4.2917 | 21.5672 | 22.9788
731 | 2631600 | 4.2928 | 21.5725 | 22.9841
732 | 2635200 | 4.2939 | 21.5778 | 22.9895
733 | 2638800 | 4.295 | 21.5831 | 22.9949
734 | 2642400 | 4.296 | 21.5884 | 23.0003
735 | 2646000 | 4.2971 | 21.5937 | 23.0057
736 | 2649600 | 4.2982 | 21.599 | 23.0111
737 | 2653200 | 4.2993 | 21.6043 | 23.0164
738 | 2656800 | 4.3004 | 21.6095 | 23.0218
739 | 2660400 | 4.3014 | 21.6148 | 23.0272
740 | 2664000 | 4.3025 | 21.6201 | 23.0325
741 | 2667600 | 4.3036 | 21.6254 | 23.0379
742 | 2671200 | 4.3047 | 21.6307 | 23.0433
743 | 2674800 | 4.3057 | 21.6359 | 23.0486
744 | 2678400 | 4.3068 | 21.6412 | 23.054
745 | 2682000 | 4.3079 | 21.6465 | 23.0593
746 | 2685600 | 4.3089 | 21.6517 | 23.0647
747 | 2689200 | 4.31 | 21.657 | 23.07
748 | 2692800 | 4.3111 | 21.6622 | 23.0754
749 | 2696400 | 4.3121 | 21.6675 | 23.0807
750 | 2700000 | 4.3132 | 21.6728 | 23.0861
751 | 2703600 | 4.3142 | 21.678 | 23.0914
752 | 2707200 | 4.3153 | 21.6833 | 23.0967
753 | 2710800 | 4.3164 | 21.6885 | 23.1021
754 | 2714400 | 4.3174 | 21.6937 | 23.1074
755 | 2718000 | 4.3185 | 21.699 | 23.1127
756 | 2721600 | 4.3195 | 21.7042 | 23.118
757 | 2725200 | 4.3206 | 21.7095 | 23.1234
758 | 2728800 | 4.3216 | 21.7147 | 23.1287
759 | 2732400 | 4.3226 | 21.7199 | 23.134
760 | 2736000 | 4.3237 | 21.7252 | 23.1393
761 | 2739600 | 4.3247 | 21.7304 | 23.1446
762 | 2743200 | 4.3258 | 21.7356 | 23.1499
763 | 2746800 | 4.3268 | 21.7408 | 23.1552
764 | 2750400 | 4.3278 | 21.746 | 23.1605
765 | 2754000 | 4.3289 | 21.7513 | 23.1658
766 | 2757600 | 4.3299 | 21.7565 | 23.1711
767 | 2761200 | 4.3309 | 21.7617 | 23.1764
768 | 2764800 | 4.332 | 21.7669 | 23.1817
769 | 2768400 | 4.333 | 21.7721 | 23.187
770 | 2772000 | 4.334 | 21.7773 | 23.1923
771 | 2775600 | 4.335 | 21.7825 | 23.1976
772 | 2779200 | 4.3361 | 21.7877 | 23.2029
773 | 2782800 | 4.3371 | 21.7929 | 23.2082
774 | 2786400 | 4.3381 | 21.7981 | 23.2134
775 | 2790000 | 4.3391 | 21.8033 | 23.2187
776 | 2793600 | 4.3401 | 21.8085 | 23.224
777 | 2797200 | 4.3412 | 21.8137 | 23.2293
778 | 2800800 | 4.3422 | 21.8189 | 23.2345
779 | 2804400 | 4.3432 | 21.824 | 23.2398
780 | 2808000 | 4.3442 | 21.8292 | 23.245
781 | 2811600 | 4.3452 | 21.8344 | 23.2503
782 | 2815200 | 4.3462 | 21.8396 | 23.2556
783 | 2818800 | 4.3472 | 21.8447 | 23.2608
784 | 2822400 | 4.3482 | 21.8499 | 23.2661
785 | 2826000 | 4.3492 | 21.8551 | 23.2713
786 | 2829600 | 4.3502 | 21.8602 | 23.2766
787 | 2833200 | 4.3512 | 21.8654 | 23.2818
788 | 2836800 | 4.3522 | 21.8706 | 23.2871
789 | 2840400 | 4.3532 | 21.8757 | 23.2923
790 | 2844000 | 4.3542 | 21.8809 | 23.2975
791 | 2847600 | 4.3552 | 21.886 | 23.3028
792 | 2851200 | 4.3562 | 21.8912 | 23.308
793 | 2854800 | 4.3572 | 21.8963 | 23.3132
794 | 2858400 | 4.3582 | 21.9015 | 23.3185
795 | 2862000 | 4.3592 | 21.9066 | 23.3237
796 | 2865600 | 4.3602 | 21.9118 | 23.3289
797 | 2869200 | 4.3611 | 21.9169 | 23.3341
798 | 2872800 | 4.3621 | 21.922 | 23.3393
799 | 2876400 | 4.3631 | 21.9272 | 23.3446
800 | 2880000 | 4.3641 | 21.9323 | 23.3498
801 | 2883600 | 4.3651 | 21.9374 | 23.355
802 | 2887200 | 4.366 | 21.9426 | 23.3602
803 | 2890800 | 4.367 | 21.9477 | 23.3654
804 | 2894400 | 4.368 | 21.9528 | 23.3706
805 | 2898000 | 4.369 | 21.9579 | 23.3758
806 | 2901600 | 4.3699 | 21.9631 | 23.381
807 | 2905200 | 4.3709 | 21.9682 | 23.3862
808 | 2908800 | 4.3719 | 21.9733 | 23.3914
809 | 2912400 | 4.3728 | 21.9784 | 23.3966
810 | 2916000 | 4.3738 | 21.9835 | 23.4018
811 | 2919600 | 4.3748 | 21.9886 | 23.4069
812 | 2923200 | 4.3757 | 21.9937 | 23.4121
813 | 2926800 | 4.3767 | 21.9988 | 23.4173
814 | 2930400 | 4.3777 | 22.0039 | 23.4225
815 | 2934000 | 4.3786 | 22.009 | 23.4277
816 | 2937600 | 4.3796 | 22.0141 | 23.4328
817 | 2941200 | 4.3805 | 22.0192 | 23.438
818 | 2944800 | 4.3815 | 22.0243 | 23.4432
819 | 2948400 | 4.3824 | 22.0294 | 23.4483
820 | 2952000 | 4.3834 | 22.0345 | 23.4535
821 | 2955600 | 4.3843 | 22.0396 | 23.4587
822 | 2959200 | 4.3853 | 22.0446 | 23.4638
823 | 2962800 | 4.3862 | 22.0497 | 23.469
824 | 2966400 | 4.3872 | 22.0548 | 23.4741
825 | 2970000 | 4.3881 | 22.0599 | 23.4793
826 | 2973600 | 4.3891 | 22.0649 | 23.4844
827 | 2977200 | 4.39 | 22.07 | 23.4896
828 | 2980800 | 4.391 | 22.0751 | 23.4947
829 | 2984400 | 4.3919 | 22.0801 | 23.4999
830 | 2988000 | 4.3928 | 22.0852 | 23.505
831 | 2991600 | 4.3938 | 22.0903 | 23.5101
832 | 2995200 | 4.3947 | 22.0953 | 23.5153
833 | 2998800 | 4.3956 | 22.1004 | 23.5204
834 | 3002400 | 4.3966 | 22.1054 | 23.5255
835 | 3006000 | 4.3975 | 22.1105 | 23.5307
836 | 3009600 | 4.3984 | 22.1155 | 23.5358
837 | 3013200 | 4.3994 | 22.1206 | 23.5409
838 | 3016800 | 4.4003 | 22.1256 | 23.546
839 | 3020400 | 4.4012 | 22.1307 | 23.5512
840 | 3024000 | 4.4021 | 22.1357 | 23.5563
841 | 3027600 | 4.4031 | 22.1408 | 23.5614
842 | 3031200 | 4.404 | 22.1458 | 23.5665
843 | 3034800 | 4.4049 | 22.1508 | 23.5716
844 | 3038400 | 4.4058 | 22.1559 | 23.5767
845 | 3042000 | 4.4067 | 22.1609 | 23.5818
846 | 3045600 | 4.4076 | 22.1659 | 23.5869
847 | 3049200 | 4.4086 | 22.1709 | 23.592
848 | 3052800 | 4.4095 | 22.176 | 23.5971
849 | 3056400 | 4.4104 | 22.181 | 23.6022
850 | 3060000 | 4.4113 | 22.186 | 23.6073
851 | 3063600 | 4.4122 | 22.191 | 23.6124
852 | 3067200 | 4.4131 | 22.196 | 23.6175
853 | 3070800 | 4.414 | 22.201 | 23.6226
854 | 3074400 | 4.4149 | 22.2061 | 23.6277
855 | 3078000 | 4.4158 | 22.2111 | 23.6327
856 | 3081600 | 4.4167 | 22.2161 | 23.6378
857 | 3085200 | 4.4176 | 22.2211 | 23.6429
858 | 3088800 | 4.4185 | 22.2261 | 23.648
859 | 3092400 | 4.4194 | 22.2311 | 23.653
860 | 3096000 | 4.4203 | 22.2361 | 23.6581
861 | 3099600 | 4.4212 | 22.2411 | 23.6632
862 | 3103200 | 4.4221 | 22.2461 | 23.6682
863 | 3106800 | 4.423 | 22.251 | 23.6733
864 | 3110400 | 4.4239 | 22.256 | 23.6784
865 | 3114000 | 4.4248 | 22.261 | 23.6834
866 | 3117600 | 4.4257 | 22.266 | 23.6885
867 | 3121200 | 4.4266 | 22.271 | 23.6935
868 | 3124800 | 4.4275 | 22.276 | 23.6986
869 | 3128400 | 4.4284 | 22.2809 | 23.7036
870 | 3132000 | 4.4292 | 22.2859 | 23.7087
871 | 3135600 | 4.4301 | 22.2909 | 23.7137
872 | 3139200 | 4.431 | 22.2959 | 23.7188
873 | 3142800 | 4.4319 | 22.3008 | 23.7238
874 | 3146400 | 4.4328 | 22.3058 | 23.7289
875 | 3150000 | 4.4336 | 22.3108 | 23.7339
876 | 3153600 | 4.4345 | 22.3157 | 23.7389
877 | 3157200 | 4.4354 | 22.3207 | 23.744
878 | 3160800 | 4.4363 | 22.3256 | 23.749
879 | 3164400 | 4.4372 | 22.3306 | 23.754
880 | 3168000 | 4.438 | 22.3356 | 23.759
881 | 3171600 | 4.4389 | 22.3405 | 23.7641
882 | 3175200 | 4.4398 | 22.3455 | 23.7691
883 | 3178800 | 4.4406 | 22.3504 | 23.7741
884 | 3182400 | 4.4415 | 22.3554 | 23.7791
885 | 3186000 | 4.4424 | 22.3603 | 23.7841
886 | 3189600 | 4.4432 | 22.3652 | 23.7891
887 | 3193200 | 4.4441 | 22.3702 | 23.7942
888 | 3196800 | 4.445 | 22.3751 | 23.7992
889 | 3200400 | 4.4458 | 22.3801 | 23.8042
890 | 3204000 | 4.4467 | 22.385 | 23.8092
891 | 3207600 | 4.4475 | 22.3899 | 23.8142
892 | 3211200 | 4.4484 | 22.3948 | 23.8192
893 | 3214800 | 4.4493 | 22.3998 | 23.8242
894 | 3218400 | 4.4501 | 22.4047 | 23.8292
895 | 3222000 | 4.451 | 22.4096 | 23.8342
896 | 3225600 | 4.4518 | 22.4145 | 23.8391
897 | 3229200 | 4.4527 | 22.4195 | 23.8441
898 | 3232800 | 4.4535 | 22.4244 | 23.8491
899 | 3236400 | 4.4544 | 22.4293 | 23.8541
900 | 3240000 | 4.4552 | 22.4342 | 23.8591
901 | 3243600 | 4.4561 | 22.4391 | 23.8641
902 | 3247200 | 4.4569 | 22.444 | 23.869
903 | 3250800 | 4.4578 | 22.4489 | 23.874
904 | 3254400 | 4.4586 | 22.4538 | 23.879
905 | 3258000 | 4.4595 | 22.4587 | 23.884
906 | 3261600 | 4.4603 | 22.4636 | 23.8889
907 | 3265200 | 4.4611 | 22.4685 | 23.8939
908 | 3268800 | 4.462 | 22.4734 | 23.8989
909 | 3272400 | 4.4628 | 22.4783 | 23.9038
910 | 3276000 | 4.4637 | 22.4832 | 23.9088
911 | 3279600 | 4.4645 | 22.4881 | 23.9137
912 | 3283200 | 4.4653 | 22.493 | 23.9187
913 | 3286800 | 4.4662 | 22.4979 | 23.9237
914 | 3290400 | 4.467 | 22.5028 | 23.9286
915 | 3294000 | 4.4678 | 22.5076 | 23.9336
916 | 3297600 | 4.4687 | 22.5125 | 23.9385
917 | 3301200 | 4.4695 | 22.5174 | 23.9434
918 | 3304800 | 4.4703 | 22.5223 | 23.9484
919 | 3308400 | 4.4711 | 22.5272 | 23.9533
920 | 3312000 | 4.472 | 22.532 | 23.9583
921 | 3315600 | 4.4728 | 22.5369 | 23.9632
922 | 3319200 | 4.4736 | 22.5418 | 23.9681
923 | 3322800 | 4.4744 | 22.5466 | 23.9731
924 | 3326400 | 4.4753 | 22.5515 | 23.978
925 | 3330000 | 4.4761 | 22.5564 | 23.9829
926 | 3333600 | 4.4769 | 22.5612 | 23.9879
927 | 3337200 | 4.4777 | 22.5661 | 23.9928
928 | 3340800 | 4.4785 | 22.5709 | 23.9977
929 | 3344400 | 4.4794 | 22.5758 | 24.0026
930 | 3348000 | 4.4802 | 22.5806 | 24.0075
931 | 3351600 | 4.481 | 22.5855 | 24.0125
932 | 3355200 | 4.4818 | 22.5903 | 24.0174
933 | 3358800 | 4.4826 | 22.5952 | 24.0223
934 | 3362400 | 4.4834 | 22.6 | 24.0272
935 | 3366000 | 4.4842 | 22.6049 | 24.0321
936 | 3369600 | 4.485 | 22.6097 | 24.037
937 | 3373200 | 4.4858 | 22.6145 | 24.0419
938 | 3376800 | 4.4866 | 22.6194 | 24.0468
939 | 3380400 | 4.4875 | 22.6242 | 24.0517
940 | 3384000 | 4.4883 | 22.629 | 24.0566
941 | 3387600 | 4.4891 | 22.6339 | 24.0615
942 | 3391200 | 4.4899 | 22.6387 | 24.0664
943 | 3394800 | 4.4907 | 22.6435 | 24.0713
944 | 3398400 | 4.4915 | 22.6484 | 24.0762
945 | 3402000 | 4.4923 | 22.6532 | 24.0811
946 | 3405600 | 4.4931 | 22.658 | 24.086
947 | 3409200 | 4.4939 | 22.6628 | 24.0908
948 | 3412800 | 4.4947 | 22.6676 | 24.0957
949 | 3416400 | 4.4954 | 22.6724 | 24.1006
950 | 3420000 | 4.4962 | 22.6773 | 24.1055
951 | 3423600 | 4.497 | 22.6821 | 24.1104
952 | 3427200 | 4.4978 | 22.6869 | 24.1152
953 | 3430800 | 4.4986 | 22.6917 | 24.1201
954 | 3434400 | 4.4994 | 22.6965 | 24.125
955 | 3438000 | 4.5002 | 22.7013 | 24.1298
956 | 3441600 | 4.501 | 22.7061 | 24.1347
957 | 3445200 | 4.5018 | 22.7109 | 24.1396
958 | 3448800 | 4.5026 | 22.7157 | 24.1444
959 | 3452400 | 4.5033 | 22.7205 | 24.1493
960 | 3456000 | 4.5041 | 22.7253 | 24.1541
961 | 3459600 | 4.5049 | 22.7301 | 24.159
962 | 3463200 | 4.5057 | 22.7349 | 24.1638
963 | 3466800 | 4.5065 | 22.7396 | 24.1687
964 | 3470400 | 4.5072 | 22.7444 | 24.1735
965 | 3474000 | 4.508 | 22.7492 | 24.1784
966 | 3477600 | 4.5088 | 22.754 | 24.1832
967 | 3481200 | 4.5096 | 22.7588 | 24.1881
968 | 3484800 | 4.5104 | 22.7635 | 24.1929
969 | 3488400 | 4.5111 | 22.7683 | 24.1978
970 | 3492000 | 4.5119 | 22.7731 | 24.2026
971 | 3495600 | 4.5127 | 22.7779 | 24.2074
972 | 3499200 | 4.5134 | 22.7826 | 24.2123
973 | 3502800 | 4.5142 | 22.7874 | 24.2171
974 | 3506400 | 4.515 | 22.7922 | 24.2219
975 | 3510000 | 4.5158 | 22.7969 | 24.2268
976 | 3513600 | 4.5165 | 22.8017 | 24.2316
977 | 3517200 | 4.5173 | 22.8065 | 24.2364
978 | 3520800 | 4.5181 | 22.8112 | 24.2412
979 | 3524400 | 4.5188 | 22.816 | 24.246
980 | 3528000 | 4.5196 | 22.8207 | 24.2509
981 | 3531600 | 4.5203 | 22.8255 | 24.2557
982 | 3535200 | 4.5211 | 22.8302 | 24.2605
983 | 3538800 | 4.5219 | 22.835 | 24.2653
984 | 3542400 | 4.5226 | 22.8397 | 24.2701
985 | 3546000 | 4.5234 | 22.8445 | 24.2749
986 | 3549600 | 4.5241 | 22.8492 | 24.2797
987 | 3553200 | 4.5249 | 22.854 | 24.2845
988 | 3556800 | 4.5257 | 22.8587 | 24.2893
989 | 3560400 | 4.5264 | 22.8634 | 24.2941
990 | 3564000 | 4.5272 | 22.8682 | 24.2989
991 | 3567600 | 4.5279 | 22.8729 | 24.3037
992 | 3571200 | 4.5287 | 22.8777 | 24.3085
993 | 3574800 | 4.5294 | 22.8824 | 24.3133
994 | 3578400 | 4.5302 | 22.8871 | 24.3181
995 | 3582000 | 4.5309 | 22.8918 | 24.3229
996 | 3585600 | 4.5317 | 22.8966 | 24.3277
997 | 3589200 | 4.5324 | 22.9013 | 24.3325
998 | 3592800 | 4.5332 | 22.906 | 24.3372
999 | 3596400 | 4.5339 | 22.9107 | 24.342
1000 | 3600000 | 4.5346 | 22.9155 | 24.3468
1001 | 3603600 | 4.5354 | 22.9202 | 24.3516
1002 | 3607200 | 4.5361 | 22.9249 | 24.3564
1003 | 3610800 | 4.5369 | 22.9296 | 24.3611
1004 | 3614400 | 4.5376 | 22.9343 | 24.3659
1005 | 3618000 | 4.5384 | 22.939 | 24.3707
1006 | 3621600 | 4.5391 | 22.9437 | 24.3754
1007 | 3625200 | 4.5398 | 22.9484 | 24.3802
1008 | 3628800 | 4.5406 | 22.9531 | 24.385
1009 | 3632400 | 4.5413 | 22.9578 | 24.3897
1010 | 3636000 | 4.542 | 22.9625 | 24.3945
1011 | 3639600 | 4.5428 | 22.9672 | 24.3992
1012 | 3643200 | 4.5435 | 22.9719 | 24.404
1013 | 3646800 | 4.5442 | 22.9766 | 24.4088
1014 | 3650400 | 4.545 | 22.9813 | 24.4135
1015 | 3654000 | 4.5457 | 22.986 | 24.4183
1016 | 3657600 | 4.5464 | 22.9907 | 24.423
1017 | 3661200 | 4.5472 | 22.9954 | 24.4277
1018 | 3664800 | 4.5479 | 23.0001 | 24.4325
1019 | 3668400 | 4.5486 | 23.0048 | 24.4372
1020 | 3672000 | 4.5493 | 23.0094 | 24.442
1021 | 3675600 | 4.5501 | 23.0141 | 24.4467
1022 | 3679200 | 4.5508 | 23.0188 | 24.4515
1023 | 3682800 | 4.5515 | 23.0235 | 24.4562
1024 | 3686400 | 4.5522 | 23.0281 | 24.4609
1025 | 3690000 | 4.5529 | 23.0328 | 24.4657
1026 | 3693600 | 4.5537 | 23.0375 | 24.4704
1027 | 3697200 | 4.5544 | 23.0422 | 24.4751
1028 | 3700800 | 4.5551 | 23.0468 | 24.4798
1029 | 3704400 | 4.5558 | 23.0515 | 24.4846
1030 | 3708000 | 4.5565 | 23.0562 | 24.4893
1031 | 3711600 | 4.5573 | 23.0608 | 24.494
1032 | 3715200 | 4.558 | 23.0655 | 24.4987
1033 | 3718800 | 4.5587 | 23.0701 | 24.5034
1034 | 3722400 | 4.5594 | 23.0748 | 24.5082
1035 | 3726000 | 4.5601 | 23.0794 | 24.5129
1036 | 3729600 | 4.5608 | 23.0841 | 24.5176
1037 | 3733200 | 4.5615 | 23.0888 | 24.5223
1038 | 3736800 | 4.5622 | 23.0934 | 24.527
1039 | 3740400 | 4.563 | 23.0981 | 24.5317
1040 | 3744000 | 4.5637 | 23.1027 | 24.5364
1041 | 3747600 | 4.5644 | 23.1073 | 24.5411
1042 | 3751200 | 4.5651 | 23.112 | 24.5458
1043 | 3754800 | 4.5658 | 23.1166 | 24.5505
1044 | 3758400 | 4.5665 | 23.1213 | 24.5552
1045 | 3762000 | 4.5672 | 23.1259 | 24.5599
1046 | 3765600 | 4.5679 | 23.1305 | 24.5646
1047 | 3769200 | 4.5686 | 23.1352 | 24.5693
1048 | 3772800 | 4.5693 | 23.1398 | 24.574
1049 | 3776400 | 4.57 | 23.1444 | 24.5787
1050 | 3780000 | 4.5707 | 23.1491 | 24.5834
1051 | 3783600 | 4.5714 | 23.1537 | 24.588
1052 | 3787200 | 4.5721 | 23.1583 | 24.5927
1053 | 3790800 | 4.5728 | 23.1629 | 24.5974
1054 | 3794400 | 4.5735 | 23.1676 | 24.6021
1055 | 3798000 | 4.5742 | 23.1722 | 24.6068
1056 | 3801600 | 4.5749 | 23.1768 | 24.6114
1057 | 3805200 | 4.5756 | 23.1814 | 24.6161
1058 | 3808800 | 4.5763 | 23.186 | 24.6208
1059 | 3812400 | 4.577 | 23.1907 | 24.6254
1060 | 3816000 | 4.5776 | 23.1953 | 24.6301
1061 | 3819600 | 4.5783 | 23.1999 | 24.6348
1062 | 3823200 | 4.579 | 23.2045 | 24.6394
1063 | 3826800 | 4.5797 | 23.2091 | 24.6441
1064 | 3830400 | 4.5804 | 23.2137 | 24.6488
1065 | 3834000 | 4.5811 | 23.2183 | 24.6534
1066 | 3837600 | 4.5818 | 23.2229 | 24.6581
1067 | 3841200 | 4.5825 | 23.2275 | 24.6627
1068 | 3844800 | 4.5831 | 23.2321 | 24.6674
1069 | 3848400 | 4.5838 | 23.2367 | 24.672
1070 | 3852000 | 4.5845 | 23.2413 | 24.6767
1071 | 3855600 | 4.5852 | 23.2459 | 24.6813
1072 | 3859200 | 4.5859 | 23.2505 | 24.686
1073 | 3862800 | 4.5866 | 23.2551 | 24.6906
1074 | 3866400 | 4.5872 | 23.2597 | 24.6953
1075 | 3870000 | 4.5879 | 23.2642 | 24.6999
1076 | 3873600 | 4.5886 | 23.2688 | 24.7046
1077 | 3877200 | 4.5893 | 23.2734 | 24.7092
1078 | 3880800 | 4.5899 | 23.278 | 24.7138
1079 | 3884400 | 4.5906 | 23.2826 | 24.7185
1080 | 3888000 | 4.5913 | 23.2871 | 24.7231
1081 | 3891600 | 4.592 | 23.2917 | 24.7277
1082 | 3895200 | 4.5926 | 23.2963 | 24.7324
1083 | 3898800 | 4.5933 | 23.3009 | 24.737
1084 | 3902400 | 4.594 | 23.3054 | 24.7416
1085 | 3906000 | 4.5947 | 23.31 | 24.7462
1086 | 3909600 | 4.5953 | 23.3146 | 24.7509
1087 | 3913200 | 4.596 | 23.3191 | 24.7555
1088 | 3916800 | 4.5967 | 23.3237 | 24.7601
1089 | 3920400 | 4.5973 | 23.3283 | 24.7647
1090 | 3924000 | 4.598 | 23.3328 | 24.7693
1091 | 3927600 | 4.5987 | 23.3374 | 24.774
1092 | 3931200 | 4.5993 | 23.3419 | 24.7786
1093 | 3934800 | 4.6 | 23.3465 | 24.7832
1094 | 3938400 | 4.6007 | 23.3511 | 24.7878
1095 | 3942000 | 4.6013 | 23.3556 | 24.7924
1096 | 3945600 | 4.602 | 23.3602 | 24.797
1097 | 3949200 | 4.6026 | 23.3647 | 24.8016
1098 | 3952800 | 4.6033 | 23.3693 | 24.8062
1099 | 3956400 | 4.604 | 23.3738 | 24.8108
1100 | 3960000 | 4.6046 | 23.3784 | 24.8154
1101 | 3963600 | 4.6053 | 23.3829 | 24.82
1102 | 3967200 | 4.6059 | 23.3874 | 24.8246
1103 | 3970800 | 4.6066 | 23.392 | 24.8292
1104 | 3974400 | 4.6073 | 23.3965 | 24.8338
1105 | 3978000 | 4.6079 | 23.4011 | 24.8384
1106 | 3981600 | 4.6086 | 23.4056 | 24.843
1107 | 3985200 | 4.6092 | 23.4101 | 24.8475
1108 | 3988800 | 4.6099 | 23.4147 | 24.8521
1109 | 3992400 | 4.6105 | 23.4192 | 24.8567
1110 | 3996000 | 4.6112 | 23.4237 | 24.8613
1111 | 3999600 | 4.6118 | 23.4282 | 24.8659
1112 | 4003200 | 4.6125 | 23.4328 | 24.8704
1113 | 4006800 | 4.6131 | 23.4373 | 24.875
1114 | 4010400 | 4.6138 | 23.4418 | 24.8796
1115 | 4014000 | 4.6144 | 23.4463 | 24.8842
1116 | 4017600 | 4.6151 | 23.4508 | 24.8887
1117 | 4021200 | 4.6157 | 23.4554 | 24.8933
1118 | 4024800 | 4.6164 | 23.4599 | 24.8979
1119 | 4028400 | 4.617 | 23.4644 | 24.9024
1120 | 4032000 | 4.6176 | 23.4689 | 24.907
1121 | 4035600 | 4.6183 | 23.4734 | 24.9116
1122 | 4039200 | 4.6189 | 23.4779 | 24.9161
1123 | 4042800 | 4.6196 | 23.4824 | 24.9207
1124 | 4046400 | 4.6202 | 23.4869 | 24.9253
1125 | 4050000 | 4.6209 | 23.4914 | 24.9298
1126 | 4053600 | 4.6215 | 23.4959 | 24.9344
1127 | 4057200 | 4.6221 | 23.5004 | 24.9389
1128 | 4060800 | 4.6228 | 23.5049 | 24.9435
1129 | 4064400 | 4.6234 | 23.5094 | 24.948
1130 | 4068000 | 4.624 | 23.5139 | 24.9526
1131 | 4071600 | 4.6247 | 23.5184 | 24.9571
1132 | 4075200 | 4.6253 | 23.5229 | 24.9617
1133 | 4078800 | 4.626 | 23.5274 | 24.9662
1134 | 4082400 | 4.6266 | 23.5319 | 24.9707
1135 | 4086000 | 4.6272 | 23.5364 | 24.9753
1136 | 4089600 | 4.6279 | 23.5409 | 24.9798
1137 | 4093200 | 4.6285 | 23.5454 | 24.9844
1138 | 4096800 | 4.6291 | 23.5499 | 24.9889
1139 | 4100400 | 4.6297 | 23.5543 | 24.9934
1140 | 4104000 | 4.6304 | 23.5588 | 24.998
1141 | 4107600 | 4.631 | 23.5633 | 25.0025
1142 | 4111200 | 4.6316 | 23.5678 | 25.007
1143 | 4114800 | 4.6323 | 23.5723 | 25.0115
1144 | 4118400 | 4.6329 | 23.5767 | 25.0161
1145 | 4122000 | 4.6335 | 23.5812 | 25.0206
1146 | 4125600 | 4.6341 | 23.5857 | 25.0251
1147 | 4129200 | 4.6348 | 23.5901 | 25.0296
1148 | 4132800 | 4.6354 | 23.5946 | 25.0342
1149 | 4136400 | 4.636 | 23.5991 | 25.0387
1150 | 4140000 | 4.6366 | 23.6035 | 25.0432
1151 | 4143600 | 4.6373 | 23.608 | 25.0477
1152 | 4147200 | 4.6379 | 23.6125 | 25.0522
1153 | 4150800 | 4.6385 | 23.6169 | 25.0567
1154 | 4154400 | 4.6391 | 23.6214 | 25.0612
1155 | 4158000 | 4.6397 | 23.6258 | 25.0657
1156 | 4161600 | 4.6404 | 23.6303 | 25.0702
1157 | 4165200 | 4.641 | 23.6347 | 25.0748
1158 | 4168800 | 4.6416 | 23.6392 | 25.0793
1159 | 4172400 | 4.6422 | 23.6437 | 25.0838
1160 | 4176000 | 4.6428 | 23.6481 | 25.0883
1161 | 4179600 | 4.6434 | 23.6525 | 25.0928
1162 | 4183200 | 4.644 | 23.657 | 25.0972
1163 | 4186800 | 4.6447 | 23.6614 | 25.1017
1164 | 4190400 | 4.6453 | 23.6659 | 25.1062
1165 | 4194000 | 4.6459 | 23.6703 | 25.1107
1166 | 4197600 | 4.6465 | 23.6748 | 25.1152
1167 | 4201200 | 4.6471 | 23.6792 | 25.1197
1168 | 4204800 | 4.6477 | 23.6836 | 25.1242
1169 | 4208400 | 4.6483 | 23.6881 | 25.1287
1170 | 4212000 | 4.6489 | 23.6925 | 25.1332
1171 | 4215600 | 4.6495 | 23.6969 | 25.1376
1172 | 4219200 | 4.6501 | 23.7014 | 25.1421
1173 | 4222800 | 4.6508 | 23.7058 | 25.1466
1174 | 4226400 | 4.6514 | 23.7102 | 25.1511
1175 | 4230000 | 4.652 | 23.7147 | 25.1556
1176 | 4233600 | 4.6526 | 23.7191 | 25.16
1177 | 4237200 | 4.6532 | 23.7235 | 25.1645
1178 | 4240800 | 4.6538 | 23.7279 | 25.169
1179 | 4244400 | 4.6544 | 23.7323 | 25.1734
1180 | 4248000 | 4.655 | 23.7368 | 25.1779
1181 | 4251600 | 4.6556 | 23.7412 | 25.1824
1182 | 4255200 | 4.6562 | 23.7456 | 25.1868
1183 | 4258800 | 4.6568 | 23.75 | 25.1913
1184 | 4262400 | 4.6574 | 23.7544 | 25.1958
1185 | 4266000 | 4.658 | 23.7588 | 25.2002
1186 | 4269600 | 4.6586 | 23.7632 | 25.2047
1187 | 4273200 | 4.6592 | 23.7677 | 25.2091
1188 | 4276800 | 4.6598 | 23.7721 | 25.2136
1189 | 4280400 | 4.6604 | 23.7765 | 25.218
1190 | 4284000 | 4.661 | 23.7809 | 25.2225
1191 | 4287600 | 4.6616 | 23.7853 | 25.227
1192 | 4291200 | 4.6622 | 23.7897 | 25.2314
1193 | 4294800 | 4.6628 | 23.7941 | 25.2358
1194 | 4298400 | 4.6633 | 23.7985 | 25.2403
1195 | 4302000 | 4.6639 | 23.8029 | 25.2447
1196 | 4305600 | 4.6645 | 23.8073 | 25.2492
1197 | 4309200 | 4.6651 | 23.8117 | 25.2536
1198 | 4312800 | 4.6657 | 23.8161 | 25.2581
1199 | 4316400 | 4.6663 | 23.8204 | 25.2625
1200 | 4320000 | 4.6669 | 23.8248 | 25.2669
1201 | 4323600 | 4.6675 | 23.8292 | 25.2714
1202 | 4327200 | 4.6681 | 23.8336 | 25.2758
1203 | 4330800 | 4.6686 | 23.838 | 25.2802
1204 | 4334400 | 4.6692 | 23.8424 | 25.2847
1205 | 4338000 | 4.6698 | 23.8468 | 25.2891
1206 | 4341600 | 4.6704 | 23.8511 | 25.2935
1207 | 4345200 | 4.671 | 23.8555 | 25.298
1208 | 4348800 | 4.6716 | 23.8599 | 25.3024
1209 | 4352400 | 4.6722 | 23.8643 | 25.3068
1210 | 4356000 | 4.6727 | 23.8686 | 25.3112
1211 | 4359600 | 4.6733 | 23.873 | 25.3156
1212 | 4363200 | 4.6739 | 23.8774 | 25.3201
1213 | 4366800 | 4.6745 | 23.8818 | 25.3245
1214 | 4370400 | 4.6751 | 23.8861 | 25.3289
1215 | 4374000 | 4.6756 | 23.8905 | 25.3333
1216 | 4377600 | 4.6762 | 23.8949 | 25.3377
1217 | 4381200 | 4.6768 | 23.8992 | 25.3421
1218 | 4384800 | 4.6774 | 23.9036 | 25.3465
1219 | 4388400 | 4.678 | 23.9079 | 25.351
1220 | 4392000 | 4.6785 | 23.9123 | 25.3554
1221 | 4395600 | 4.6791 | 23.9167 | 25.3598
1222 | 4399200 | 4.6797 | 23.921 | 25.3642
1223 | 4402800 | 4.6803 | 23.9254 | 25.3686
1224 | 4406400 | 4.6808 | 23.9297 | 25.373
1225 | 4410000 | 4.6814 | 23.9341 | 25.3774
1226 | 4413600 | 4.682 | 23.9384 | 25.3818
1227 | 4417200 | 4.6826 | 23.9428 | 25.3862
1228 | 4420800 | 4.6831 | 23.9471 | 25.3906
1229 | 4424400 | 4.6837 | 23.9515 | 25.3949
1230 | 4428000 | 4.6843 | 23.9558 | 25.3993
1231 | 4431600 | 4.6848 | 23.9602 | 25.4037
1232 | 4435200 | 4.6854 | 23.9645 | 25.4081
1233 | 4438800 | 4.686 | 23.9688 | 25.4125
1234 | 4442400 | 4.6865 | 23.9732 | 25.4169
1235 | 4446000 | 4.6871 | 23.9775 | 25.4213
1236 | 4449600 | 4.6877 | 23.9819 | 25.4257
1237 | 4453200 | 4.6882 | 23.9862 | 25.43
1238 | 4456800 | 4.6888 | 23.9905 | 25.4344
1239 | 4460400 | 4.6894 | 23.9949 | 25.4388
1240 | 4464000 | 4.6899 | 23.9992 | 25.4432
1241 | 4467600 | 4.6905 | 24.0035 | 25.4476
1242 | 4471200 | 4.6911 | 24.0078 | 25.4519
1243 | 4474800 | 4.6916 | 24.0122 | 25.4563
1244 | 4478400 | 4.6922 | 24.0165 | 25.4607
1245 | 4482000 | 4.6927 | 24.0208 | 25.465
1246 | 4485600 | 4.6933 | 24.0251 | 25.4694
1247 | 4489200 | 4.6939 | 24.0295 | 25.4738
1248 | 4492800 | 4.6944 | 24.0338 | 25.4781
1249 | 4496400 | 4.695 | 24.0381 | 25.4825
1250 | 4500000 | 4.6955 | 24.0424 | 25.4869
1251 | 4503600 | 4.6961 | 24.0467 | 25.4912
1252 | 4507200 | 4.6967 | 24.0511 | 25.4956
1253 | 4510800 | 4.6972 | 24.0554 | 25.4999
1254 | 4514400 | 4.6978 | 24.0597 | 25.5043
1255 | 4518000 | 4.6983 | 24.064 | 25.5087
1256 | 4521600 | 4.6989 | 24.0683 | 25.513
1257 | 4525200 | 4.6994 | 24.0726 | 25.5174
1258 | 4528800 | 4.7 | 24.0769 | 25.5217
1259 | 4532400 | 4.7005 | 24.0812 | 25.5261
1260 | 4536000 | 4.7011 | 24.0855 | 25.5304
1261 | 4539600 | 4.7016 | 24.0898 | 25.5347
1262 | 4543200 | 4.7022 | 24.0941 | 25.5391
1263 | 4546800 | 4.7028 | 24.0984 | 25.5434
1264 | 4550400 | 4.7033 | 24.1027 | 25.5478
1265 | 4554000 | 4.7039 | 24.107 | 25.5521
1266 | 4557600 | 4.7044 | 24.1113 | 25.5565
1267 | 4561200 | 4.7049 | 24.1156 | 25.5608
1268 | 4564800 | 4.7055 | 24.1199 | 25.5651
1269 | 4568400 | 4.706 | 24.1242 | 25.5695
1270 | 4572000 | 4.7066 | 24.1285 | 25.5738
1271 | 4575600 | 4.7071 | 24.1327 | 25.5781
1272 | 4579200 | 4.7077 | 24.137 | 25.5825
1273 | 4582800 | 4.7082 | 24.1413 | 25.5868
1274 | 4586400 | 4.7088 | 24.1456 | 25.5911
1275 | 4590000 | 4.7093 | 24.1499 | 25.5954
1276 | 4593600 | 4.7099 | 24.1542 | 25.5998
1277 | 4597200 | 4.7104 | 24.1584 | 25.6041
1278 | 4600800 | 4.7109 | 24.1627 | 25.6084
1279 | 4604400 | 4.7115 | 24.167 | 25.6127
1280 | 4608000 | 4.712 | 24.1713 | 25.6171
1281 | 4611600 | 4.7126 | 24.1755 | 25.6214
1282 | 4615200 | 4.7131 | 24.1798 | 25.6257
1283 | 4618800 | 4.7136 | 24.1841 | 25.63
1284 | 4622400 | 4.7142 | 24.1884 | 25.6343
1285 | 4626000 | 4.7147 | 24.1926 | 25.6386
1286 | 4629600 | 4.7153 | 24.1969 | 25.6429
1287 | 4633200 | 4.7158 | 24.2012 | 25.6472
1288 | 4636800 | 4.7163 | 24.2054 | 25.6516
1289 | 4640400 | 4.7169 | 24.2097 | 25.6559
1290 | 4644000 | 4.7174 | 24.2139 | 25.6602
1291 | 4647600 | 4.7179 | 24.2182 | 25.6645
1292 | 4651200 | 4.7185 | 24.2225 | 25.6688
1293 | 4654800 | 4.719 | 24.2267 | 25.6731
1294 | 4658400 | 4.7195 | 24.231 | 25.6774
1295 | 4662000 | 4.7201 | 24.2352 | 25.6817
1296 | 4665600 | 4.7206 | 24.2395 | 25.686
1297 | 4669200 | 4.7211 | 24.2437 | 25.6903
1298 | 4672800 | 4.7217 | 24.248 | 25.6946
1299 | 4676400 | 4.7222 | 24.2522 | 25.6989
1300 | 4680000 | 4.7227 | 24.2565 | 25.7031
1301 | 4683600 | 4.7233 | 24.2607 | 25.7074
1302 | 4687200 | 4.7238 | 24.265 | 25.7117
1303 | 4690800 | 4.7243 | 24.2692 | 25.716
1304 | 4694400 | 4.7249 | 24.2735 | 25.7203
1305 | 4698000 | 4.7254 | 24.2777 | 25.7246
1306 | 4701600 | 4.7259 | 24.2819 | 25.7289
1307 | 4705200 | 4.7264 | 24.2862 | 25.7331
1308 | 4708800 | 4.727 | 24.2904 | 25.7374
1309 | 4712400 | 4.7275 | 24.2947 | 25.7417
1310 | 4716000 | 4.728 | 24.2989 | 25.746
1311 | 4719600 | 4.7285 | 24.3031 | 25.7503
1312 | 4723200 | 4.7291 | 24.3074 | 25.7545
1313 | 4726800 | 4.7296 | 24.3116 | 25.7588
1314 | 4730400 | 4.7301 | 24.3158 | 25.7631
1315 | 4734000 | 4.7306 | 24.32 | 25.7673
1316 | 4737600 | 4.7312 | 24.3243 | 25.7716
1317 | 4741200 | 4.7317 | 24.3285 | 25.7759
1318 | 4744800 | 4.7322 | 24.3327 | 25.7801
1319 | 4748400 | 4.7327 | 24.3369 | 25.7844
1320 | 4752000 | 4.7332 | 24.3412 | 25.7887
1321 | 4755600 | 4.7338 | 24.3454 | 25.7929
1322 | 4759200 | 4.7343 | 24.3496 | 25.7972
1323 | 4762800 | 4.7348 | 24.3538 | 25.8015
1324 | 4766400 | 4.7353 | 24.358 | 25.8057
1325 | 4770000 | 4.7358 | 24.3623 | 25.81
1326 | 4773600 | 4.7363 | 24.3665 | 25.8142
1327 | 4777200 | 4.7369 | 24.3707 | 25.8185
1328 | 4780800 | 4.7374 | 24.3749 | 25.8227
1329 | 4784400 | 4.7379 | 24.3791 | 25.827
1330 | 4788000 | 4.7384 | 24.3833 | 25.8312
1331 | 4791600 | 4.7389 | 24.3875 | 25.8355
1332 | 4795200 | 4.7394 | 24.3917 | 25.8397
1333 | 4798800 | 4.7399 | 24.3959 | 25.844
1334 | 4802400 | 4.7405 | 24.4001 | 25.8482
1335 | 4806000 | 4.741 | 24.4043 | 25.8525
1336 | 4809600 | 4.7415 | 24.4085 | 25.8567
1337 | 4813200 | 4.742 | 24.4127 | 25.8609
1338 | 4816800 | 4.7425 | 24.4169 | 25.8652
1339 | 4820400 | 4.743 | 24.4211 | 25.8694
1340 | 4824000 | 4.7435 | 24.4253 | 25.8737
1341 | 4827600 | 4.744 | 24.4295 | 25.8779
1342 | 4831200 | 4.7445 | 24.4337 | 25.8821
1343 | 4834800 | 4.745 | 24.4379 | 25.8864
1344 | 4838400 | 4.7456 | 24.4421 | 25.8906
1345 | 4842000 | 4.7461 | 24.4463 | 25.8948
1346 | 4845600 | 4.7466 | 24.4505 | 25.8991
1347 | 4849200 | 4.7471 | 24.4546 | 25.9033
1348 | 4852800 | 4.7476 | 24.4588 | 25.9075
1349 | 4856400 | 4.7481 | 24.463 | 25.9117
1350 | 4860000 | 4.7486 | 24.4672 | 25.916
1351 | 4863600 | 4.7491 | 24.4714 | 25.9202
1352 | 4867200 | 4.7496 | 24.4756 | 25.9244
1353 | 4870800 | 4.7501 | 24.4797 | 25.9286
1354 | 4874400 | 4.7506 | 24.4839 | 25.9328
1355 | 4878000 | 4.7511 | 24.4881 | 25.937
1356 | 4881600 | 4.7516 | 24.4923 | 25.9413
1357 | 4885200 | 4.7521 | 24.4964 | 25.9455
1358 | 4888800 | 4.7526 | 24.5006 | 25.9497
1359 | 4892400 | 4.7531 | 24.5048 | 25.9539
1360 | 4896000 | 4.7536 | 24.509 | 25.9581
1361 | 4899600 | 4.7541 | 24.5131 | 25.9623
1362 | 4903200 | 4.7546 | 24.5173 | 25.9665
1363 | 4906800 | 4.7551 | 24.5215 | 25.9707
1364 | 4910400 | 4.7556 | 24.5256 | 25.9749
1365 | 4914000 | 4.7561 | 24.5298 | 25.9791
1366 | 4917600 | 4.7566 | 24.5339 | 25.9833
1367 | 4921200 | 4.7571 | 24.5381 | 25.9875
1368 | 4924800 | 4.7576 | 24.5423 | 25.9917
1369 | 4928400 | 4.7581 | 24.5464 | 25.9959
1370 | 4932000 | 4.7586 | 24.5506 | 26.0001
1371 | 4935600 | 4.7591 | 24.5547 | 26.0043
1372 | 4939200 | 4.7596 | 24.5589 | 26.0085
1373 | 4942800 | 4.7601 | 24.563 | 26.0127
1374 | 4946400 | 4.7606 | 24.5672 | 26.0169
1375 | 4950000 | 4.761 | 24.5713 | 26.0211
1376 | 4953600 | 4.7615 | 24.5755 | 26.0253
1377 | 4957200 | 4.762 | 24.5796 | 26.0295
1378 | 4960800 | 4.7625 | 24.5838 | 26.0337
1379 | 4964400 | 4.763 | 24.5879 | 26.0379
1380 | 4968000 | 4.7635 | 24.5921 | 26.042
1381 | 4971600 | 4.764 | 24.5962 | 26.0462
1382 | 4975200 | 4.7645 | 24.6004 | 26.0504
1383 | 4978800 | 4.765 | 24.6045 | 26.0546
1384 | 4982400 | 4.7655 | 24.6086 | 26.0588
1385 | 4986000 | 4.7659 | 24.6128 | 26.0629
1386 | 4989600 | 4.7664 | 24.6169 | 26.0671
1387 | 4993200 | 4.7669 | 24.6211 | 26.0713
1388 | 4996800 | 4.7674 | 24.6252 | 26.0755
1389 | 5000400 | 4.7679 | 24.6293 | 26.0796
1390 | 5004000 | 4.7684 | 24.6335 | 26.0838
1391 | 5007600 | 4.7689 | 24.6376 | 26.088
1392 | 5011200 | 4.7693 | 24.6417 | 26.0922
1393 | 5014800 | 4.7698 | 24.6458 | 26.0963
1394 | 5018400 | 4.7703 | 24.65 | 26.1005
1395 | 5022000 | 4.7708 | 24.6541 | 26.1047
1396 | 5025600 | 4.7713 | 24.6582 | 26.1088
1397 | 5029200 | 4.7718 | 24.6623 | 26.113
1398 | 5032800 | 4.7722 | 24.6665 | 26.1171
1399 | 5036400 | 4.7727 | 24.6706 | 26.1213
1400 | 5040000 | 4.7732 | 24.6747 | 26.1255
1401 | 5043600 | 4.7737 | 24.6788 | 26.1296
1402 | 5047200 | 4.7742 | 24.6829 | 26.1338
1403 | 5050800 | 4.7746 | 24.6871 | 26.1379
1404 | 5054400 | 4.7751 | 24.6912 | 26.1421
1405 | 5058000 | 4.7756 | 24.6953 | 26.1462
1406 | 5061600 | 4.7761 | 24.6994 | 26.1504
1407 | 5065200 | 4.7766 | 24.7035 | 26.1545
1408 | 5068800 | 4.777 | 24.7076 | 26.1587
1409 | 5072400 | 4.7775 | 24.7117 | 26.1628
1410 | 5076000 | 4.778 | 24.7158 | 26.167
1411 | 5079600 | 4.7785 | 24.7199 | 26.1711
1412 | 5083200 | 4.7789 | 24.724 | 26.1753
1413 | 5086800 | 4.7794 | 24.7281 | 26.1794
1414 | 5090400 | 4.7799 | 24.7322 | 26.1835
1415 | 5094000 | 4.7804 | 24.7363 | 26.1877
1416 | 5097600 | 4.7808 | 24.7404 | 26.1918
1417 | 5101200 | 4.7813 | 24.7445 | 26.196
1418 | 5104800 | 4.7818 | 24.7486 | 26.2001
1419 | 5108400 | 4.7823 | 24.7527 | 26.2042
1420 | 5112000 | 4.7827 | 24.7568 | 26.2084
1421 | 5115600 | 4.7832 | 24.7609 | 26.2125
1422 | 5119200 | 4.7837 | 24.765 | 26.2166
1423 | 5122800 | 4.7841 | 24.7691 | 26.2208
1424 | 5126400 | 4.7846 | 24.7732 | 26.2249
1425 | 5130000 | 4.7851 | 24.7773 | 26.229
1426 | 5133600 | 4.7855 | 24.7814 | 26.2331
1427 | 5137200 | 4.786 | 24.7855 | 26.2373
1428 | 5140800 | 4.7865 | 24.7896 | 26.2414
1429 | 5144400 | 4.787 | 24.7936 | 26.2455
1430 | 5148000 | 4.7874 | 24.7977 | 26.2496
1431 | 5151600 | 4.7879 | 24.8018 | 26.2538
1432 | 5155200 | 4.7884 | 24.8059 | 26.2579
1433 | 5158800 | 4.7888 | 24.81 | 26.262
1434 | 5162400 | 4.7893 | 24.814 | 26.2661
1435 | 5166000 | 4.7898 | 24.8181 | 26.2702
1436 | 5169600 | 4.7902 | 24.8222 | 26.2743
1437 | 5173200 | 4.7907 | 24.8263 | 26.2784
1438 | 5176800 | 4.7911 | 24.8303 | 26.2826
1439 | 5180400 | 4.7916 | 24.8344 | 26.2867
1440 | 5184000 | 4.7921 | 24.8385 | 26.2908
1441 | 5187600 | 4.7925 | 24.8426 | 26.2949
1442 | 5191200 | 4.793 | 24.8466 | 26.299
1443 | 5194800 | 4.7935 | 24.8507 | 26.3031
1444 | 5198400 | 4.7939 | 24.8548 | 26.3072
1445 | 5202000 | 4.7944 | 24.8588 | 26.3113
1446 | 5205600 | 4.7948 | 24.8629 | 26.3154
1447 | 5209200 | 4.7953 | 24.867 | 26.3195
1448 | 5212800 | 4.7958 | 24.871 | 26.3236
1449 | 5216400 | 4.7962 | 24.8751 | 26.3277
1450 | 5220000 | 4.7967 | 24.8791 | 26.3318
1451 | 5223600 | 4.7971 | 24.8832 | 26.3359
1452 | 5227200 | 4.7976 | 24.8873 | 26.34
1453 | 5230800 | 4.7981 | 24.8913 | 26.3441
1454 | 5234400 | 4.7985 | 24.8954 | 26.3482
1455 | 5238000 | 4.799 | 24.8994 | 26.3523
1456 | 5241600 | 4.7994 | 24.9035 | 26.3564
1457 | 5245200 | 4.7999 | 24.9075 | 26.3604
1458 | 5248800 | 4.8003 | 24.9116 | 26.3645
1459 | 5252400 | 4.8008 | 24.9156 | 26.3686
1460 | 5256000 | 4.8012 | 24.9197 | 26.3727
1461 | 5259600 | 4.8017 | 24.9237 | 26.3768
1462 | 5263200 | 4.8022 | 24.9278 | 26.3809
1463 | 5266800 | 4.8026 | 24.9318 | 26.3849
1464 | 5270400 | 4.8031 | 24.9358 | 26.389
1465 | 5274000 | 4.8035 | 24.9399 | 26.3931
1466 | 5277600 | 4.804 | 24.9439 | 26.3972
1467 | 5281200 | 4.8044 | 24.948 | 26.4013
1468 | 5284800 | 4.8049 | 24.952 | 26.4053
1469 | 5288400 | 4.8053 | 24.956 | 26.4094
1470 | 5292000 | 4.8058 | 24.9601 | 26.4135
1471 | 5295600 | 4.8062 | 24.9641 | 26.4176
1472 | 5299200 | 4.8067 | 24.9681 | 26.4216
1473 | 5302800 | 4.8071 | 24.9722 | 26.4257
1474 | 5306400 | 4.8076 | 24.9762 | 26.4298
1475 | 5310000 | 4.808 | 24.9802 | 26.4338
1476 | 5313600 | 4.8085 | 24.9843 | 26.4379
1477 | 5317200 | 4.8089 | 24.9883 | 26.442
1478 | 5320800 | 4.8094 | 24.9923 | 26.446
1479 | 5324400 | 4.8098 | 24.9964 | 26.4501
1480 | 5328000 | 4.8103 | 25.0004 | 26.4541
1481 | 5331600 | 4.8107 | 25.0044 | 26.4582
1482 | 5335200 | 4.8111 | 25.0084 | 26.4623
1483 | 5338800 | 4.8116 | 25.0124 | 26.4663
1484 | 5342400 | 4.812 | 25.0165 | 26.4704
1485 | 5346000 | 4.8125 | 25.0205 | 26.4744
1486 | 5349600 | 4.8129 | 25.0245 | 26.4785
1487 | 5353200 | 4.8134 | 25.0285 | 26.4825
1488 | 5356800 | 4.8138 | 25.0325 | 26.4866
1489 | 5360400 | 4.8143 | 25.0365 | 26.4906
1490 | 5364000 | 4.8147 | 25.0406 | 26.4947
1491 | 5367600 | 4.8151 | 25.0446 | 26.4987
1492 | 5371200 | 4.8156 | 25.0486 | 26.5028
1493 | 5374800 | 4.816 | 25.0526 | 26.5068
1494 | 5378400 | 4.8165 | 25.0566 | 26.5109
1495 | 5382000 | 4.8169 | 25.0606 | 26.5149
1496 | 5385600 | 4.8173 | 25.0646 | 26.519
1497 | 5389200 | 4.8178 | 25.0686 | 26.523
1498 | 5392800 | 4.8182 | 25.0726 | 26.527
1499 | 5396400 | 4.8187 | 25.0766 | 26.5311
1500 | 5400000 | 4.8191 | 25.0806 | 26.5351
1501 | 5403600 | 4.8195 | 25.0846 | 26.5392
1502 | 5407200 | 4.82 | 25.0886 | 26.5432
1503 | 5410800 | 4.8204 | 25.0926 | 26.5472
1504 | 5414400 | 4.8208 | 25.0966 | 26.5513
1505 | 5418000 | 4.8213 | 25.1006 | 26.5553
1506 | 5421600 | 4.8217 | 25.1046 | 26.5593
1507 | 5425200 | 4.8222 | 25.1086 | 26.5633
1508 | 5428800 | 4.8226 | 25.1126 | 26.5674
1509 | 5432400 | 4.823 | 25.1166 | 26.5714
1510 | 5436000 | 4.8235 | 25.1206 | 26.5754
1511 | 5439600 | 4.8239 | 25.1246 | 26.5795
1512 | 5443200 | 4.8243 | 25.1286 | 26.5835
1513 | 5446800 | 4.8248 | 25.1326 | 26.5875
1514 | 5450400 | 4.8252 | 25.1365 | 26.5915
1515 | 5454000 | 4.8256 | 25.1405 | 26.5955
1516 | 5457600 | 4.8261 | 25.1445 | 26.5996
1517 | 5461200 | 4.8265 | 25.1485 | 26.6036
1518 | 5464800 | 4.8269 | 25.1525 | 26.6076
1519 | 5468400 | 4.8274 | 25.1565 | 26.6116
1520 | 5472000 | 4.8278 | 25.1604 | 26.6156
1521 | 5475600 | 4.8282 | 25.1644 | 26.6196
1522 | 5479200 | 4.8286 | 25.1684 | 26.6237
1523 | 5482800 | 4.8291 | 25.1724 | 26.6277
1524 | 5486400 | 4.8295 | 25.1763 | 26.6317
1525 | 5490000 | 4.8299 | 25.1803 | 26.6357
1526 | 5493600 | 4.8304 | 25.1843 | 26.6397
1527 | 5497200 | 4.8308 | 25.1883 | 26.6437
1528 | 5500800 | 4.8312 | 25.1922 | 26.6477
1529 | 5504400 | 4.8316 | 25.1962 | 26.6517
1530 | 5508000 | 4.8321 | 25.2002 | 26.6557
1531 | 5511600 | 4.8325 | 25.2041 | 26.6597
1532 | 5515200 | 4.8329 | 25.2081 | 26.6637
1533 | 5518800 | 4.8333 | 25.2121 | 26.6677
1534 | 5522400 | 4.8338 | 25.216 | 26.6717
1535 | 5526000 | 4.8342 | 25.22 | 26.6757
1536 | 5529600 | 4.8346 | 25.224 | 26.6797
1537 | 5533200 | 4.835 | 25.2279 | 26.6837
1538 | 5536800 | 4.8355 | 25.2319 | 26.6877
1539 | 5540400 | 4.8359 | 25.2358 | 26.6917
1540 | 5544000 | 4.8363 | 25.2398 | 26.6957
1541 | 5547600 | 4.8367 | 25.2438 | 26.6997
1542 | 5551200 | 4.8372 | 25.2477 | 26.7037
1543 | 5554800 | 4.8376 | 25.2517 | 26.7077
1544 | 5558400 | 4.838 | 25.2556 | 26.7116
1545 | 5562000 | 4.8384 | 25.2596 | 26.7156
1546 | 5565600 | 4.8389 | 25.2635 | 26.7196
1547 | 5569200 | 4.8393 | 25.2675 | 26.7236
1548 | 5572800 | 4.8397 | 25.2714 | 26.7276
1549 | 5576400 | 4.8401 | 25.2754 | 26.7316
1550 | 5580000 | 4.8405 | 25.2793 | 26.7355
1551 | 5583600 | 4.841 | 25.2833 | 26.7395
1552 | 5587200 | 4.8414 | 25.2872 | 26.7435
1553 | 5590800 | 4.8418 | 25.2912 | 26.7475
1554 | 5594400 | 4.8422 | 25.2951 | 26.7515
1555 | 5598000 | 4.8426 | 25.299 | 26.7554
1556 | 5601600 | 4.843 | 25.303 | 26.7594
1557 | 5605200 | 4.8435 | 25.3069 | 26.7634
1558 | 5608800 | 4.8439 | 25.3109 | 26.7674
1559 | 5612400 | 4.8443 | 25.3148 | 26.7713
1560 | 5616000 | 4.8447 | 25.3187 | 26.7753
1561 | 5619600 | 4.8451 | 25.3227 | 26.7793
1562 | 5623200 | 4.8455 | 25.3266 | 26.7832
1563 | 5626800 | 4.846 | 25.3305 | 26.7872
1564 | 5630400 | 4.8464 | 25.3345 | 26.7912
1565 | 5634000 | 4.8468 | 25.3384 | 26.7951
1566 | 5637600 | 4.8472 | 25.3423 | 26.7991
1567 | 5641200 | 4.8476 | 25.3462 | 26.803
1568 | 5644800 | 4.848 | 25.3502 | 26.807
1569 | 5648400 | 4.8484 | 25.3541 | 26.811
1570 | 5652000 | 4.8488 | 25.358 | 26.8149
1571 | 5655600 | 4.8493 | 25.362 | 26.8189
1572 | 5659200 | 4.8497 | 25.3659 | 26.8228
1573 | 5662800 | 4.8501 | 25.3698 | 26.8268
1574 | 5666400 | 4.8505 | 25.3737 | 26.8308
1575 | 5670000 | 4.8509 | 25.3776 | 26.8347
1576 | 5673600 | 4.8513 | 25.3816 | 26.8387
1577 | 5677200 | 4.8517 | 25.3855 | 26.8426
1578 | 5680800 | 4.8521 | 25.3894 | 26.8466
1579 | 5684400 | 4.8525 | 25.3933 | 26.8505
1580 | 5688000 | 4.853 | 25.3972 | 26.8545
1581 | 5691600 | 4.8534 | 25.4011 | 26.8584
1582 | 5695200 | 4.8538 | 25.4051 | 26.8624
1583 | 5698800 | 4.8542 | 25.409 | 26.8663
1584 | 5702400 | 4.8546 | 25.4129 | 26.8702
1585 | 5706000 | 4.855 | 25.4168 | 26.8742
1586 | 5709600 | 4.8554 | 25.4207 | 26.8781
1587 | 5713200 | 4.8558 | 25.4246 | 26.8821
1588 | 5716800 | 4.8562 | 25.4285 | 26.886
1589 | 5720400 | 4.8566 | 25.4324 | 26.8899
1590 | 5724000 | 4.857 | 25.4363 | 26.8939
1591 | 5727600 | 4.8574 | 25.4402 | 26.8978
1592 | 5731200 | 4.8578 | 25.4441 | 26.9018
1593 | 5734800 | 4.8582 | 25.448 | 26.9057
1594 | 5738400 | 4.8586 | 25.4519 | 26.9096
1595 | 5742000 | 4.859 | 25.4558 | 26.9136
1596 | 5745600 | 4.8594 | 25.4597 | 26.9175
1597 | 5749200 | 4.8598 | 25.4636 | 26.9214
1598 | 5752800 | 4.8603 | 25.4675 | 26.9253
1599 | 5756400 | 4.8607 | 25.4714 | 26.9293
1600 | 5760000 | 4.8611 | 25.4753 | 26.9332
1601 | 5763600 | 4.8615 | 25.4792 | 26.9371
1602 | 5767200 | 4.8619 | 25.4831 | 26.941
1603 | 5770800 | 4.8623 | 25.487 | 26.945
1604 | 5774400 | 4.8627 | 25.4909 | 26.9489
1605 | 5778000 | 4.8631 | 25.4948 | 26.9528
1606 | 5781600 | 4.8635 | 25.4986 | 26.9567
1607 | 5785200 | 4.8639 | 25.5025 | 26.9606
1608 | 5788800 | 4.8643 | 25.5064 | 26.9646
1609 | 5792400 | 4.8647 | 25.5103 | 26.9685
1610 | 5796000 | 4.8651 | 25.5142 | 26.9724
1611 | 5799600 | 4.8655 | 25.5181 | 26.9763
1612 | 5803200 | 4.8659 | 25.5219 | 26.9802
1613 | 5806800 | 4.8663 | 25.5258 | 26.9841
1614 | 5810400 | 4.8666 | 25.5297 | 26.9881
1615 | 5814000 | 4.867 | 25.5336 | 26.992
1616 | 5817600 | 4.8674 | 25.5375 | 26.9959
1617 | 5821200 | 4.8678 | 25.5413 | 26.9998
1618 | 5824800 | 4.8682 | 25.5452 | 27.0037
1619 | 5828400 | 4.8686 | 25.5491 | 27.0076
1620 | 5832000 | 4.869 | 25.553 | 27.0115
1621 | 5835600 | 4.8694 | 25.5568 | 27.0154
1622 | 5839200 | 4.8698 | 25.5607 | 27.0193
1623 | 5842800 | 4.8702 | 25.5646 | 27.0232
1624 | 5846400 | 4.8706 | 25.5684 | 27.0271
1625 | 5850000 | 4.871 | 25.5723 | 27.031
1626 | 5853600 | 4.8714 | 25.5762 | 27.0349
1627 | 5857200 | 4.8718 | 25.58 | 27.0388
1628 | 5860800 | 4.8722 | 25.5839 | 27.0427
1629 | 5864400 | 4.8726 | 25.5878 | 27.0466
1630 | 5868000 | 4.873 | 25.5916 | 27.0505
1631 | 5871600 | 4.8734 | 25.5955 | 27.0544
1632 | 5875200 | 4.8737 | 25.5994 | 27.0583
1633 | 5878800 | 4.8741 | 25.6032 | 27.0622
1634 | 5882400 | 4.8745 | 25.6071 | 27.0661
1635 | 5886000 | 4.8749 | 25.6109 | 27.07
1636 | 5889600 | 4.8753 | 25.6148 | 27.0738
1637 | 5893200 | 4.8757 | 25.6187 | 27.0777
1638 | 5896800 | 4.8761 | 25.6225 | 27.0816
1639 | 5900400 | 4.8765 | 25.6264 | 27.0855
1640 | 5904000 | 4.8769 | 25.6302 | 27.0894
1641 | 5907600 | 4.8773 | 25.6341 | 27.0933
1642 | 5911200 | 4.8776 | 25.6379 | 27.0972
1643 | 5914800 | 4.878 | 25.6418 | 27.101
1644 | 5918400 | 4.8784 | 25.6456 | 27.1049
1645 | 5922000 | 4.8788 | 25.6495 | 27.1088
1646 | 5925600 | 4.8792 | 25.6533 | 27.1127
1647 | 5929200 | 4.8796 | 25.6572 | 27.1166
1648 | 5932800 | 4.88 | 25.661 | 27.1204
1649 | 5936400 | 4.8803 | 25.6648 | 27.1243
1650 | 5940000 | 4.8807 | 25.6687 | 27.1282
1651 | 5943600 | 4.8811 | 25.6725 | 27.1321
1652 | 5947200 | 4.8815 | 25.6764 | 27.1359
1653 | 5950800 | 4.8819 | 25.6802 | 27.1398
1654 | 5954400 | 4.8823 | 25.6841 | 27.1437
1655 | 5958000 | 4.8827 | 25.6879 | 27.1475
1656 | 5961600 | 4.883 | 25.6917 | 27.1514
1657 | 5965200 | 4.8834 | 25.6956 | 27.1553
1658 | 5968800 | 4.8838 | 25.6994 | 27.1591
1659 | 5972400 | 4.8842 | 25.7032 | 27.163
1660 | 5976000 | 4.8846 | 25.7071 | 27.1669
1661 | 5979600 | 4.885 | 25.7109 | 27.1707
1662 | 5983200 | 4.8853 | 25.7147 | 27.1746
1663 | 5986800 | 4.8857 | 25.7186 | 27.1785
1664 | 5990400 | 4.8861 | 25.7224 | 27.1823
1665 | 5994000 | 4.8865 | 25.7262 | 27.1862
1666 | 5997600 | 4.8869 | 25.73 | 27.19
1667 | 6001200 | 4.8872 | 25.7339 | 27.1939
1668 | 6004800 | 4.8876 | 25.7377 | 27.1977
1669 | 6008400 | 4.888 | 25.7415 | 27.2016
1670 | 6012000 | 4.8884 | 25.7453 | 27.2055
1671 | 6015600 | 4.8888 | 25.7492 | 27.2093
1672 | 6019200 | 4.8891 | 25.753 | 27.2132
1673 | 6022800 | 4.8895 | 25.7568 | 27.217
1674 | 6026400 | 4.8899 | 25.7606 | 27.2209
1675 | 6030000 | 4.8903 | 25.7644 | 27.2247
1676 | 6033600 | 4.8906 | 25.7683 | 27.2286
1677 | 6037200 | 4.891 | 25.7721 | 27.2324
1678 | 6040800 | 4.8914 | 25.7759 | 27.2362
1679 | 6044400 | 4.8918 | 25.7797 | 27.2401
1680 | 6048000 | 4.8922 | 25.7835 | 27.2439
1681 | 6051600 | 4.8925 | 25.7873 | 27.2478
1682 | 6055200 | 4.8929 | 25.7911 | 27.2516
1683 | 6058800 | 4.8933 | 25.795 | 27.2555
1684 | 6062400 | 4.8937 | 25.7988 | 27.2593
1685 | 6066000 | 4.894 | 25.8026 | 27.2631
1686 | 6069600 | 4.8944 | 25.8064 | 27.267
1687 | 6073200 | 4.8948 | 25.8102 | 27.2708
1688 | 6076800 | 4.8952 | 25.814 | 27.2747
1689 | 6080400 | 4.8955 | 25.8178 | 27.2785
1690 | 6084000 | 4.8959 | 25.8216 | 27.2823
1691 | 6087600 | 4.8963 | 25.8254 | 27.2862
1692 | 6091200 | 4.8966 | 25.8292 | 27.29
1693 | 6094800 | 4.897 | 25.833 | 27.2938
1694 | 6098400 | 4.8974 | 25.8368 | 27.2976
1695 | 6102000 | 4.8978 | 25.8406 | 27.3015
1696 | 6105600 | 4.8981 | 25.8444 | 27.3053
1697 | 6109200 | 4.8985 | 25.8482 | 27.3091
1698 | 6112800 | 4.8989 | 25.852 | 27.313
1699 | 6116400 | 4.8992 | 25.8558 | 27.3168
1700 | 6120000 | 4.8996 | 25.8596 | 27.3206
1701 | 6123600 | 4.9 | 25.8634 | 27.3244
1702 | 6127200 | 4.9004 | 25.8672 | 27.3283
1703 | 6130800 | 4.9007 | 25.871 | 27.3321
1704 | 6134400 | 4.9011 | 25.8747 | 27.3359
1705 | 6138000 | 4.9015 | 25.8785 | 27.3397
1706 | 6141600 | 4.9018 | 25.8823 | 27.3435
1707 | 6145200 | 4.9022 | 25.8861 | 27.3473
1708 | 6148800 | 4.9026 | 25.8899 | 27.3512
1709 | 6152400 | 4.9029 | 25.8937 | 27.355
1710 | 6156000 | 4.9033 | 25.8975 | 27.3588
1711 | 6159600 | 4.9037 | 25.9013 | 27.3626
1712 | 6163200 | 4.904 | 25.905 | 27.3664
1713 | 6166800 | 4.9044 | 25.9088 | 27.3702
1714 | 6170400 | 4.9048 | 25.9126 | 27.374
1715 | 6174000 | 4.9051 | 25.9164 | 27.3779
1716 | 6177600 | 4.9055 | 25.9202 | 27.3817
1717 | 6181200 | 4.9059 | 25.9239 | 27.3855
1718 | 6184800 | 4.9062 | 25.9277 | 27.3893
1719 | 6188400 | 4.9066 | 25.9315 | 27.3931
1720 | 6192000 | 4.907 | 25.9353 | 27.3969
1721 | 6195600 | 4.9073 | 25.939 | 27.4007
1722 | 6199200 | 4.9077 | 25.9428 | 27.4045
1723 | 6202800 | 4.9081 | 25.9466 | 27.4083
1724 | 6206400 | 4.9084 | 25.9504 | 27.4121
1725 | 6210000 | 4.9088 | 25.9541 | 27.4159
1726 | 6213600 | 4.9091 | 25.9579 | 27.4197
1727 | 6217200 | 4.9095 | 25.9617 | 27.4235
1728 | 6220800 | 4.9099 | 25.9654 | 27.4273
1729 | 6224400 | 4.9102 | 25.9692 | 27.4311
1730 | 6228000 | 4.9106 | 25.973 | 27.4349
1731 | 6231600 | 4.911 | 25.9767 | 27.4387
1732 | 6235200 | 4.9113 | 25.9805 | 27.4425
1733 | 6238800 | 4.9117 | 25.9843 | 27.4463
1734 | 6242400 | 4.912 | 25.988 | 27.45
1735 | 6246000 | 4.9124 | 25.9918 | 27.4538
1736 | 6249600 | 4.9128 | 25.9955 | 27.4576
1737 | 6253200 | 4.9131 | 25.9993 | 27.4614
1738 | 6256800 | 4.9135 | 26.0031 | 27.4652
1739 | 6260400 | 4.9138 | 26.0068 | 27.469
1740 | 6264000 | 4.9142 | 26.0106 | 27.4728
1741 | 6267600 | 4.9145 | 26.0143 | 27.4766
1742 | 6271200 | 4.9149 | 26.0181 | 27.4803
1743 | 6274800 | 4.9153 | 26.0218 | 27.4841
1744 | 6278400 | 4.9156 | 26.0256 | 27.4879
1745 | 6282000 | 4.916 | 26.0293 | 27.4917
1746 | 6285600 | 4.9163 | 26.0331 | 27.4955
1747 | 6289200 | 4.9167 | 26.0368 | 27.4992
1748 | 6292800 | 4.9171 | 26.0406 | 27.503
1749 | 6296400 | 4.9174 | 26.0443 | 27.5068
1750 | 6300000 | 4.9178 | 26.0481 | 27.5106
1751 | 6303600 | 4.9181 | 26.0518 | 27.5143
1752 | 6307200 | 4.9185 | 26.0556 | 27.5181
1753 | 6310800 | 4.9188 | 26.0593 | 27.5219
1754 | 6314400 | 4.9192 | 26.0631 | 27.5257
1755 | 6318000 | 4.9195 | 26.0668 | 27.5294
1756 | 6321600 | 4.9199 | 26.0705 | 27.5332
1757 | 6325200 | 4.9202 | 26.0743 | 27.537
1758 | 6328800 | 4.9206 | 26.078 | 27.5407
1759 | 6332400 | 4.921 | 26.0818 | 27.5445
1760 | 6336000 | 4.9213 | 26.0855 | 27.5483
1761 | 6339600 | 4.9217 | 26.0892 | 27.552
1762 | 6343200 | 4.922 | 26.093 | 27.5558
1763 | 6346800 | 4.9224 | 26.0967 | 27.5596
1764 | 6350400 | 4.9227 | 26.1004 | 27.5633
1765 | 6354000 | 4.9231 | 26.1042 | 27.5671
1766 | 6357600 | 4.9234 | 26.1079 | 27.5709
1767 | 6361200 | 4.9238 | 26.1116 | 27.5746
1768 | 6364800 | 4.9241 | 26.1154 | 27.5784
1769 | 6368400 | 4.9245 | 26.1191 | 27.5821
1770 | 6372000 | 4.9248 | 26.1228 | 27.5859
1771 | 6375600 | 4.9252 | 26.1265 | 27.5896
1772 | 6379200 | 4.9255 | 26.1303 | 27.5934
1773 | 6382800 | 4.9259 | 26.134 | 27.5972
1774 | 6386400 | 4.9262 | 26.1377 | 27.6009
1775 | 6390000 | 4.9266 | 26.1414 | 27.6047
1776 | 6393600 | 4.9269 | 26.1452 | 27.6084
1777 | 6397200 | 4.9273 | 26.1489 | 27.6122
1778 | 6400800 | 4.9276 | 26.1526 | 27.6159
1779 | 6404400 | 4.928 | 26.1563 | 27.6197
1780 | 6408000 | 4.9283 | 26.1601 | 27.6234
1781 | 6411600 | 4.9287 | 26.1638 | 27.6272
1782 | 6415200 | 4.929 | 26.1675 | 27.6309
1783 | 6418800 | 4.9294 | 26.1712 | 27.6346
1784 | 6422400 | 4.9297 | 26.1749 | 27.6384
1785 | 6426000 | 4.93 | 26.1786 | 27.6421
1786 | 6429600 | 4.9304 | 26.1824 | 27.6459
1787 | 6433200 | 4.9307 | 26.1861 | 27.6496
1788 | 6436800 | 4.9311 | 26.1898 | 27.6534
1789 | 6440400 | 4.9314 | 26.1935 | 27.6571
1790 | 6444000 | 4.9318 | 26.1972 | 27.6608
1791 | 6447600 | 4.9321 | 26.2009 | 27.6646
1792 | 6451200 | 4.9325 | 26.2046 | 27.6683
1793 | 6454800 | 4.9328 | 26.2083 | 27.672
1794 | 6458400 | 4.9332 | 26.212 | 27.6758
1795 | 6462000 | 4.9335 | 26.2157 | 27.6795
1796 | 6465600 | 4.9338 | 26.2194 | 27.6832
1797 | 6469200 | 4.9342 | 26.2231 | 27.687
1798 | 6472800 | 4.9345 | 26.2268 | 27.6907
1799 | 6476400 | 4.9349 | 26.2306 | 27.6944
1800 | 6480000 | 4.9352 | 26.2343 | 27.6982
1801 | 6483600 | 4.9356 | 26.238 | 27.7019
1802 | 6487200 | 4.9359 | 26.2417 | 27.7056
1803 | 6490800 | 4.9362 | 26.2454 | 27.7094
1804 | 6494400 | 4.9366 | 26.2491 | 27.7131
1805 | 6498000 | 4.9369 | 26.2527 | 27.7168
1806 | 6501600 | 4.9373 | 26.2564 | 27.7205
1807 | 6505200 | 4.9376 | 26.2601 | 27.7242
1808 | 6508800 | 4.9379 | 26.2638 | 27.728
1809 | 6512400 | 4.9383 | 26.2675 | 27.7317
1810 | 6516000 | 4.9386 | 26.2712 | 27.7354
1811 | 6519600 | 4.939 | 26.2749 | 27.7391
1812 | 6523200 | 4.9393 | 26.2786 | 27.7428
1813 | 6526800 | 4.9396 | 26.2823 | 27.7466
1814 | 6530400 | 4.94 | 26.286 | 27.7503
1815 | 6534000 | 4.9403 | 26.2897 | 27.754
1816 | 6537600 | 4.9407 | 26.2934 | 27.7577
1817 | 6541200 | 4.941 | 26.297 | 27.7614
1818 | 6544800 | 4.9413 | 26.3007 | 27.7651
1819 | 6548400 | 4.9417 | 26.3044 | 27.7689
1820 | 6552000 | 4.942 | 26.3081 | 27.7726
1821 | 6555600 | 4.9423 | 26.3118 | 27.7763
1822 | 6559200 | 4.9427 | 26.3155 | 27.78
1823 | 6562800 | 4.943 | 26.3191 | 27.7837
1824 | 6566400 | 4.9434 | 26.3228 | 27.7874
1825 | 6570000 | 4.9437 | 26.3265 | 27.7911
1826 | 6573600 | 4.944 | 26.3302 | 27.7948
1827 | 6577200 | 4.9444 | 26.3339 | 27.7985
1828 | 6580800 | 4.9447 | 26.3375 | 27.8022
1829 | 6584400 | 4.945 | 26.3412 | 27.8059
1830 | 6588000 | 4.9454 | 26.3449 | 27.8096
1831 | 6591600 | 4.9457 | 26.3486 | 27.8133
1832 | 6595200 | 4.946 | 26.3522 | 27.817
1833 | 6598800 | 4.9464 | 26.3559 | 27.8207
1834 | 6602400 | 4.9467 | 26.3596 | 27.8244
1835 | 6606000 | 4.947 | 26.3632 | 27.8281
1836 | 6609600 | 4.9474 | 26.3669 | 27.8318
1837 | 6613200 | 4.9477 | 26.3706 | 27.8355
1838 | 6616800 | 4.948 | 26.3743 | 27.8392
1839 | 6620400 | 4.9484 | 26.3779 | 27.8429
1840 | 6624000 | 4.9487 | 26.3816 | 27.8466
1841 | 6627600 | 4.949 | 26.3853 | 27.8503
1842 | 6631200 | 4.9494 | 26.3889 | 27.854
1843 | 6634800 | 4.9497 | 26.3926 | 27.8577
1844 | 6638400 | 4.95 | 26.3962 | 27.8614
1845 | 6642000 | 4.9504 | 26.3999 | 27.865
1846 | 6645600 | 4.9507 | 26.4036 | 27.8687
1847 | 6649200 | 4.951 | 26.4072 | 27.8724
1848 | 6652800 | 4.9514 | 26.4109 | 27.8761
1849 | 6656400 | 4.9517 | 26.4145 | 27.8798
1850 | 6660000 | 4.952 | 26.4182 | 27.8835
1851 | 6663600 | 4.9523 | 26.4219 | 27.8872
1852 | 6667200 | 4.9527 | 26.4255 | 27.8908
1853 | 6670800 | 4.953 | 26.4292 | 27.8945
1854 | 6674400 | 4.9533 | 26.4328 | 27.8982
1855 | 6678000 | 4.9537 | 26.4365 | 27.9019
1856 | 6681600 | 4.954 | 26.4401 | 27.9056
1857 | 6685200 | 4.9543 | 26.4438 | 27.9092
1858 | 6688800 | 4.9546 | 26.4474 | 27.9129
1859 | 6692400 | 4.955 | 26.4511 | 27.9166
1860 | 6696000 | 4.9553 | 26.4547 | 27.9203
1861 | 6699600 | 4.9556 | 26.4584 | 27.924
1862 | 6703200 | 4.956 | 26.462 | 27.9276
1863 | 6706800 | 4.9563 | 26.4657 | 27.9313
1864 | 6710400 | 4.9566 | 26.4693 | 27.935
1865 | 6714000 | 4.9569 | 26.473 | 27.9386
1866 | 6717600 | 4.9573 | 26.4766 | 27.9423
1867 | 6721200 | 4.9576 | 26.4802 | 27.946
1868 | 6724800 | 4.9579 | 26.4839 | 27.9496
1869 | 6728400 | 4.9582 | 26.4875 | 27.9533
1870 | 6732000 | 4.9586 | 26.4912 | 27.957
1871 | 6735600 | 4.9589 | 26.4948 | 27.9606
1872 | 6739200 | 4.9592 | 26.4985 | 27.9643
1873 | 6742800 | 4.9595 | 26.5021 | 27.968
1874 | 6746400 | 4.9599 | 26.5057 | 27.9716
1875 | 6750000 | 4.9602 | 26.5094 | 27.9753
1876 | 6753600 | 4.9605 | 26.513 | 27.979
1877 | 6757200 | 4.9608 | 26.5166 | 27.9826
1878 | 6760800 | 4.9612 | 26.5203 | 27.9863
1879 | 6764400 | 4.9615 | 26.5239 | 27.9899
1880 | 6768000 | 4.9618 | 26.5275 | 27.9936
1881 | 6771600 | 4.9621 | 26.5312 | 27.9973
1882 | 6775200 | 4.9624 | 26.5348 | 28.0009
1883 | 6778800 | 4.9628 | 26.5384 | 28.0046
1884 | 6782400 | 4.9631 | 26.5421 | 28.0082
1885 | 6786000 | 4.9634 | 26.5457 | 28.0119
1886 | 6789600 | 4.9637 | 26.5493 | 28.0155
1887 | 6793200 | 4.9641 | 26.5529 | 28.0192
1888 | 6796800 | 4.9644 | 26.5566 | 28.0228
1889 | 6800400 | 4.9647 | 26.5602 | 28.0265
1890 | 6804000 | 4.965 | 26.5638 | 28.0301
1891 | 6807600 | 4.9653 | 26.5674 | 28.0338
1892 | 6811200 | 4.9657 | 26.571 | 28.0374
1893 | 6814800 | 4.966 | 26.5747 | 28.0411
1894 | 6818400 | 4.9663 | 26.5783 | 28.0447
1895 | 6822000 | 4.9666 | 26.5819 | 28.0484
1896 | 6825600 | 4.9669 | 26.5855 | 28.052
1897 | 6829200 | 4.9672 | 26.5891 | 28.0557
1898 | 6832800 | 4.9676 | 26.5928 | 28.0593
1899 | 6836400 | 4.9679 | 26.5964 | 28.0629
1900 | 6840000 | 4.9682 | 26.6 | 28.0666
1901 | 6843600 | 4.9685 | 26.6036 | 28.0702
1902 | 6847200 | 4.9688 | 26.6072 | 28.0739
1903 | 6850800 | 4.9692 | 26.6108 | 28.0775
1904 | 6854400 | 4.9695 | 26.6144 | 28.0811
1905 | 6858000 | 4.9698 | 26.6181 | 28.0848
1906 | 6861600 | 4.9701 | 26.6217 | 28.0884
1907 | 6865200 | 4.9704 | 26.6253 | 28.0921
1908 | 6868800 | 4.9707 | 26.6289 | 28.0957
1909 | 6872400 | 4.9711 | 26.6325 | 28.0993
1910 | 6876000 | 4.9714 | 26.6361 | 28.103
1911 | 6879600 | 4.9717 | 26.6397 | 28.1066
1912 | 6883200 | 4.972 | 26.6433 | 28.1102
1913 | 6886800 | 4.9723 | 26.6469 | 28.1138
1914 | 6890400 | 4.9726 | 26.6505 | 28.1175
1915 | 6894000 | 4.9729 | 26.6541 | 28.1211
1916 | 6897600 | 4.9733 | 26.6577 | 28.1247
1917 | 6901200 | 4.9736 | 26.6613 | 28.1284
1918 | 6904800 | 4.9739 | 26.6649 | 28.132
1919 | 6908400 | 4.9742 | 26.6685 | 28.1356
1920 | 6912000 | 4.9745 | 26.6721 | 28.1392
1921 | 6915600 | 4.9748 | 26.6757 | 28.1429
1922 | 6919200 | 4.9751 | 26.6793 | 28.1465
1923 | 6922800 | 4.9755 | 26.6829 | 28.1501
1924 | 6926400 | 4.9758 | 26.6865 | 28.1537
1925 | 6930000 | 4.9761 | 26.6901 | 28.1573
1926 | 6933600 | 4.9764 | 26.6937 | 28.161
1927 | 6937200 | 4.9767 | 26.6973 | 28.1646
1928 | 6940800 | 4.977 | 26.7009 | 28.1682
1929 | 6944400 | 4.9773 | 26.7045 | 28.1718
1930 | 6948000 | 4.9776 | 26.7081 | 28.1754
1931 | 6951600 | 4.978 | 26.7117 | 28.179
1932 | 6955200 | 4.9783 | 26.7152 | 28.1827
1933 | 6958800 | 4.9786 | 26.7188 | 28.1863
1934 | 6962400 | 4.9789 | 26.7224 | 28.1899
1935 | 6966000 | 4.9792 | 26.726 | 28.1935
1936 | 6969600 | 4.9795 | 26.7296 | 28.1971
1937 | 6973200 | 4.9798 | 26.7332 | 28.2007
1938 | 6976800 | 4.9801 | 26.7368 | 28.2043
1939 | 6980400 | 4.9804 | 26.7403 | 28.2079
1940 | 6984000 | 4.9807 | 26.7439 | 28.2115
1941 | 6987600 | 4.981 | 26.7475 | 28.2151
1942 | 6991200 | 4.9814 | 26.7511 | 28.2188
1943 | 6994800 | 4.9817 | 26.7547 | 28.2224
1944 | 6998400 | 4.982 | 26.7583 | 28.226
1945 | 7002000 | 4.9823 | 26.7618 | 28.2296
1946 | 7005600 | 4.9826 | 26.7654 | 28.2332
1947 | 7009200 | 4.9829 | 26.769 | 28.2368
1948 | 7012800 | 4.9832 | 26.7726 | 28.2404
1949 | 7016400 | 4.9835 | 26.7761 | 28.244
1950 | 7020000 | 4.9838 | 26.7797 | 28.2476
1951 | 7023600 | 4.9841 | 26.7833 | 28.2512
1952 | 7027200 | 4.9844 | 26.7869 | 28.2548
1953 | 7030800 | 4.9847 | 26.7904 | 28.2584
1954 | 7034400 | 4.985 | 26.794 | 28.262
1955 | 7038000 | 4.9853 | 26.7976 | 28.2656
1956 | 7041600 | 4.9857 | 26.8011 | 28.2691
1957 | 7045200 | 4.986 | 26.8047 | 28.2727
1958 | 7048800 | 4.9863 | 26.8083 | 28.2763
1959 | 7052400 | 4.9866 | 26.8118 | 28.2799
1960 | 7056000 | 4.9869 | 26.8154 | 28.2835
1961 | 7059600 | 4.9872 | 26.819 | 28.2871
1962 | 7063200 | 4.9875 | 26.8225 | 28.2907
1963 | 7066800 | 4.9878 | 26.8261 | 28.2943
1964 | 7070400 | 4.9881 | 26.8297 | 28.2979
1965 | 7074000 | 4.9884 | 26.8332 | 28.3015
1966 | 7077600 | 4.9887 | 26.8368 | 28.305
1967 | 7081200 | 4.989 | 26.8404 | 28.3086
1968 | 7084800 | 4.9893 | 26.8439 | 28.3122
1969 | 7088400 | 4.9896 | 26.8475 | 28.3158
1970 | 7092000 | 4.9899 | 26.851 | 28.3194
1971 | 7095600 | 4.9902 | 26.8546 | 28.323
1972 | 7099200 | 4.9905 | 26.8581 | 28.3265
1973 | 7102800 | 4.9908 | 26.8617 | 28.3301
1974 | 7106400 | 4.9911 | 26.8653 | 28.3337
1975 | 7110000 | 4.9914 | 26.8688 | 28.3373
1976 | 7113600 | 4.9917 | 26.8724 | 28.3409
1977 | 7117200 | 4.992 | 26.8759 | 28.3444
1978 | 7120800 | 4.9923 | 26.8795 | 28.348
1979 | 7124400 | 4.9926 | 26.883 | 28.3516
1980 | 7128000 | 4.9929 | 26.8866 | 28.3552
1981 | 7131600 | 4.9932 | 26.8901 | 28.3587
1982 | 7135200 | 4.9935 | 26.8937 | 28.3623
1983 | 7138800 | 4.9938 | 26.8972 | 28.3659
1984 | 7142400 | 4.9941 | 26.9008 | 28.3695
1985 | 7146000 | 4.9944 | 26.9043 | 28.373
1986 | 7149600 | 4.9947 | 26.9079 | 28.3766
1987 | 7153200 | 4.995 | 26.9114 | 28.3802
1988 | 7156800 | 4.9953 | 26.9149 | 28.3837
1989 | 7160400 | 4.9956 | 26.9185 | 28.3873
1990 | 7164000 | 4.9959 | 26.922 | 28.3909
1991 | 7167600 | 4.9962 | 26.9256 | 28.3944
1992 | 7171200 | 4.9965 | 26.9291 | 28.398
1993 | 7174800 | 4.9968 | 26.9327 | 28.4016
1994 | 7178400 | 4.9971 | 26.9362 | 28.4051
1995 | 7182000 | 4.9974 | 26.9397 | 28.4087
1996 | 7185600 | 4.9977 | 26.9433 | 28.4123
1997 | 7189200 | 4.998 | 26.9468 | 28.4158
1998 | 7192800 | 4.9983 | 26.9503 | 28.4194
1999 | 7196400 | 4.9986 | 26.9539 | 28.4229
2000 | 7200000 | 4.9989 | 26.9574 | 28.4265
2001 | 7203600 | 4.9992 | 26.9609 | 28.4301
2002 | 7207200 | 4.9995 | 26.9645 | 28.4336
2003 | 7210800 | 4.9998 | 26.968 | 28.4372
2004 | 7214400 | 5.0001 | 26.9715 | 28.4407
2005 | 7218000 | 5.0004 | 26.9751 | 28.4443
2006 | 7221600 | 5.0007 | 26.9786 | 28.4478
2007 | 7225200 | 5.001 | 26.9821 | 28.4514
2008 | 7228800 | 5.0013 | 26.9857 | 28.4549
2009 | 7232400 | 5.0015 | 26.9892 | 28.4585
2010 | 7236000 | 5.0018 | 26.9927 | 28.462
2011 | 7239600 | 5.0021 | 26.9962 | 28.4656
2012 | 7243200 | 5.0024 | 26.9998 | 28.4691
2013 | 7246800 | 5.0027 | 27.0033 | 28.4727
2014 | 7250400 | 5.003 | 27.0068 | 28.4762
2015 | 7254000 | 5.0033 | 27.0103 | 28.4798
2016 | 7257600 | 5.0036 | 27.0139 | 28.4833
2017 | 7261200 | 5.0039 | 27.0174 | 28.4869
2018 | 7264800 | 5.0042 | 27.0209 | 28.4904
2019 | 7268400 | 5.0045 | 27.0244 | 28.494
2020 | 7272000 | 5.0048 | 27.0279 | 28.4975
2021 | 7275600 | 5.0051 | 27.0315 | 28.5011
2022 | 7279200 | 5.0054 | 27.035 | 28.5046
2023 | 7282800 | 5.0057 | 27.0385 | 28.5081
2024 | 7286400 | 5.0059 | 27.042 | 28.5117
2025 | 7290000 | 5.0062 | 27.0455 | 28.5152
2026 | 7293600 | 5.0065 | 27.049 | 28.5188
2027 | 7297200 | 5.0068 | 27.0526 | 28.5223
2028 | 7300800 | 5.0071 | 27.0561 | 28.5258
2029 | 7304400 | 5.0074 | 27.0596 | 28.5294
2030 | 7308000 | 5.0077 | 27.0631 | 28.5329
2031 | 7311600 | 5.008 | 27.0666 | 28.5364
2032 | 7315200 | 5.0083 | 27.0701 | 28.54
2033 | 7318800 | 5.0086 | 27.0736 | 28.5435
2034 | 7322400 | 5.0088 | 27.0771 | 28.547
2035 | 7326000 | 5.0091 | 27.0806 | 28.5506
2036 | 7329600 | 5.0094 | 27.0842 | 28.5541
2037 | 7333200 | 5.0097 | 27.0877 | 28.5576
2038 | 7336800 | 5.01 | 27.0912 | 28.5612
2039 | 7340400 | 5.0103 | 27.0947 | 28.5647
2040 | 7344000 | 5.0106 | 27.0982 | 28.5682
2041 | 7347600 | 5.0109 | 27.1017 | 28.5717
2042 | 7351200 | 5.0112 | 27.1052 | 28.5753
2043 | 7354800 | 5.0114 | 27.1087 | 28.5788
2044 | 7358400 | 5.0117 | 27.1122 | 28.5823
2045 | 7362000 | 5.012 | 27.1157 | 28.5858
2046 | 7365600 | 5.0123 | 27.1192 | 28.5894
2047 | 7369200 | 5.0126 | 27.1227 | 28.5929
2048 | 7372800 | 5.0129 | 27.1262 | 28.5964
2049 | 7376400 | 5.0132 | 27.1297 | 28.5999
2050 | 7380000 | 5.0135 | 27.1332 | 28.6034
2051 | 7383600 | 5.0137 | 27.1367 | 28.607
2052 | 7387200 | 5.014 | 27.1402 | 28.6105
2053 | 7390800 | 5.0143 | 27.1437 | 28.614
2054 | 7394400 | 5.0146 | 27.1472 | 28.6175
2055 | 7398000 | 5.0149 | 27.1506 | 28.621
2056 | 7401600 | 5.0152 | 27.1541 | 28.6245
2057 | 7405200 | 5.0155 | 27.1576 | 28.6281
2058 | 7408800 | 5.0157 | 27.1611 | 28.6316
2059 | 7412400 | 5.016 | 27.1646 | 28.6351
2060 | 7416000 | 5.0163 | 27.1681 | 28.6386
2061 | 7419600 | 5.0166 | 27.1716 | 28.6421
2062 | 7423200 | 5.0169 | 27.1751 | 28.6456
2063 | 7426800 | 5.0172 | 27.1786 | 28.6491
2064 | 7430400 | 5.0174 | 27.182 | 28.6526
2065 | 7434000 | 5.0177 | 27.1855 | 28.6561
2066 | 7437600 | 5.018 | 27.189 | 28.6597
2067 | 7441200 | 5.0183 | 27.1925 | 28.6632
2068 | 7444800 | 5.0186 | 27.196 | 28.6667
2069 | 7448400 | 5.0189 | 27.1995 | 28.6702
2070 | 7452000 | 5.0191 | 27.2029 | 28.6737
2071 | 7455600 | 5.0194 | 27.2064 | 28.6772
2072 | 7459200 | 5.0197 | 27.2099 | 28.6807
2073 | 7462800 | 5.02 | 27.2134 | 28.6842
2074 | 7466400 | 5.0203 | 27.2169 | 28.6877
2075 | 7470000 | 5.0205 | 27.2203 | 28.6912
2076 | 7473600 | 5.0208 | 27.2238 | 28.6947
2077 | 7477200 | 5.0211 | 27.2273 | 28.6982
2078 | 7480800 | 5.0214 | 27.2308 | 28.7017
2079 | 7484400 | 5.0217 | 27.2342 | 28.7052
2080 | 7488000 | 5.022 | 27.2377 | 28.7087
2081 | 7491600 | 5.0222 | 27.2412 | 28.7122
2082 | 7495200 | 5.0225 | 27.2447 | 28.7157
2083 | 7498800 | 5.0228 | 27.2481 | 28.7192
2084 | 7502400 | 5.0231 | 27.2516 | 28.7227
2085 | 7506000 | 5.0234 | 27.2551 | 28.7262
2086 | 7509600 | 5.0236 | 27.2586 | 28.7296
2087 | 7513200 | 5.0239 | 27.262 | 28.7331
2088 | 7516800 | 5.0242 | 27.2655 | 28.7366
2089 | 7520400 | 5.0245 | 27.269 | 28.7401
2090 | 7524000 | 5.0248 | 27.2724 | 28.7436
2091 | 7527600 | 5.025 | 27.2759 | 28.7471
2092 | 7531200 | 5.0253 | 27.2794 | 28.7506
2093 | 7534800 | 5.0256 | 27.2828 | 28.7541
2094 | 7538400 | 5.0259 | 27.2863 | 28.7576
2095 | 7542000 | 5.0261 | 27.2897 | 28.761
2096 | 7545600 | 5.0264 | 27.2932 | 28.7645
2097 | 7549200 | 5.0267 | 27.2967 | 28.768
2098 | 7552800 | 5.027 | 27.3001 | 28.7715
2099 | 7556400 | 5.0273 | 27.3036 | 28.775
2100 | 7560000 | 5.0275 | 27.307 | 28.7785
2101 | 7563600 | 5.0278 | 27.3105 | 28.7819
2102 | 7567200 | 5.0281 | 27.314 | 28.7854
2103 | 7570800 | 5.0284 | 27.3174 | 28.7889
2104 | 7574400 | 5.0286 | 27.3209 | 28.7924
2105 | 7578000 | 5.0289 | 27.3243 | 28.7959
2106 | 7581600 | 5.0292 | 27.3278 | 28.7993
2107 | 7585200 | 5.0295 | 27.3312 | 28.8028
2108 | 7588800 | 5.0297 | 27.3347 | 28.8063
2109 | 7592400 | 5.03 | 27.3382 | 28.8098
2110 | 7596000 | 5.0303 | 27.3416 | 28.8132
2111 | 7599600 | 5.0306 | 27.3451 | 28.8167
2112 | 7603200 | 5.0308 | 27.3485 | 28.8202
2113 | 7606800 | 5.0311 | 27.352 | 28.8237
2114 | 7610400 | 5.0314 | 27.3554 | 28.8271
2115 | 7614000 | 5.0317 | 27.3589 | 28.8306
2116 | 7617600 | 5.0319 | 27.3623 | 28.8341
2117 | 7621200 | 5.0322 | 27.3657 | 28.8375
2118 | 7624800 | 5.0325 | 27.3692 | 28.841
2119 | 7628400 | 5.0328 | 27.3726 | 28.8445
2120 | 7632000 | 5.033 | 27.3761 | 28.8479
2121 | 7635600 | 5.0333 | 27.3795 | 28.8514
2122 | 7639200 | 5.0336 | 27.383 | 28.8549
2123 | 7642800 | 5.0339 | 27.3864 | 28.8583
2124 | 7646400 | 5.0341 | 27.3899 | 28.8618
2125 | 7650000 | 5.0344 | 27.3933 | 28.8653
2126 | 7653600 | 5.0347 | 27.3967 | 28.8687
2127 | 7657200 | 5.0349 | 27.4002 | 28.8722
2128 | 7660800 | 5.0352 | 27.4036 | 28.8757
2129 | 7664400 | 5.0355 | 27.4071 | 28.8791
2130 | 7668000 | 5.0358 | 27.4105 | 28.8826
2131 | 7671600 | 5.036 | 27.4139 | 28.886
2132 | 7675200 | 5.0363 | 27.4174 | 28.8895
2133 | 7678800 | 5.0366 | 27.4208 | 28.8929
2134 | 7682400 | 5.0368 | 27.4242 | 28.8964
2135 | 7686000 | 5.0371 | 27.4277 | 28.8999
2136 | 7689600 | 5.0374 | 27.4311 | 28.9033
2137 | 7693200 | 5.0377 | 27.4345 | 28.9068
2138 | 7696800 | 5.0379 | 27.438 | 28.9102
2139 | 7700400 | 5.0382 | 27.4414 | 28.9137
2140 | 7704000 | 5.0385 | 27.4448 | 28.9171
2141 | 7707600 | 5.0387 | 27.4483 | 28.9206
2142 | 7711200 | 5.039 | 27.4517 | 28.924
2143 | 7714800 | 5.0393 | 27.4551 | 28.9275
2144 | 7718400 | 5.0395 | 27.4586 | 28.9309
2145 | 7722000 | 5.0398 | 27.462 | 28.9344
2146 | 7725600 | 5.0401 | 27.4654 | 28.9378
2147 | 7729200 | 5.0403 | 27.4688 | 28.9413
2148 | 7732800 | 5.0406 | 27.4723 | 28.9447
2149 | 7736400 | 5.0409 | 27.4757 | 28.9482
2150 | 7740000 | 5.0412 | 27.4791 | 28.9516
2151 | 7743600 | 5.0414 | 27.4825 | 28.9551
2152 | 7747200 | 5.0417 | 27.4859 | 28.9585
2153 | 7750800 | 5.042 | 27.4894 | 28.9619
2154 | 7754400 | 5.0422 | 27.4928 | 28.9654
2155 | 7758000 | 5.0425 | 27.4962 | 28.9688
2156 | 7761600 | 5.0428 | 27.4996 | 28.9723
2157 | 7765200 | 5.043 | 27.503 | 28.9757
2158 | 7768800 | 5.0433 | 27.5065 | 28.9792
2159 | 7772400 | 5.0436 | 27.5099 | 28.9826
2160 | 7776000 | 5.0438 | 27.5133 | 28.986
2161 | 7779600 | 5.0441 | 27.5167 | 28.9895
2162 | 7783200 | 5.0444 | 27.5201 | 28.9929
2163 | 7786800 | 5.0446 | 27.5235 | 28.9963
2164 | 7790400 | 5.0449 | 27.527 | 28.9998
2165 | 7794000 | 5.0452 | 27.5304 | 29.0032
2166 | 7797600 | 5.0454 | 27.5338 | 29.0066
2167 | 7801200 | 5.0457 | 27.5372 | 29.0101
2168 | 7804800 | 5.0459 | 27.5406 | 29.0135
2169 | 7808400 | 5.0462 | 27.544 | 29.0169
2170 | 7812000 | 5.0465 | 27.5474 | 29.0204
2171 | 7815600 | 5.0467 | 27.5508 | 29.0238
2172 | 7819200 | 5.047 | 27.5542 | 29.0272
2173 | 7822800 | 5.0473 | 27.5577 | 29.0307
2174 | 7826400 | 5.0475 | 27.5611 | 29.0341
2175 | 7830000 | 5.0478 | 27.5645 | 29.0375
2176 | 7833600 | 5.0481 | 27.5679 | 29.0409
2177 | 7837200 | 5.0483 | 27.5713 | 29.0444
2178 | 7840800 | 5.0486 | 27.5747 | 29.0478
2179 | 7844400 | 5.0489 | 27.5781 | 29.0512
2180 | 7848000 | 5.0491 | 27.5815 | 29.0546
2181 | 7851600 | 5.0494 | 27.5849 | 29.0581
2182 | 7855200 | 5.0496 | 27.5883 | 29.0615
2183 | 7858800 | 5.0499 | 27.5917 | 29.0649
2184 | 7862400 | 5.0502 | 27.5951 | 29.0683
2185 | 7866000 | 5.0504 | 27.5985 | 29.0718
2186 | 7869600 | 5.0507 | 27.6019 | 29.0752
2187 | 7873200 | 5.051 | 27.6053 | 29.0786
2188 | 7876800 | 5.0512 | 27.6087 | 29.082
2189 | 7880400 | 5.0515 | 27.6121 | 29.0854
2190 | 7884000 | 5.0517 | 27.6155 | 29.0888
2191 | 7887600 | 5.052 | 27.6189 | 29.0923
2192 | 7891200 | 5.0523 | 27.6223 | 29.0957
2193 | 7894800 | 5.0525 | 27.6257 | 29.0991
2194 | 7898400 | 5.0528 | 27.629 | 29.1025
2195 | 7902000 | 5.053 | 27.6324 | 29.1059
2196 | 7905600 | 5.0533 | 27.6358 | 29.1093
2197 | 7909200 | 5.0536 | 27.6392 | 29.1127
2198 | 7912800 | 5.0538 | 27.6426 | 29.1162
2199 | 7916400 | 5.0541 | 27.646 | 29.1196
2200 | 7920000 | 5.0543 | 27.6494 | 29.123
2201 | 7923600 | 5.0546 | 27.6528 | 29.1264
2202 | 7927200 | 5.0549 | 27.6562 | 29.1298
2203 | 7930800 | 5.0551 | 27.6595 | 29.1332
2204 | 7934400 | 5.0554 | 27.6629 | 29.1366
2205 | 7938000 | 5.0556 | 27.6663 | 29.14
2206 | 7941600 | 5.0559 | 27.6697 | 29.1434
2207 | 7945200 | 5.0562 | 27.6731 | 29.1468
2208 | 7948800 | 5.0564 | 27.6765 | 29.1502
2209 | 7952400 | 5.0567 | 27.6799 | 29.1536
2210 | 7956000 | 5.0569 | 27.6832 | 29.157
2211 | 7959600 | 5.0572 | 27.6866 | 29.1604
2212 | 7963200 | 5.0574 | 27.69 | 29.1638
2213 | 7966800 | 5.0577 | 27.6934 | 29.1672
2214 | 7970400 | 5.058 | 27.6968 | 29.1706
2215 | 7974000 | 5.0582 | 27.7001 | 29.174
2216 | 7977600 | 5.0585 | 27.7035 | 29.1774
2217 | 7981200 | 5.0587 | 27.7069 | 29.1808
2218 | 7984800 | 5.059 | 27.7103 | 29.1842
2219 | 7988400 | 5.0592 | 27.7136 | 29.1876
2220 | 7992000 | 5.0595 | 27.717 | 29.191
2221 | 7995600 | 5.0598 | 27.7204 | 29.1944
2222 | 7999200 | 5.06 | 27.7238 | 29.1978
2223 | 8002800 | 5.0603 | 27.7271 | 29.2012
2224 | 8006400 | 5.0605 | 27.7305 | 29.2046
2225 | 8010000 | 5.0608 | 27.7339 | 29.208
2226 | 8013600 | 5.061 | 27.7373 | 29.2114
2227 | 8017200 | 5.0613 | 27.7406 | 29.2148
2228 | 8020800 | 5.0615 | 27.744 | 29.2182
2229 | 8024400 | 5.0618 | 27.7474 | 29.2216
2230 | 8028000 | 5.0621 | 27.7507 | 29.2249
2231 | 8031600 | 5.0623 | 27.7541 | 29.2283
2232 | 8035200 | 5.0626 | 27.7575 | 29.2317
2233 | 8038800 | 5.0628 | 27.7608 | 29.2351
2234 | 8042400 | 5.0631 | 27.7642 | 29.2385
2235 | 8046000 | 5.0633 | 27.7676 | 29.2419
2236 | 8049600 | 5.0636 | 27.7709 | 29.2453
2237 | 8053200 | 5.0638 | 27.7743 | 29.2486
2238 | 8056800 | 5.0641 | 27.7777 | 29.252
2239 | 8060400 | 5.0643 | 27.781 | 29.2554
2240 | 8064000 | 5.0646 | 27.7844 | 29.2588
2241 | 8067600 | 5.0648 | 27.7877 | 29.2622
2242 | 8071200 | 5.0651 | 27.7911 | 29.2656
2243 | 8074800 | 5.0654 | 27.7945 | 29.2689
2244 | 8078400 | 5.0656 | 27.7978 | 29.2723
2245 | 8082000 | 5.0659 | 27.8012 | 29.2757
2246 | 8085600 | 5.0661 | 27.8045 | 29.2791
2247 | 8089200 | 5.0664 | 27.8079 | 29.2825
2248 | 8092800 | 5.0666 | 27.8112 | 29.2858
2249 | 8096400 | 5.0669 | 27.8146 | 29.2892
2250 | 8100000 | 5.0671 | 27.818 | 29.2926
2251 | 8103600 | 5.0674 | 27.8213 | 29.296
2252 | 8107200 | 5.0676 | 27.8247 | 29.2993
2253 | 8110800 | 5.0679 | 27.828 | 29.3027
2254 | 8114400 | 5.0681 | 27.8314 | 29.3061
2255 | 8118000 | 5.0684 | 27.8347 | 29.3094
2256 | 8121600 | 5.0686 | 27.8381 | 29.3128
2257 | 8125200 | 5.0689 | 27.8414 | 29.3162
2258 | 8128800 | 5.0691 | 27.8448 | 29.3196
2259 | 8132400 | 5.0694 | 27.8481 | 29.3229
2260 | 8136000 | 5.0696 | 27.8515 | 29.3263
2261 | 8139600 | 5.0699 | 27.8548 | 29.3297
2262 | 8143200 | 5.0701 | 27.8582 | 29.333
2263 | 8146800 | 5.0704 | 27.8615 | 29.3364
2264 | 8150400 | 5.0706 | 27.8649 | 29.3398
2265 | 8154000 | 5.0709 | 27.8682 | 29.3431
2266 | 8157600 | 5.0711 | 27.8715 | 29.3465
2267 | 8161200 | 5.0714 | 27.8749 | 29.3499
2268 | 8164800 | 5.0716 | 27.8782 | 29.3532
2269 | 8168400 | 5.0719 | 27.8816 | 29.3566
2270 | 8172000 | 5.0721 | 27.8849 | 29.3599
2271 | 8175600 | 5.0724 | 27.8883 | 29.3633
2272 | 8179200 | 5.0726 | 27.8916 | 29.3667
2273 | 8182800 | 5.0729 | 27.8949 | 29.37
2274 | 8186400 | 5.0731 | 27.8983 | 29.3734
2275 | 8190000 | 5.0734 | 27.9016 | 29.3767
2276 | 8193600 | 5.0736 | 27.905 | 29.3801
2277 | 8197200 | 5.0739 | 27.9083 | 29.3835
2278 | 8200800 | 5.0741 | 27.9116 | 29.3868
2279 | 8204400 | 5.0743 | 27.915 | 29.3902
2280 | 8208000 | 5.0746 | 27.9183 | 29.3935
2281 | 8211600 | 5.0748 | 27.9216 | 29.3969
2282 | 8215200 | 5.0751 | 27.925 | 29.4002
2283 | 8218800 | 5.0753 | 27.9283 | 29.4036
2284 | 8222400 | 5.0756 | 27.9316 | 29.4069
2285 | 8226000 | 5.0758 | 27.935 | 29.4103
2286 | 8229600 | 5.0761 | 27.9383 | 29.4136
2287 | 8233200 | 5.0763 | 27.9416 | 29.417
2288 | 8236800 | 5.0766 | 27.945 | 29.4203
2289 | 8240400 | 5.0768 | 27.9483 | 29.4237
2290 | 8244000 | 5.0771 | 27.9516 | 29.427
2291 | 8247600 | 5.0773 | 27.9549 | 29.4304
2292 | 8251200 | 5.0775 | 27.9583 | 29.4337
2293 | 8254800 | 5.0778 | 27.9616 | 29.4371
2294 | 8258400 | 5.078 | 27.9649 | 29.4404
2295 | 8262000 | 5.0783 | 27.9682 | 29.4438
2296 | 8265600 | 5.0785 | 27.9716 | 29.4471
2297 | 8269200 | 5.0788 | 27.9749 | 29.4505
2298 | 8272800 | 5.079 | 27.9782 | 29.4538
2299 | 8276400 | 5.0793 | 27.9815 | 29.4571
2300 | 8280000 | 5.0795 | 27.9849 | 29.4605
2301 | 8283600 | 5.0797 | 27.9882 | 29.4638
2302 | 8287200 | 5.08 | 27.9915 | 29.4672
2303 | 8290800 | 5.0802 | 27.9948 | 29.4705
2304 | 8294400 | 5.0805 | 27.9981 | 29.4739
2305 | 8298000 | 5.0807 | 28.0015 | 29.4772
2306 | 8301600 | 5.081 | 28.0048 | 29.4805
2307 | 8305200 | 5.0812 | 28.0081 | 29.4839
2308 | 8308800 | 5.0815 | 28.0114 | 29.4872
2309 | 8312400 | 5.0817 | 28.0147 | 29.4905
2310 | 8316000 | 5.0819 | 28.0181 | 29.4939
2311 | 8319600 | 5.0822 | 28.0214 | 29.4972
2312 | 8323200 | 5.0824 | 28.0247 | 29.5005
2313 | 8326800 | 5.0827 | 28.028 | 29.5039
2314 | 8330400 | 5.0829 | 28.0313 | 29.5072
2315 | 8334000 | 5.0831 | 28.0346 | 29.5105
2316 | 8337600 | 5.0834 | 28.0379 | 29.5139
2317 | 8341200 | 5.0836 | 28.0412 | 29.5172
2318 | 8344800 | 5.0839 | 28.0446 | 29.5205
2319 | 8348400 | 5.0841 | 28.0479 | 29.5239
2320 | 8352000 | 5.0844 | 28.0512 | 29.5272
2321 | 8355600 | 5.0846 | 28.0545 | 29.5305
2322 | 8359200 | 5.0848 | 28.0578 | 29.5338
2323 | 8362800 | 5.0851 | 28.0611 | 29.5372
2324 | 8366400 | 5.0853 | 28.0644 | 29.5405
2325 | 8370000 | 5.0856 | 28.0677 | 29.5438
2326 | 8373600 | 5.0858 | 28.071 | 29.5472
2327 | 8377200 | 5.086 | 28.0743 | 29.5505
2328 | 8380800 | 5.0863 | 28.0776 | 29.5538
2329 | 8384400 | 5.0865 | 28.0809 | 29.5571
2330 | 8388000 | 5.0868 | 28.0842 | 29.5604
2331 | 8391600 | 5.087 | 28.0875 | 29.5638
2332 | 8395200 | 5.0872 | 28.0908 | 29.5671
2333 | 8398800 | 5.0875 | 28.0941 | 29.5704
2334 | 8402400 | 5.0877 | 28.0974 | 29.5737
2335 | 8406000 | 5.088 | 28.1007 | 29.577
2336 | 8409600 | 5.0882 | 28.104 | 29.5804
2337 | 8413200 | 5.0884 | 28.1073 | 29.5837
2338 | 8416800 | 5.0887 | 28.1106 | 29.587
2339 | 8420400 | 5.0889 | 28.1139 | 29.5903
2340 | 8424000 | 5.0891 | 28.1172 | 29.5936
2341 | 8427600 | 5.0894 | 28.1205 | 29.5969
2342 | 8431200 | 5.0896 | 28.1238 | 29.6003
2343 | 8434800 | 5.0899 | 28.1271 | 29.6036
2344 | 8438400 | 5.0901 | 28.1304 | 29.6069
2345 | 8442000 | 5.0903 | 28.1337 | 29.6102
2346 | 8445600 | 5.0906 | 28.137 | 29.6135
2347 | 8449200 | 5.0908 | 28.1403 | 29.6168
2348 | 8452800 | 5.091 | 28.1436 | 29.6201
2349 | 8456400 | 5.0913 | 28.1469 | 29.6234
2350 | 8460000 | 5.0915 | 28.1502 | 29.6268
2351 | 8463600 | 5.0918 | 28.1534 | 29.6301
2352 | 8467200 | 5.092 | 28.1567 | 29.6334
2353 | 8470800 | 5.0922 | 28.16 | 29.6367
2354 | 8474400 | 5.0925 | 28.1633 | 29.64
2355 | 8478000 | 5.0927 | 28.1666 | 29.6433
2356 | 8481600 | 5.0929 | 28.1699 | 29.6466
2357 | 8485200 | 5.0932 | 28.1732 | 29.6499
2358 | 8488800 | 5.0934 | 28.1765 | 29.6532
2359 | 8492400 | 5.0936 | 28.1797 | 29.6565
2360 | 8496000 | 5.0939 | 28.183 | 29.6598
2361 | 8499600 | 5.0941 | 28.1863 | 29.6631
2362 | 8503200 | 5.0944 | 28.1896 | 29.6664
2363 | 8506800 | 5.0946 | 28.1929 | 29.6697
2364 | 8510400 | 5.0948 | 28.1962 | 29.673
2365 | 8514000 | 5.0951 | 28.1994 | 29.6763
2366 | 8517600 | 5.0953 | 28.2027 | 29.6796
2367 | 8521200 | 5.0955 | 28.206 | 29.6829
2368 | 8524800 | 5.0958 | 28.2093 | 29.6862
2369 | 8528400 | 5.096 | 28.2126 | 29.6895
2370 | 8532000 | 5.0962 | 28.2158 | 29.6928
2371 | 8535600 | 5.0965 | 28.2191 | 29.6961
2372 | 8539200 | 5.0967 | 28.2224 | 29.6994
2373 | 8542800 | 5.0969 | 28.2257 | 29.7027
2374 | 8546400 | 5.0972 | 28.2289 | 29.706
2375 | 8550000 | 5.0974 | 28.2322 | 29.7093
2376 | 8553600 | 5.0976 | 28.2355 | 29.7126
2377 | 8557200 | 5.0979 | 28.2388 | 29.7159
2378 | 8560800 | 5.0981 | 28.242 | 29.7192
2379 | 8564400 | 5.0983 | 28.2453 | 29.7225
2380 | 8568000 | 5.0986 | 28.2486 | 29.7257
2381 | 8571600 | 5.0988 | 28.2518 | 29.729
2382 | 8575200 | 5.099 | 28.2551 | 29.7323
2383 | 8578800 | 5.0993 | 28.2584 | 29.7356
2384 | 8582400 | 5.0995 | 28.2617 | 29.7389
2385 | 8586000 | 5.0997 | 28.2649 | 29.7422
2386 | 8589600 | 5.1 | 28.2682 | 29.7455
2387 | 8593200 | 5.1002 | 28.2715 | 29.7488
2388 | 8596800 | 5.1004 | 28.2747 | 29.752
2389 | 8600400 | 5.1006 | 28.278 | 29.7553
2390 | 8604000 | 5.1009 | 28.2813 | 29.7586
2391 | 8607600 | 5.1011 | 28.2845 | 29.7619
2392 | 8611200 | 5.1013 | 28.2878 | 29.7652
2393 | 8614800 | 5.1016 | 28.291 | 29.7685
2394 | 8618400 | 5.1018 | 28.2943 | 29.7717
2395 | 8622000 | 5.102 | 28.2976 | 29.775
2396 | 8625600 | 5.1023 | 28.3008 | 29.7783
2397 | 8629200 | 5.1025 | 28.3041 | 29.7816
2398 | 8632800 | 5.1027 | 28.3074 | 29.7849
2399 | 8636400 | 5.103 | 28.3106 | 29.7881
2400 | 8640000 | 5.1032 | 28.3139 | 29.7914
2401 | 8643600 | 5.1034 | 28.3171 | 29.7947
2402 | 8647200 | 5.1036 | 28.3204 | 29.798
2403 | 8650800 | 5.1039 | 28.3237 | 29.8013
2404 | 8654400 | 5.1041 | 28.3269 | 29.8045
2405 | 8658000 | 5.1043 | 28.3302 | 29.8078
2406 | 8661600 | 5.1046 | 28.3334 | 29.8111
2407 | 8665200 | 5.1048 | 28.3367 | 29.8144
2408 | 8668800 | 5.105 | 28.3399 | 29.8176
2409 | 8672400 | 5.1052 | 28.3432 | 29.8209
2410 | 8676000 | 5.1055 | 28.3464 | 29.8242
2411 | 8679600 | 5.1057 | 28.3497 | 29.8274
2412 | 8683200 | 5.1059 | 28.3529 | 29.8307
2413 | 8686800 | 5.1062 | 28.3562 | 29.834
2414 | 8690400 | 5.1064 | 28.3594 | 29.8373
2415 | 8694000 | 5.1066 | 28.3627 | 29.8405
2416 | 8697600 | 5.1068 | 28.3659 | 29.8438
2417 | 8701200 | 5.1071 | 28.3692 | 29.8471
2418 | 8704800 | 5.1073 | 28.3724 | 29.8503
2419 | 8708400 | 5.1075 | 28.3757 | 29.8536
2420 | 8712000 | 5.1078 | 28.3789 | 29.8569
2421 | 8715600 | 5.108 | 28.3822 | 29.8601
2422 | 8719200 | 5.1082 | 28.3854 | 29.8634
2423 | 8722800 | 5.1084 | 28.3887 | 29.8666
2424 | 8726400 | 5.1087 | 28.3919 | 29.8699
2425 | 8730000 | 5.1089 | 28.3952 | 29.8732
2426 | 8733600 | 5.1091 | 28.3984 | 29.8764
2427 | 8737200 | 5.1093 | 28.4016 | 29.8797
2428 | 8740800 | 5.1096 | 28.4049 | 29.883
2429 | 8744400 | 5.1098 | 28.4081 | 29.8862
2430 | 8748000 | 5.11 | 28.4114 | 29.8895
2431 | 8751600 | 5.1102 | 28.4146 | 29.8927
2432 | 8755200 | 5.1105 | 28.4179 | 29.896
2433 | 8758800 | 5.1107 | 28.4211 | 29.8993
2434 | 8762400 | 5.1109 | 28.4243 | 29.9025
2435 | 8766000 | 5.1112 | 28.4276 | 29.9058
2436 | 8769600 | 5.1114 | 28.4308 | 29.909
2437 | 8773200 | 5.1116 | 28.434 | 29.9123
2438 | 8776800 | 5.1118 | 28.4373 | 29.9155
2439 | 8780400 | 5.1121 | 28.4405 | 29.9188
2440 | 8784000 | 5.1123 | 28.4438 | 29.922
2441 | 8787600 | 5.1125 | 28.447 | 29.9253
2442 | 8791200 | 5.1127 | 28.4502 | 29.9285
2443 | 8794800 | 5.1129 | 28.4535 | 29.9318
2444 | 8798400 | 5.1132 | 28.4567 | 29.935
2445 | 8802000 | 5.1134 | 28.4599 | 29.9383
2446 | 8805600 | 5.1136 | 28.4632 | 29.9415
2447 | 8809200 | 5.1138 | 28.4664 | 29.9448
2448 | 8812800 | 5.1141 | 28.4696 | 29.948
2449 | 8816400 | 5.1143 | 28.4728 | 29.9513
2450 | 8820000 | 5.1145 | 28.4761 | 29.9545
2451 | 8823600 | 5.1147 | 28.4793 | 29.9578
2452 | 8827200 | 5.115 | 28.4825 | 29.961
2453 | 8830800 | 5.1152 | 28.4858 | 29.9643
2454 | 8834400 | 5.1154 | 28.489 | 29.9675
2455 | 8838000 | 5.1156 | 28.4922 | 29.9708
2456 | 8841600 | 5.1159 | 28.4954 | 29.974
2457 | 8845200 | 5.1161 | 28.4987 | 29.9773
2458 | 8848800 | 5.1163 | 28.5019 | 29.9805
2459 | 8852400 | 5.1165 | 28.5051 | 29.9837
2460 | 8856000 | 5.1167 | 28.5083 | 29.987
2461 | 8859600 | 5.117 | 28.5116 | 29.9902
2462 | 8863200 | 5.1172 | 28.5148 | 29.9935
2463 | 8866800 | 5.1174 | 28.518 | 29.9967
2464 | 8870400 | 5.1176 | 28.5212 | 29.9999
2465 | 8874000 | 5.1179 | 28.5244 | 30.0032
2466 | 8877600 | 5.1181 | 28.5277 | 30.0064
2467 | 8881200 | 5.1183 | 28.5309 | 30.0097
2468 | 8884800 | 5.1185 | 28.5341 | 30.0129
2469 | 8888400 | 5.1187 | 28.5373 | 30.0161
2470 | 8892000 | 5.119 | 28.5405 | 30.0194
2471 | 8895600 | 5.1192 | 28.5437 | 30.0226
2472 | 8899200 | 5.1194 | 28.547 | 30.0258
2473 | 8902800 | 5.1196 | 28.5502 | 30.0291
2474 | 8906400 | 5.1198 | 28.5534 | 30.0323
2475 | 8910000 | 5.1201 | 28.5566 | 30.0355
2476 | 8913600 | 5.1203 | 28.5598 | 30.0388
2477 | 8917200 | 5.1205 | 28.563 | 30.042
2478 | 8920800 | 5.1207 | 28.5662 | 30.0452
2479 | 8924400 | 5.1209 | 28.5695 | 30.0484
2480 | 8928000 | 5.1212 | 28.5727 | 30.0517
2481 | 8931600 | 5.1214 | 28.5759 | 30.0549
2482 | 8935200 | 5.1216 | 28.5791 | 30.0581
2483 | 8938800 | 5.1218 | 28.5823 | 30.0614
2484 | 8942400 | 5.122 | 28.5855 | 30.0646
2485 | 8946000 | 5.1223 | 28.5887 | 30.0678
2486 | 8949600 | 5.1225 | 28.5919 | 30.071
2487 | 8953200 | 5.1227 | 28.5951 | 30.0743
2488 | 8956800 | 5.1229 | 28.5983 | 30.0775
2489 | 8960400 | 5.1231 | 28.6016 | 30.0807
2490 | 8964000 | 5.1233 | 28.6048 | 30.0839
2491 | 8967600 | 5.1236 | 28.608 | 30.0872
2492 | 8971200 | 5.1238 | 28.6112 | 30.0904
2493 | 8974800 | 5.124 | 28.6144 | 30.0936
2494 | 8978400 | 5.1242 | 28.6176 | 30.0968
2495 | 8982000 | 5.1244 | 28.6208 | 30.1
2496 | 8985600 | 5.1247 | 28.624 | 30.1033
2497 | 8989200 | 5.1249 | 28.6272 | 30.1065
2498 | 8992800 | 5.1251 | 28.6304 | 30.1097
2499 | 8996400 | 5.1253 | 28.6336 | 30.1129
2500 | 9000000 | 5.1255 | 28.6368 | 30.1161
2501 | 9003600 | 5.1257 | 28.64 | 30.1194
2502 | 9007200 | 5.126 | 28.6432 | 30.1226
2503 | 9010800 | 5.1262 | 28.6464 | 30.1258
2504 | 9014400 | 5.1264 | 28.6496 | 30.129
2505 | 9018000 | 5.1266 | 28.6528 | 30.1322
2506 | 9021600 | 5.1268 | 28.656 | 30.1354
2507 | 9025200 | 5.127 | 28.6592 | 30.1386
2508 | 9028800 | 5.1273 | 28.6624 | 30.1419
2509 | 9032400 | 5.1275 | 28.6656 | 30.1451
2510 | 9036000 | 5.1277 | 28.6687 | 30.1483
2511 | 9039600 | 5.1279 | 28.6719 | 30.1515
2512 | 9043200 | 5.1281 | 28.6751 | 30.1547
2513 | 9046800 | 5.1283 | 28.6783 | 30.1579
2514 | 9050400 | 5.1286 | 28.6815 | 30.1611
2515 | 9054000 | 5.1288 | 28.6847 | 30.1643
2516 | 9057600 | 5.129 | 28.6879 | 30.1675
2517 | 9061200 | 5.1292 | 28.6911 | 30.1707
2518 | 9064800 | 5.1294 | 28.6943 | 30.174
2519 | 9068400 | 5.1296 | 28.6975 | 30.1772
2520 | 9072000 | 5.1298 | 28.7007 | 30.1804
2521 | 9075600 | 5.1301 | 28.7038 | 30.1836
2522 | 9079200 | 5.1303 | 28.707 | 30.1868
2523 | 9082800 | 5.1305 | 28.7102 | 30.19
2524 | 9086400 | 5.1307 | 28.7134 | 30.1932
2525 | 9090000 | 5.1309 | 28.7166 | 30.1964
2526 | 9093600 | 5.1311 | 28.7198 | 30.1996
2527 | 9097200 | 5.1313 | 28.723 | 30.2028
2528 | 9100800 | 5.1316 | 28.7261 | 30.206
2529 | 9104400 | 5.1318 | 28.7293 | 30.2092
2530 | 9108000 | 5.132 | 28.7325 | 30.2124
2531 | 9111600 | 5.1322 | 28.7357 | 30.2156
2532 | 9115200 | 5.1324 | 28.7389 | 30.2188
2533 | 9118800 | 5.1326 | 28.7421 | 30.222
2534 | 9122400 | 5.1328 | 28.7452 | 30.2252
2535 | 9126000 | 5.1331 | 28.7484 | 30.2284
2536 | 9129600 | 5.1333 | 28.7516 | 30.2316
2537 | 9133200 | 5.1335 | 28.7548 | 30.2348
2538 | 9136800 | 5.1337 | 28.758 | 30.238
2539 | 9140400 | 5.1339 | 28.7611 | 30.2412
2540 | 9144000 | 5.1341 | 28.7643 | 30.2444
2541 | 9147600 | 5.1343 | 28.7675 | 30.2476
2542 | 9151200 | 5.1345 | 28.7707 | 30.2508
2543 | 9154800 | 5.1348 | 28.7738 | 30.2539
2544 | 9158400 | 5.135 | 28.777 | 30.2571
2545 | 9162000 | 5.1352 | 28.7802 | 30.2603
2546 | 9165600 | 5.1354 | 28.7834 | 30.2635
2547 | 9169200 | 5.1356 | 28.7865 | 30.2667
2548 | 9172800 | 5.1358 | 28.7897 | 30.2699
2549 | 9176400 | 5.136 | 28.7929 | 30.2731
2550 | 9180000 | 5.1362 | 28.796 | 30.2763
2551 | 9183600 | 5.1364 | 28.7992 | 30.2795
2552 | 9187200 | 5.1367 | 28.8024 | 30.2826
2553 | 9190800 | 5.1369 | 28.8056 | 30.2858
2554 | 9194400 | 5.1371 | 28.8087 | 30.289
2555 | 9198000 | 5.1373 | 28.8119 | 30.2922
2556 | 9201600 | 5.1375 | 28.8151 | 30.2954
2557 | 9205200 | 5.1377 | 28.8182 | 30.2986
2558 | 9208800 | 5.1379 | 28.8214 | 30.3018
2559 | 9212400 | 5.1381 | 28.8246 | 30.3049
2560 | 9216000 | 5.1383 | 28.8277 | 30.3081
2561 | 9219600 | 5.1385 | 28.8309 | 30.3113
2562 | 9223200 | 5.1388 | 28.8341 | 30.3145
2563 | 9226800 | 5.139 | 28.8372 | 30.3177
2564 | 9230400 | 5.1392 | 28.8404 | 30.3209
2565 | 9234000 | 5.1394 | 28.8435 | 30.324
2566 | 9237600 | 5.1396 | 28.8467 | 30.3272
2567 | 9241200 | 5.1398 | 28.8499 | 30.3304
2568 | 9244800 | 5.14 | 28.853 | 30.3336
2569 | 9248400 | 5.1402 | 28.8562 | 30.3367
2570 | 9252000 | 5.1404 | 28.8594 | 30.3399
2571 | 9255600 | 5.1406 | 28.8625 | 30.3431
2572 | 9259200 | 5.1408 | 28.8657 | 30.3463
2573 | 9262800 | 5.1411 | 28.8688 | 30.3495
2574 | 9266400 | 5.1413 | 28.872 | 30.3526
2575 | 9270000 | 5.1415 | 28.8751 | 30.3558
2576 | 9273600 | 5.1417 | 28.8783 | 30.359
2577 | 9277200 | 5.1419 | 28.8815 | 30.3621
2578 | 9280800 | 5.1421 | 28.8846 | 30.3653
2579 | 9284400 | 5.1423 | 28.8878 | 30.3685
2580 | 9288000 | 5.1425 | 28.8909 | 30.3717
2581 | 9291600 | 5.1427 | 28.8941 | 30.3748
2582 | 9295200 | 5.1429 | 28.8972 | 30.378
2583 | 9298800 | 5.1431 | 28.9004 | 30.3812
2584 | 9302400 | 5.1433 | 28.9035 | 30.3843
2585 | 9306000 | 5.1436 | 28.9067 | 30.3875
2586 | 9309600 | 5.1438 | 28.9098 | 30.3907
2587 | 9313200 | 5.144 | 28.913 | 30.3939
2588 | 9316800 | 5.1442 | 28.9161 | 30.397
2589 | 9320400 | 5.1444 | 28.9193 | 30.4002
2590 | 9324000 | 5.1446 | 28.9224 | 30.4033
2591 | 9327600 | 5.1448 | 28.9256 | 30.4065
2592 | 9331200 | 5.145 | 28.9287 | 30.4097
2593 | 9334800 | 5.1452 | 28.9319 | 30.4128
2594 | 9338400 | 5.1454 | 28.935 | 30.416
2595 | 9342000 | 5.1456 | 28.9382 | 30.4192
2596 | 9345600 | 5.1458 | 28.9413 | 30.4223
2597 | 9349200 | 5.146 | 28.9445 | 30.4255
2598 | 9352800 | 5.1462 | 28.9476 | 30.4287
2599 | 9356400 | 5.1464 | 28.9508 | 30.4318
2600 | 9360000 | 5.1466 | 28.9539 | 30.435
2601 | 9363600 | 5.1469 | 28.957 | 30.4381
2602 | 9367200 | 5.1471 | 28.9602 | 30.4413
2603 | 9370800 | 5.1473 | 28.9633 | 30.4445
2604 | 9374400 | 5.1475 | 28.9665 | 30.4476
2605 | 9378000 | 5.1477 | 28.9696 | 30.4508
2606 | 9381600 | 5.1479 | 28.9728 | 30.4539
2607 | 9385200 | 5.1481 | 28.9759 | 30.4571
2608 | 9388800 | 5.1483 | 28.979 | 30.4602
2609 | 9392400 | 5.1485 | 28.9822 | 30.4634
2610 | 9396000 | 5.1487 | 28.9853 | 30.4666
2611 | 9399600 | 5.1489 | 28.9884 | 30.4697
2612 | 9403200 | 5.1491 | 28.9916 | 30.4729
2613 | 9406800 | 5.1493 | 28.9947 | 30.476
2614 | 9410400 | 5.1495 | 28.9979 | 30.4792
2615 | 9414000 | 5.1497 | 29.001 | 30.4823
2616 | 9417600 | 5.1499 | 29.0041 | 30.4855
2617 | 9421200 | 5.1501 | 29.0073 | 30.4886
2618 | 9424800 | 5.1503 | 29.0104 | 30.4918
2619 | 9428400 | 5.1505 | 29.0135 | 30.4949
2620 | 9432000 | 5.1507 | 29.0167 | 30.4981
2621 | 9435600 | 5.1509 | 29.0198 | 30.5012
2622 | 9439200 | 5.1511 | 29.0229 | 30.5044
2623 | 9442800 | 5.1513 | 29.0261 | 30.5075
2624 | 9446400 | 5.1515 | 29.0292 | 30.5107
2625 | 9450000 | 5.1517 | 29.0323 | 30.5138
2626 | 9453600 | 5.1519 | 29.0354 | 30.517
2627 | 9457200 | 5.1522 | 29.0386 | 30.5201
2628 | 9460800 | 5.1524 | 29.0417 | 30.5232
2629 | 9464400 | 5.1526 | 29.0448 | 30.5264
2630 | 9468000 | 5.1528 | 29.048 | 30.5295
2631 | 9471600 | 5.153 | 29.0511 | 30.5327
2632 | 9475200 | 5.1532 | 29.0542 | 30.5358
2633 | 9478800 | 5.1534 | 29.0573 | 30.539
2634 | 9482400 | 5.1536 | 29.0605 | 30.5421
2635 | 9486000 | 5.1538 | 29.0636 | 30.5452
2636 | 9489600 | 5.154 | 29.0667 | 30.5484
2637 | 9493200 | 5.1542 | 29.0698 | 30.5515
2638 | 9496800 | 5.1544 | 29.073 | 30.5547
2639 | 9500400 | 5.1546 | 29.0761 | 30.5578
2640 | 9504000 | 5.1548 | 29.0792 | 30.5609
2641 | 9507600 | 5.155 | 29.0823 | 30.5641
2642 | 9511200 | 5.1552 | 29.0854 | 30.5672
2643 | 9514800 | 5.1554 | 29.0886 | 30.5703
2644 | 9518400 | 5.1556 | 29.0917 | 30.5735
2645 | 9522000 | 5.1558 | 29.0948 | 30.5766
2646 | 9525600 | 5.156 | 29.0979 | 30.5798
2647 | 9529200 | 5.1562 | 29.101 | 30.5829
2648 | 9532800 | 5.1564 | 29.1042 | 30.586
2649 | 9536400 | 5.1566 | 29.1073 | 30.5892
2650 | 9540000 | 5.1568 | 29.1104 | 30.5923
2651 | 9543600 | 5.157 | 29.1135 | 30.5954
2652 | 9547200 | 5.1572 | 29.1166 | 30.5986
2653 | 9550800 | 5.1574 | 29.1197 | 30.6017
2654 | 9554400 | 5.1576 | 29.1229 | 30.6048
2655 | 9558000 | 5.1578 | 29.126 | 30.6079
2656 | 9561600 | 5.158 | 29.1291 | 30.6111
2657 | 9565200 | 5.1582 | 29.1322 | 30.6142
2658 | 9568800 | 5.1584 | 29.1353 | 30.6173
2659 | 9572400 | 5.1586 | 29.1384 | 30.6205
2660 | 9576000 | 5.1588 | 29.1415 | 30.6236
2661 | 9579600 | 5.159 | 29.1446 | 30.6267
2662 | 9583200 | 5.1592 | 29.1478 | 30.6298
2663 | 9586800 | 5.1594 | 29.1509 | 30.633
2664 | 9590400 | 5.1596 | 29.154 | 30.6361
2665 | 9594000 | 5.1598 | 29.1571 | 30.6392
2666 | 9597600 | 5.16 | 29.1602 | 30.6423
2667 | 9601200 | 5.1602 | 29.1633 | 30.6455
2668 | 9604800 | 5.1604 | 29.1664 | 30.6486
2669 | 9608400 | 5.1606 | 29.1695 | 30.6517
2670 | 9612000 | 5.1608 | 29.1726 | 30.6548
2671 | 9615600 | 5.161 | 29.1757 | 30.658
2672 | 9619200 | 5.1612 | 29.1788 | 30.6611
2673 | 9622800 | 5.1614 | 29.1819 | 30.6642
2674 | 9626400 | 5.1616 | 29.185 | 30.6673
2675 | 9630000 | 5.1617 | 29.1881 | 30.6704
2676 | 9633600 | 5.1619 | 29.1912 | 30.6736
2677 | 9637200 | 5.1621 | 29.1943 | 30.6767
2678 | 9640800 | 5.1623 | 29.1974 | 30.6798
2679 | 9644400 | 5.1625 | 29.2005 | 30.6829
2680 | 9648000 | 5.1627 | 29.2036 | 30.686
2681 | 9651600 | 5.1629 | 29.2067 | 30.6891
2682 | 9655200 | 5.1631 | 29.2098 | 30.6923
2683 | 9658800 | 5.1633 | 29.2129 | 30.6954
2684 | 9662400 | 5.1635 | 29.216 | 30.6985
2685 | 9666000 | 5.1637 | 29.2191 | 30.7016
2686 | 9669600 | 5.1639 | 29.2222 | 30.7047
2687 | 9673200 | 5.1641 | 29.2253 | 30.7078
2688 | 9676800 | 5.1643 | 29.2284 | 30.7109
2689 | 9680400 | 5.1645 | 29.2315 | 30.714
2690 | 9684000 | 5.1647 | 29.2346 | 30.7172
2691 | 9687600 | 5.1649 | 29.2377 | 30.7203
2692 | 9691200 | 5.1651 | 29.2408 | 30.7234
2693 | 9694800 | 5.1653 | 29.2439 | 30.7265
2694 | 9698400 | 5.1655 | 29.247 | 30.7296
2695 | 9702000 | 5.1657 | 29.2501 | 30.7327
2696 | 9705600 | 5.1659 | 29.2532 | 30.7358
2697 | 9709200 | 5.1661 | 29.2563 | 30.7389
2698 | 9712800 | 5.1663 | 29.2594 | 30.742
2699 | 9716400 | 5.1665 | 29.2625 | 30.7451
2700 | 9720000 | 5.1667 | 29.2655 | 30.7482
2701 | 9723600 | 5.1668 | 29.2686 | 30.7513
2702 | 9727200 | 5.167 | 29.2717 | 30.7545
2703 | 9730800 | 5.1672 | 29.2748 | 30.7576
2704 | 9734400 | 5.1674 | 29.2779 | 30.7607
2705 | 9738000 | 5.1676 | 29.281 | 30.7638
2706 | 9741600 | 5.1678 | 29.2841 | 30.7669
2707 | 9745200 | 5.168 | 29.2872 | 30.77
2708 | 9748800 | 5.1682 | 29.2903 | 30.7731
2709 | 9752400 | 5.1684 | 29.2933 | 30.7762
2710 | 9756000 | 5.1686 | 29.2964 | 30.7793
2711 | 9759600 | 5.1688 | 29.2995 | 30.7824
2712 | 9763200 | 5.169 | 29.3026 | 30.7855
2713 | 9766800 | 5.1692 | 29.3057 | 30.7886
2714 | 9770400 | 5.1694 | 29.3088 | 30.7917
2715 | 9774000 | 5.1696 | 29.3118 | 30.7948
2716 | 9777600 | 5.1698 | 29.3149 | 30.7979
2717 | 9781200 | 5.1699 | 29.318 | 30.801
2718 | 9784800 | 5.1701 | 29.3211 | 30.8041
2719 | 9788400 | 5.1703 | 29.3242 | 30.8072
2720 | 9792000 | 5.1705 | 29.3272 | 30.8103
2721 | 9795600 | 5.1707 | 29.3303 | 30.8133
2722 | 9799200 | 5.1709 | 29.3334 | 30.8164
2723 | 9802800 | 5.1711 | 29.3365 | 30.8195
2724 | 9806400 | 5.1713 | 29.3396 | 30.8226
2725 | 9810000 | 5.1715 | 29.3426 | 30.8257
2726 | 9813600 | 5.1717 | 29.3457 | 30.8288
2727 | 9817200 | 5.1719 | 29.3488 | 30.8319
2728 | 9820800 | 5.1721 | 29.3519 | 30.835
2729 | 9824400 | 5.1723 | 29.3549 | 30.8381
2730 | 9828000 | 5.1724 | 29.358 | 30.8412
2731 | 9831600 | 5.1726 | 29.3611 | 30.8443
2732 | 9835200 | 5.1728 | 29.3642 | 30.8474
2733 | 9838800 | 5.173 | 29.3672 | 30.8504
2734 | 9842400 | 5.1732 | 29.3703 | 30.8535
2735 | 9846000 | 5.1734 | 29.3734 | 30.8566
2736 | 9849600 | 5.1736 | 29.3764 | 30.8597
2737 | 9853200 | 5.1738 | 29.3795 | 30.8628
2738 | 9856800 | 5.174 | 29.3826 | 30.8659
2739 | 9860400 | 5.1742 | 29.3857 | 30.869
2740 | 9864000 | 5.1744 | 29.3887 | 30.8721
2741 | 9867600 | 5.1746 | 29.3918 | 30.8751
2742 | 9871200 | 5.1747 | 29.3949 | 30.8782
2743 | 9874800 | 5.1749 | 29.3979 | 30.8813
2744 | 9878400 | 5.1751 | 29.401 | 30.8844
2745 | 9882000 | 5.1753 | 29.4041 | 30.8875
2746 | 9885600 | 5.1755 | 29.4071 | 30.8906
2747 | 9889200 | 5.1757 | 29.4102 | 30.8936
2748 | 9892800 | 5.1759 | 29.4133 | 30.8967
2749 | 9896400 | 5.1761 | 29.4163 | 30.8998
2750 | 9900000 | 5.1763 | 29.4194 | 30.9029
2751 | 9903600 | 5.1765 | 29.4225 | 30.906
2752 | 9907200 | 5.1766 | 29.4255 | 30.909
2753 | 9910800 | 5.1768 | 29.4286 | 30.9121
2754 | 9914400 | 5.177 | 29.4317 | 30.9152
2755 | 9918000 | 5.1772 | 29.4347 | 30.9183
2756 | 9921600 | 5.1774 | 29.4378 | 30.9213
2757 | 9925200 | 5.1776 | 29.4408 | 30.9244
2758 | 9928800 | 5.1778 | 29.4439 | 30.9275
2759 | 9932400 | 5.178 | 29.447 | 30.9306
2760 | 9936000 | 5.1782 | 29.45 | 30.9336
2761 | 9939600 | 5.1783 | 29.4531 | 30.9367
2762 | 9943200 | 5.1785 | 29.4561 | 30.9398
2763 | 9946800 | 5.1787 | 29.4592 | 30.9429
2764 | 9950400 | 5.1789 | 29.4622 | 30.9459
2765 | 9954000 | 5.1791 | 29.4653 | 30.949
2766 | 9957600 | 5.1793 | 29.4684 | 30.9521
2767 | 9961200 | 5.1795 | 29.4714 | 30.9552
2768 | 9964800 | 5.1797 | 29.4745 | 30.9582
2769 | 9968400 | 5.1799 | 29.4775 | 30.9613
2770 | 9972000 | 5.18 | 29.4806 | 30.9644
2771 | 9975600 | 5.1802 | 29.4836 | 30.9674
2772 | 9979200 | 5.1804 | 29.4867 | 30.9705
2773 | 9982800 | 5.1806 | 29.4897 | 30.9736
2774 | 9986400 | 5.1808 | 29.4928 | 30.9766
2775 | 9990000 | 5.181 | 29.4958 | 30.9797
2776 | 9993600 | 5.1812 | 29.4989 | 30.9828
2777 | 9997200 | 5.1814 | 29.5019 | 30.9858
2778 | 10000800 | 5.1815 | 29.505 | 30.9889
2779 | 10004400 | 5.1817 | 29.508 | 30.992
2780 | 10008000 | 5.1819 | 29.5111 | 30.995
2781 | 10011600 | 5.1821 | 29.5141 | 30.9981
2782 | 10015200 | 5.1823 | 29.5172 | 31.0012
2783 | 10018800 | 5.1825 | 29.5202 | 31.0042
2784 | 10022400 | 5.1827 | 29.5233 | 31.0073
2785 | 10026000 | 5.1829 | 29.5263 | 31.0103
2786 | 10029600 | 5.183 | 29.5294 | 31.0134
2787 | 10033200 | 5.1832 | 29.5324 | 31.0165
2788 | 10036800 | 5.1834 | 29.5355 | 31.0195
2789 | 10040400 | 5.1836 | 29.5385 | 31.0226
2790 | 10044000 | 5.1838 | 29.5416 | 31.0256
2791 | 10047600 | 5.184 | 29.5446 | 31.0287
2792 | 10051200 | 5.1842 | 29.5477 | 31.0318
2793 | 10054800 | 5.1843 | 29.5507 | 31.0348
2794 | 10058400 | 5.1845 | 29.5537 | 31.0379
2795 | 10062000 | 5.1847 | 29.5568 | 31.0409
2796 | 10065600 | 5.1849 | 29.5598 | 31.044
2797 | 10069200 | 5.1851 | 29.5629 | 31.0471
2798 | 10072800 | 5.1853 | 29.5659 | 31.0501
2799 | 10076400 | 5.1855 | 29.5689 | 31.0532
2800 | 10080000 | 5.1856 | 29.572 | 31.0562
2801 | 10083600 | 5.1858 | 29.575 | 31.0593
2802 | 10087200 | 5.186 | 29.5781 | 31.0623
2803 | 10090800 | 5.1862 | 29.5811 | 31.0654
2804 | 10094400 | 5.1864 | 29.5841 | 31.0684
2805 | 10098000 | 5.1866 | 29.5872 | 31.0715
2806 | 10101600 | 5.1867 | 29.5902 | 31.0745
2807 | 10105200 | 5.1869 | 29.5932 | 31.0776
2808 | 10108800 | 5.1871 | 29.5963 | 31.0806
2809 | 10112400 | 5.1873 | 29.5993 | 31.0837
2810 | 10116000 | 5.1875 | 29.6023 | 31.0867
2811 | 10119600 | 5.1877 | 29.6054 | 31.0898
2812 | 10123200 | 5.1879 | 29.6084 | 31.0928
2813 | 10126800 | 5.188 | 29.6114 | 31.0959
2814 | 10130400 | 5.1882 | 29.6145 | 31.0989
2815 | 10134000 | 5.1884 | 29.6175 | 31.102
2816 | 10137600 | 5.1886 | 29.6205 | 31.105
2817 | 10141200 | 5.1888 | 29.6236 | 31.1081
2818 | 10144800 | 5.189 | 29.6266 | 31.1111
2819 | 10148400 | 5.1891 | 29.6296 | 31.1142
2820 | 10152000 | 5.1893 | 29.6327 | 31.1172
2821 | 10155600 | 5.1895 | 29.6357 | 31.1202
2822 | 10159200 | 5.1897 | 29.6387 | 31.1233
2823 | 10162800 | 5.1899 | 29.6418 | 31.1263
2824 | 10166400 | 5.1901 | 29.6448 | 31.1294
2825 | 10170000 | 5.1902 | 29.6478 | 31.1324
2826 | 10173600 | 5.1904 | 29.6508 | 31.1355
2827 | 10177200 | 5.1906 | 29.6539 | 31.1385
2828 | 10180800 | 5.1908 | 29.6569 | 31.1415
2829 | 10184400 | 5.191 | 29.6599 | 31.1446
2830 | 10188000 | 5.1911 | 29.6629 | 31.1476
2831 | 10191600 | 5.1913 | 29.666 | 31.1507
2832 | 10195200 | 5.1915 | 29.669 | 31.1537
2833 | 10198800 | 5.1917 | 29.672 | 31.1567
2834 | 10202400 | 5.1919 | 29.675 | 31.1598
2835 | 10206000 | 5.1921 | 29.6781 | 31.1628
2836 | 10209600 | 5.1922 | 29.6811 | 31.1658
2837 | 10213200 | 5.1924 | 29.6841 | 31.1689
2838 | 10216800 | 5.1926 | 29.6871 | 31.1719
2839 | 10220400 | 5.1928 | 29.6901 | 31.1749
2840 | 10224000 | 5.193 | 29.6932 | 31.178
2841 | 10227600 | 5.1931 | 29.6962 | 31.181
2842 | 10231200 | 5.1933 | 29.6992 | 31.1841
2843 | 10234800 | 5.1935 | 29.7022 | 31.1871
2844 | 10238400 | 5.1937 | 29.7052 | 31.1901
2845 | 10242000 | 5.1939 | 29.7082 | 31.1931
2846 | 10245600 | 5.1941 | 29.7113 | 31.1962
2847 | 10249200 | 5.1942 | 29.7143 | 31.1992
2848 | 10252800 | 5.1944 | 29.7173 | 31.2022
2849 | 10256400 | 5.1946 | 29.7203 | 31.2053
2850 | 10260000 | 5.1948 | 29.7233 | 31.2083
2851 | 10263600 | 5.195 | 29.7263 | 31.2113
2852 | 10267200 | 5.1951 | 29.7294 | 31.2144
2853 | 10270800 | 5.1953 | 29.7324 | 31.2174
2854 | 10274400 | 5.1955 | 29.7354 | 31.2204
2855 | 10278000 | 5.1957 | 29.7384 | 31.2234
2856 | 10281600 | 5.1959 | 29.7414 | 31.2265
2857 | 10285200 | 5.196 | 29.7444 | 31.2295
2858 | 10288800 | 5.1962 | 29.7474 | 31.2325
2859 | 10292400 | 5.1964 | 29.7504 | 31.2355
2860 | 10296000 | 5.1966 | 29.7534 | 31.2386
2861 | 10299600 | 5.1968 | 29.7565 | 31.2416
2862 | 10303200 | 5.1969 | 29.7595 | 31.2446
2863 | 10306800 | 5.1971 | 29.7625 | 31.2476
2864 | 10310400 | 5.1973 | 29.7655 | 31.2507
2865 | 10314000 | 5.1975 | 29.7685 | 31.2537
2866 | 10317600 | 5.1977 | 29.7715 | 31.2567
2867 | 10321200 | 5.1978 | 29.7745 | 31.2597
2868 | 10324800 | 5.198 | 29.7775 | 31.2628
2869 | 10328400 | 5.1982 | 29.7805 | 31.2658
2870 | 10332000 | 5.1984 | 29.7835 | 31.2688
2871 | 10335600 | 5.1985 | 29.7865 | 31.2718
2872 | 10339200 | 5.1987 | 29.7895 | 31.2748
2873 | 10342800 | 5.1989 | 29.7925 | 31.2778
2874 | 10346400 | 5.1991 | 29.7955 | 31.2809
2875 | 10350000 | 5.1993 | 29.7985 | 31.2839
2876 | 10353600 | 5.1994 | 29.8015 | 31.2869
2877 | 10357200 | 5.1996 | 29.8045 | 31.2899
2878 | 10360800 | 5.1998 | 29.8075 | 31.2929
2879 | 10364400 | 5.2 | 29.8105 | 31.2959
2880 | 10368000 | 5.2001 | 29.8135 | 31.299
2881 | 10371600 | 5.2003 | 29.8165 | 31.302
2882 | 10375200 | 5.2005 | 29.8195 | 31.305
2883 | 10378800 | 5.2007 | 29.8225 | 31.308
2884 | 10382400 | 5.2009 | 29.8255 | 31.311
2885 | 10386000 | 5.201 | 29.8285 | 31.314
2886 | 10389600 | 5.2012 | 29.8315 | 31.317
2887 | 10393200 | 5.2014 | 29.8345 | 31.3201
2888 | 10396800 | 5.2016 | 29.8375 | 31.3231
2889 | 10400400 | 5.2017 | 29.8405 | 31.3261
2890 | 10404000 | 5.2019 | 29.8435 | 31.3291
2891 | 10407600 | 5.2021 | 29.8465 | 31.3321
2892 | 10411200 | 5.2023 | 29.8495 | 31.3351
2893 | 10414800 | 5.2025 | 29.8525 | 31.3381
2894 | 10418400 | 5.2026 | 29.8555 | 31.3411
2895 | 10422000 | 5.2028 | 29.8585 | 31.3441
2896 | 10425600 | 5.203 | 29.8615 | 31.3471
2897 | 10429200 | 5.2032 | 29.8645 | 31.3501
2898 | 10432800 | 5.2033 | 29.8675 | 31.3531
2899 | 10436400 | 5.2035 | 29.8705 | 31.3562
2900 | 10440000 | 5.2037 | 29.8735 | 31.3592
2901 | 10443600 | 5.2039 | 29.8765 | 31.3622
2902 | 10447200 | 5.204 | 29.8794 | 31.3652
2903 | 10450800 | 5.2042 | 29.8824 | 31.3682
2904 | 10454400 | 5.2044 | 29.8854 | 31.3712
2905 | 10458000 | 5.2046 | 29.8884 | 31.3742
2906 | 10461600 | 5.2047 | 29.8914 | 31.3772
2907 | 10465200 | 5.2049 | 29.8944 | 31.3802
2908 | 10468800 | 5.2051 | 29.8974 | 31.3832
2909 | 10472400 | 5.2053 | 29.9004 | 31.3862
2910 | 10476000 | 5.2054 | 29.9033 | 31.3892
2911 | 10479600 | 5.2056 | 29.9063 | 31.3922
2912 | 10483200 | 5.2058 | 29.9093 | 31.3952
2913 | 10486800 | 5.206 | 29.9123 | 31.3982
2914 | 10490400 | 5.2061 | 29.9153 | 31.4012
2915 | 10494000 | 5.2063 | 29.9183 | 31.4042
2916 | 10497600 | 5.2065 | 29.9213 | 31.4072
2917 | 10501200 | 5.2067 | 29.9242 | 31.4102
2918 | 10504800 | 5.2068 | 29.9272 | 31.4132
2919 | 10508400 | 5.207 | 29.9302 | 31.4162
2920 | 10512000 | 5.2072 | 29.9332 | 31.4192
2921 | 10515600 | 5.2074 | 29.9362 | 31.4222
2922 | 10519200 | 5.2075 | 29.9391 | 31.4252
2923 | 10522800 | 5.2077 | 29.9421 | 31.4281
2924 | 10526400 | 5.2079 | 29.9451 | 31.4311
2925 | 10530000 | 5.2081 | 29.9481 | 31.4341
2926 | 10533600 | 5.2082 | 29.9511 | 31.4371
2927 | 10537200 | 5.2084 | 29.954 | 31.4401
2928 | 10540800 | 5.2086 | 29.957 | 31.4431
2929 | 10544400 | 5.2088 | 29.96 | 31.4461
2930 | 10548000 | 5.2089 | 29.963 | 31.4491
2931 | 10551600 | 5.2091 | 29.9659 | 31.4521
2932 | 10555200 | 5.2093 | 29.9689 | 31.4551
2933 | 10558800 | 5.2095 | 29.9719 | 31.4581
2934 | 10562400 | 5.2096 | 29.9749 | 31.4611
2935 | 10566000 | 5.2098 | 29.9779 | 31.464
2936 | 10569600 | 5.21 | 29.9808 | 31.467
2937 | 10573200 | 5.2101 | 29.9838 | 31.47
2938 | 10576800 | 5.2103 | 29.9868 | 31.473
2939 | 10580400 | 5.2105 | 29.9897 | 31.476
2940 | 10584000 | 5.2107 | 29.9927 | 31.479
2941 | 10587600 | 5.2108 | 29.9957 | 31.482
2942 | 10591200 | 5.211 | 29.9987 | 31.485
2943 | 10594800 | 5.2112 | 30.0016 | 31.4879
2944 | 10598400 | 5.2114 | 30.0046 | 31.4909
2945 | 10602000 | 5.2115 | 30.0076 | 31.4939
2946 | 10605600 | 5.2117 | 30.0105 | 31.4969
2947 | 10609200 | 5.2119 | 30.0135 | 31.4999
2948 | 10612800 | 5.212 | 30.0165 | 31.5029
2949 | 10616400 | 5.2122 | 30.0194 | 31.5058
2950 | 10620000 | 5.2124 | 30.0224 | 31.5088
2951 | 10623600 | 5.2126 | 30.0254 | 31.5118
2952 | 10627200 | 5.2127 | 30.0283 | 31.5148
2953 | 10630800 | 5.2129 | 30.0313 | 31.5178
2954 | 10634400 | 5.2131 | 30.0343 | 31.5207
2955 | 10638000 | 5.2132 | 30.0372 | 31.5237
2956 | 10641600 | 5.2134 | 30.0402 | 31.5267
2957 | 10645200 | 5.2136 | 30.0432 | 31.5297
2958 | 10648800 | 5.2138 | 30.0461 | 31.5327
2959 | 10652400 | 5.2139 | 30.0491 | 31.5356
2960 | 10656000 | 5.2141 | 30.0521 | 31.5386
2961 | 10659600 | 5.2143 | 30.055 | 31.5416
2962 | 10663200 | 5.2144 | 30.058 | 31.5446
2963 | 10666800 | 5.2146 | 30.061 | 31.5475
2964 | 10670400 | 5.2148 | 30.0639 | 31.5505
2965 | 10674000 | 5.215 | 30.0669 | 31.5535
2966 | 10677600 | 5.2151 | 30.0698 | 31.5565
2967 | 10681200 | 5.2153 | 30.0728 | 31.5594
2968 | 10684800 | 5.2155 | 30.0758 | 31.5624
2969 | 10688400 | 5.2156 | 30.0787 | 31.5654
2970 | 10692000 | 5.2158 | 30.0817 | 31.5684
2971 | 10695600 | 5.216 | 30.0846 | 31.5713
2972 | 10699200 | 5.2161 | 30.0876 | 31.5743
2973 | 10702800 | 5.2163 | 30.0905 | 31.5773
2974 | 10706400 | 5.2165 | 30.0935 | 31.5802
2975 | 10710000 | 5.2167 | 30.0965 | 31.5832
2976 | 10713600 | 5.2168 | 30.0994 | 31.5862
2977 | 10717200 | 5.217 | 30.1024 | 31.5891
2978 | 10720800 | 5.2172 | 30.1053 | 31.5921
2979 | 10724400 | 5.2173 | 30.1083 | 31.5951
2980 | 10728000 | 5.2175 | 30.1112 | 31.5981
2981 | 10731600 | 5.2177 | 30.1142 | 31.601
2982 | 10735200 | 5.2178 | 30.1171 | 31.604
2983 | 10738800 | 5.218 | 30.1201 | 31.607
2984 | 10742400 | 5.2182 | 30.123 | 31.6099
2985 | 10746000 | 5.2184 | 30.126 | 31.6129
2986 | 10749600 | 5.2185 | 30.1289 | 31.6158
2987 | 10753200 | 5.2187 | 30.1319 | 31.6188
2988 | 10756800 | 5.2189 | 30.1348 | 31.6218
2989 | 10760400 | 5.219 | 30.1378 | 31.6247
2990 | 10764000 | 5.2192 | 30.1407 | 31.6277
2991 | 10767600 | 5.2194 | 30.1437 | 31.6307
2992 | 10771200 | 5.2195 | 30.1466 | 31.6336
2993 | 10774800 | 5.2197 | 30.1496 | 31.6366
2994 | 10778400 | 5.2199 | 30.1525 | 31.6396
2995 | 10782000 | 5.22 | 30.1555 | 31.6425
2996 | 10785600 | 5.2202 | 30.1584 | 31.6455
2997 | 10789200 | 5.2204 | 30.1614 | 31.6484
2998 | 10792800 | 5.2205 | 30.1643 | 31.6514
2999 | 10796400 | 5.2207 | 30.1673 | 31.6543
3000 | 10800000 | 5.2209 | 30.1702 | 31.6573
3001 | 10803600 | 5.221 | 30.1732 | 31.6603
3002 | 10807200 | 5.2212 | 30.1761 | 31.6632
3003 | 10810800 | 5.2214 | 30.179 | 31.6662
3004 | 10814400 | 5.2215 | 30.182 | 31.6691
3005 | 10818000 | 5.2217 | 30.1849 | 31.6721
3006 | 10821600 | 5.2219 | 30.1879 | 31.675
3007 | 10825200 | 5.222 | 30.1908 | 31.678
3008 | 10828800 | 5.2222 | 30.1938 | 31.681
3009 | 10832400 | 5.2224 | 30.1967 | 31.6839
3010 | 10836000 | 5.2226 | 30.1996 | 31.6869
3011 | 10839600 | 5.2227 | 30.2026 | 31.6898
3012 | 10843200 | 5.2229 | 30.2055 | 31.6928
3013 | 10846800 | 5.2231 | 30.2085 | 31.6957
3014 | 10850400 | 5.2232 | 30.2114 | 31.6987
3015 | 10854000 | 5.2234 | 30.2143 | 31.7016
3016 | 10857600 | 5.2236 | 30.2173 | 31.7046
3017 | 10861200 | 5.2237 | 30.2202 | 31.7075
3018 | 10864800 | 5.2239 | 30.2231 | 31.7105
3019 | 10868400 | 5.2241 | 30.2261 | 31.7134
3020 | 10872000 | 5.2242 | 30.229 | 31.7164
3021 | 10875600 | 5.2244 | 30.232 | 31.7193
3022 | 10879200 | 5.2245 | 30.2349 | 31.7223
3023 | 10882800 | 5.2247 | 30.2378 | 31.7252
3024 | 10886400 | 5.2249 | 30.2408 | 31.7282
3025 | 10890000 | 5.225 | 30.2437 | 31.7311
3026 | 10893600 | 5.2252 | 30.2466 | 31.7341
3027 | 10897200 | 5.2254 | 30.2496 | 31.737
3028 | 10900800 | 5.2255 | 30.2525 | 31.74
3029 | 10904400 | 5.2257 | 30.2554 | 31.7429
3030 | 10908000 | 5.2259 | 30.2584 | 31.7459
3031 | 10911600 | 5.226 | 30.2613 | 31.7488
3032 | 10915200 | 5.2262 | 30.2642 | 31.7517
3033 | 10918800 | 5.2264 | 30.2671 | 31.7547
3034 | 10922400 | 5.2265 | 30.2701 | 31.7576
3035 | 10926000 | 5.2267 | 30.273 | 31.7606
3036 | 10929600 | 5.2269 | 30.2759 | 31.7635
3037 | 10933200 | 5.227 | 30.2789 | 31.7665
3038 | 10936800 | 5.2272 | 30.2818 | 31.7694
3039 | 10940400 | 5.2274 | 30.2847 | 31.7723
3040 | 10944000 | 5.2275 | 30.2876 | 31.7753
3041 | 10947600 | 5.2277 | 30.2906 | 31.7782
3042 | 10951200 | 5.2279 | 30.2935 | 31.7812
3043 | 10954800 | 5.228 | 30.2964 | 31.7841
3044 | 10958400 | 5.2282 | 30.2993 | 31.787
3045 | 10962000 | 5.2283 | 30.3023 | 31.79
3046 | 10965600 | 5.2285 | 30.3052 | 31.7929
3047 | 10969200 | 5.2287 | 30.3081 | 31.7958
3048 | 10972800 | 5.2288 | 30.311 | 31.7988
3049 | 10976400 | 5.229 | 30.314 | 31.8017
3050 | 10980000 | 5.2292 | 30.3169 | 31.8047
3051 | 10983600 | 5.2293 | 30.3198 | 31.8076
3052 | 10987200 | 5.2295 | 30.3227 | 31.8105
3053 | 10990800 | 5.2297 | 30.3257 | 31.8135
3054 | 10994400 | 5.2298 | 30.3286 | 31.8164
3055 | 10998000 | 5.23 | 30.3315 | 31.8193
3056 | 11001600 | 5.2302 | 30.3344 | 31.8223
3057 | 11005200 | 5.2303 | 30.3373 | 31.8252
3058 | 11008800 | 5.2305 | 30.3403 | 31.8281
3059 | 11012400 | 5.2306 | 30.3432 | 31.8311
3060 | 11016000 | 5.2308 | 30.3461 | 31.834
3061 | 11019600 | 5.231 | 30.349 | 31.8369
3062 | 11023200 | 5.2311 | 30.3519 | 31.8399
3063 | 11026800 | 5.2313 | 30.3548 | 31.8428
3064 | 11030400 | 5.2315 | 30.3578 | 31.8457
3065 | 11034000 | 5.2316 | 30.3607 | 31.8486
3066 | 11037600 | 5.2318 | 30.3636 | 31.8516
3067 | 11041200 | 5.2319 | 30.3665 | 31.8545
3068 | 11044800 | 5.2321 | 30.3694 | 31.8574
3069 | 11048400 | 5.2323 | 30.3723 | 31.8604
3070 | 11052000 | 5.2324 | 30.3752 | 31.8633
3071 | 11055600 | 5.2326 | 30.3782 | 31.8662
3072 | 11059200 | 5.2328 | 30.3811 | 31.8691
3073 | 11062800 | 5.2329 | 30.384 | 31.8721
3074 | 11066400 | 5.2331 | 30.3869 | 31.875
3075 | 11070000 | 5.2332 | 30.3898 | 31.8779
3076 | 11073600 | 5.2334 | 30.3927 | 31.8808
3077 | 11077200 | 5.2336 | 30.3956 | 31.8838
3078 | 11080800 | 5.2337 | 30.3985 | 31.8867
3079 | 11084400 | 5.2339 | 30.4015 | 31.8896
3080 | 11088000 | 5.2341 | 30.4044 | 31.8925
3081 | 11091600 | 5.2342 | 30.4073 | 31.8954
3082 | 11095200 | 5.2344 | 30.4102 | 31.8984
3083 | 11098800 | 5.2345 | 30.4131 | 31.9013
3084 | 11102400 | 5.2347 | 30.416 | 31.9042
3085 | 11106000 | 5.2349 | 30.4189 | 31.9071
3086 | 11109600 | 5.235 | 30.4218 | 31.9101
3087 | 11113200 | 5.2352 | 30.4247 | 31.913
3088 | 11116800 | 5.2353 | 30.4276 | 31.9159
3089 | 11120400 | 5.2355 | 30.4305 | 31.9188
3090 | 11124000 | 5.2357 | 30.4334 | 31.9217
3091 | 11127600 | 5.2358 | 30.4363 | 31.9246
3092 | 11131200 | 5.236 | 30.4392 | 31.9276
3093 | 11134800 | 5.2361 | 30.4421 | 31.9305
3094 | 11138400 | 5.2363 | 30.4451 | 31.9334
3095 | 11142000 | 5.2365 | 30.448 | 31.9363
3096 | 11145600 | 5.2366 | 30.4509 | 31.9392
3097 | 11149200 | 5.2368 | 30.4538 | 31.9421
3098 | 11152800 | 5.237 | 30.4567 | 31.9451
3099 | 11156400 | 5.2371 | 30.4596 | 31.948
3100 | 11160000 | 5.2373 | 30.4625 | 31.9509
3101 | 11163600 | 5.2374 | 30.4654 | 31.9538
3102 | 11167200 | 5.2376 | 30.4683 | 31.9567
3103 | 11170800 | 5.2378 | 30.4712 | 31.9596
3104 | 11174400 | 5.2379 | 30.4741 | 31.9625
3105 | 11178000 | 5.2381 | 30.477 | 31.9654
3106 | 11181600 | 5.2382 | 30.4799 | 31.9684
3107 | 11185200 | 5.2384 | 30.4828 | 31.9713
3108 | 11188800 | 5.2386 | 30.4857 | 31.9742
3109 | 11192400 | 5.2387 | 30.4886 | 31.9771
3110 | 11196000 | 5.2389 | 30.4914 | 31.98
3111 | 11199600 | 5.239 | 30.4943 | 31.9829
3112 | 11203200 | 5.2392 | 30.4972 | 31.9858
3113 | 11206800 | 5.2393 | 30.5001 | 31.9887
3114 | 11210400 | 5.2395 | 30.503 | 31.9916
3115 | 11214000 | 5.2397 | 30.5059 | 31.9945
3116 | 11217600 | 5.2398 | 30.5088 | 31.9974
3117 | 11221200 | 5.24 | 30.5117 | 32.0004
3118 | 11224800 | 5.2401 | 30.5146 | 32.0033
3119 | 11228400 | 5.2403 | 30.5175 | 32.0062
3120 | 11232000 | 5.2405 | 30.5204 | 32.0091
3121 | 11235600 | 5.2406 | 30.5233 | 32.012
3122 | 11239200 | 5.2408 | 30.5262 | 32.0149
3123 | 11242800 | 5.2409 | 30.5291 | 32.0178
3124 | 11246400 | 5.2411 | 30.532 | 32.0207
3125 | 11250000 | 5.2413 | 30.5348 | 32.0236
3126 | 11253600 | 5.2414 | 30.5377 | 32.0265
3127 | 11257200 | 5.2416 | 30.5406 | 32.0294
3128 | 11260800 | 5.2417 | 30.5435 | 32.0323
3129 | 11264400 | 5.2419 | 30.5464 | 32.0352
3130 | 11268000 | 5.242 | 30.5493 | 32.0381
3131 | 11271600 | 5.2422 | 30.5522 | 32.041
3132 | 11275200 | 5.2424 | 30.5551 | 32.0439
3133 | 11278800 | 5.2425 | 30.5579 | 32.0468
3134 | 11282400 | 5.2427 | 30.5608 | 32.0497
3135 | 11286000 | 5.2428 | 30.5637 | 32.0526
3136 | 11289600 | 5.243 | 30.5666 | 32.0555
3137 | 11293200 | 5.2431 | 30.5695 | 32.0584
3138 | 11296800 | 5.2433 | 30.5724 | 32.0613
3139 | 11300400 | 5.2435 | 30.5753 | 32.0642
3140 | 11304000 | 5.2436 | 30.5781 | 32.0671
3141 | 11307600 | 5.2438 | 30.581 | 32.07
3142 | 11311200 | 5.2439 | 30.5839 | 32.0729
3143 | 11314800 | 5.2441 | 30.5868 | 32.0758
3144 | 11318400 | 5.2442 | 30.5897 | 32.0787
3145 | 11322000 | 5.2444 | 30.5926 | 32.0816
3146 | 11325600 | 5.2446 | 30.5954 | 32.0845
3147 | 11329200 | 5.2447 | 30.5983 | 32.0873
3148 | 11332800 | 5.2449 | 30.6012 | 32.0902
3149 | 11336400 | 5.245 | 30.6041 | 32.0931
3150 | 11340000 | 5.2452 | 30.607 | 32.096
3151 | 11343600 | 5.2453 | 30.6098 | 32.0989
3152 | 11347200 | 5.2455 | 30.6127 | 32.1018
3153 | 11350800 | 5.2457 | 30.6156 | 32.1047
3154 | 11354400 | 5.2458 | 30.6185 | 32.1076
3155 | 11358000 | 5.246 | 30.6213 | 32.1105
3156 | 11361600 | 5.2461 | 30.6242 | 32.1134
3157 | 11365200 | 5.2463 | 30.6271 | 32.1163
3158 | 11368800 | 5.2464 | 30.63 | 32.1191
3159 | 11372400 | 5.2466 | 30.6329 | 32.122
3160 | 11376000 | 5.2468 | 30.6357 | 32.1249
3161 | 11379600 | 5.2469 | 30.6386 | 32.1278
3162 | 11383200 | 5.2471 | 30.6415 | 32.1307
3163 | 11386800 | 5.2472 | 30.6444 | 32.1336
3164 | 11390400 | 5.2474 | 30.6472 | 32.1365
3165 | 11394000 | 5.2475 | 30.6501 | 32.1394
3166 | 11397600 | 5.2477 | 30.653 | 32.1422
3167 | 11401200 | 5.2478 | 30.6558 | 32.1451
3168 | 11404800 | 5.248 | 30.6587 | 32.148
3169 | 11408400 | 5.2482 | 30.6616 | 32.1509
3170 | 11412000 | 5.2483 | 30.6645 | 32.1538
3171 | 11415600 | 5.2485 | 30.6673 | 32.1567
3172 | 11419200 | 5.2486 | 30.6702 | 32.1595
3173 | 11422800 | 5.2488 | 30.6731 | 32.1624
3174 | 11426400 | 5.2489 | 30.6759 | 32.1653
3175 | 11430000 | 5.2491 | 30.6788 | 32.1682
3176 | 11433600 | 5.2492 | 30.6817 | 32.1711
3177 | 11437200 | 5.2494 | 30.6845 | 32.174
3178 | 11440800 | 5.2495 | 30.6874 | 32.1768
3179 | 11444400 | 5.2497 | 30.6903 | 32.1797
3180 | 11448000 | 5.2499 | 30.6931 | 32.1826
3181 | 11451600 | 5.25 | 30.696 | 32.1855
3182 | 11455200 | 5.2502 | 30.6989 | 32.1883
3183 | 11458800 | 5.2503 | 30.7017 | 32.1912
3184 | 11462400 | 5.2505 | 30.7046 | 32.1941
3185 | 11466000 | 5.2506 | 30.7075 | 32.197
3186 | 11469600 | 5.2508 | 30.7103 | 32.1999
3187 | 11473200 | 5.2509 | 30.7132 | 32.2027
3188 | 11476800 | 5.2511 | 30.7161 | 32.2056
3189 | 11480400 | 5.2512 | 30.7189 | 32.2085
3190 | 11484000 | 5.2514 | 30.7218 | 32.2114
3191 | 11487600 | 5.2515 | 30.7247 | 32.2142
3192 | 11491200 | 5.2517 | 30.7275 | 32.2171
3193 | 11494800 | 5.2519 | 30.7304 | 32.22
3194 | 11498400 | 5.252 | 30.7332 | 32.2229
3195 | 11502000 | 5.2522 | 30.7361 | 32.2257
3196 | 11505600 | 5.2523 | 30.739 | 32.2286
3197 | 11509200 | 5.2525 | 30.7418 | 32.2315
3198 | 11512800 | 5.2526 | 30.7447 | 32.2343
3199 | 11516400 | 5.2528 | 30.7475 | 32.2372
3200 | 11520000 | 5.2529 | 30.7504 | 32.2401
3201 | 11523600 | 5.2531 | 30.7533 | 32.243
3202 | 11527200 | 5.2532 | 30.7561 | 32.2458
3203 | 11530800 | 5.2534 | 30.759 | 32.2487
3204 | 11534400 | 5.2535 | 30.7618 | 32.2516
3205 | 11538000 | 5.2537 | 30.7647 | 32.2544
3206 | 11541600 | 5.2538 | 30.7675 | 32.2573
3207 | 11545200 | 5.254 | 30.7704 | 32.2602
3208 | 11548800 | 5.2542 | 30.7733 | 32.263
3209 | 11552400 | 5.2543 | 30.7761 | 32.2659
3210 | 11556000 | 5.2545 | 30.779 | 32.2688
3211 | 11559600 | 5.2546 | 30.7818 | 32.2716
3212 | 11563200 | 5.2548 | 30.7847 | 32.2745
3213 | 11566800 | 5.2549 | 30.7875 | 32.2774
3214 | 11570400 | 5.2551 | 30.7904 | 32.2802
3215 | 11574000 | 5.2552 | 30.7932 | 32.2831
3216 | 11577600 | 5.2554 | 30.7961 | 32.286
3217 | 11581200 | 5.2555 | 30.7989 | 32.2888
3218 | 11584800 | 5.2557 | 30.8018 | 32.2917
3219 | 11588400 | 5.2558 | 30.8046 | 32.2946
3220 | 11592000 | 5.256 | 30.8075 | 32.2974
3221 | 11595600 | 5.2561 | 30.8103 | 32.3003
3222 | 11599200 | 5.2563 | 30.8132 | 32.3031
3223 | 11602800 | 5.2564 | 30.816 | 32.306
3224 | 11606400 | 5.2566 | 30.8189 | 32.3089
3225 | 11610000 | 5.2567 | 30.8217 | 32.3117
3226 | 11613600 | 5.2569 | 30.8246 | 32.3146
3227 | 11617200 | 5.257 | 30.8274 | 32.3175
3228 | 11620800 | 5.2572 | 30.8303 | 32.3203
3229 | 11624400 | 5.2573 | 30.8331 | 32.3232
3230 | 11628000 | 5.2575 | 30.836 | 32.326
3231 | 11631600 | 5.2576 | 30.8388 | 32.3289
3232 | 11635200 | 5.2578 | 30.8417 | 32.3317
3233 | 11638800 | 5.2579 | 30.8445 | 32.3346
3234 | 11642400 | 5.2581 | 30.8474 | 32.3375
3235 | 11646000 | 5.2582 | 30.8502 | 32.3403
3236 | 11649600 | 5.2584 | 30.853 | 32.3432
3237 | 11653200 | 5.2585 | 30.8559 | 32.346
3238 | 11656800 | 5.2587 | 30.8587 | 32.3489
3239 | 11660400 | 5.2588 | 30.8616 | 32.3517
3240 | 11664000 | 5.259 | 30.8644 | 32.3546
3241 | 11667600 | 5.2591 | 30.8673 | 32.3574
3242 | 11671200 | 5.2593 | 30.8701 | 32.3603
3243 | 11674800 | 5.2595 | 30.8729 | 32.3632
3244 | 11678400 | 5.2596 | 30.8758 | 32.366
3245 | 11682000 | 5.2598 | 30.8786 | 32.3689
3246 | 11685600 | 5.2599 | 30.8815 | 32.3717
3247 | 11689200 | 5.2601 | 30.8843 | 32.3746
3248 | 11692800 | 5.2602 | 30.8871 | 32.3774
3249 | 11696400 | 5.2604 | 30.89 | 32.3803
3250 | 11700000 | 5.2605 | 30.8928 | 32.3831
3251 | 11703600 | 5.2606 | 30.8956 | 32.386
3252 | 11707200 | 5.2608 | 30.8985 | 32.3888
3253 | 11710800 | 5.2609 | 30.9013 | 32.3917
3254 | 11714400 | 5.2611 | 30.9042 | 32.3945
3255 | 11718000 | 5.2612 | 30.907 | 32.3974
3256 | 11721600 | 5.2614 | 30.9098 | 32.4002
3257 | 11725200 | 5.2615 | 30.9127 | 32.4031
3258 | 11728800 | 5.2617 | 30.9155 | 32.4059
3259 | 11732400 | 5.2618 | 30.9183 | 32.4088
3260 | 11736000 | 5.262 | 30.9212 | 32.4116
3261 | 11739600 | 5.2621 | 30.924 | 32.4144
3262 | 11743200 | 5.2623 | 30.9268 | 32.4173
3263 | 11746800 | 5.2624 | 30.9297 | 32.4201
3264 | 11750400 | 5.2626 | 30.9325 | 32.423
3265 | 11754000 | 5.2627 | 30.9353 | 32.4258
3266 | 11757600 | 5.2629 | 30.9382 | 32.4287
3267 | 11761200 | 5.263 | 30.941 | 32.4315
3268 | 11764800 | 5.2632 | 30.9438 | 32.4344
3269 | 11768400 | 5.2633 | 30.9467 | 32.4372
3270 | 11772000 | 5.2635 | 30.9495 | 32.44
3271 | 11775600 | 5.2636 | 30.9523 | 32.4429
3272 | 11779200 | 5.2638 | 30.9552 | 32.4457
3273 | 11782800 | 5.2639 | 30.958 | 32.4486
3274 | 11786400 | 5.2641 | 30.9608 | 32.4514
3275 | 11790000 | 5.2642 | 30.9636 | 32.4542
3276 | 11793600 | 5.2644 | 30.9665 | 32.4571
3277 | 11797200 | 5.2645 | 30.9693 | 32.4599
3278 | 11800800 | 5.2647 | 30.9721 | 32.4628
3279 | 11804400 | 5.2648 | 30.9749 | 32.4656
3280 | 11808000 | 5.265 | 30.9778 | 32.4684
3281 | 11811600 | 5.2651 | 30.9806 | 32.4713
3282 | 11815200 | 5.2653 | 30.9834 | 32.4741
3283 | 11818800 | 5.2654 | 30.9862 | 32.477
3284 | 11822400 | 5.2656 | 30.9891 | 32.4798
3285 | 11826000 | 5.2657 | 30.9919 | 32.4826
3286 | 11829600 | 5.2658 | 30.9947 | 32.4855
3287 | 11833200 | 5.266 | 30.9975 | 32.4883
3288 | 11836800 | 5.2661 | 31.0004 | 32.4911
3289 | 11840400 | 5.2663 | 31.0032 | 32.494
3290 | 11844000 | 5.2664 | 31.006 | 32.4968
3291 | 11847600 | 5.2666 | 31.0088 | 32.4996
3292 | 11851200 | 5.2667 | 31.0117 | 32.5025
3293 | 11854800 | 5.2669 | 31.0145 | 32.5053
3294 | 11858400 | 5.267 | 31.0173 | 32.5081
3295 | 11862000 | 5.2672 | 31.0201 | 32.511
3296 | 11865600 | 5.2673 | 31.0229 | 32.5138
3297 | 11869200 | 5.2675 | 31.0258 | 32.5166
3298 | 11872800 | 5.2676 | 31.0286 | 32.5195
3299 | 11876400 | 5.2678 | 31.0314 | 32.5223
3300 | 11880000 | 5.2679 | 31.0342 | 32.5251
3301 | 11883600 | 5.2681 | 31.037 | 32.5279
3302 | 11887200 | 5.2682 | 31.0398 | 32.5308
3303 | 11890800 | 5.2683 | 31.0427 | 32.5336
3304 | 11894400 | 5.2685 | 31.0455 | 32.5364
3305 | 11898000 | 5.2686 | 31.0483 | 32.5393
3306 | 11901600 | 5.2688 | 31.0511 | 32.5421
3307 | 11905200 | 5.2689 | 31.0539 | 32.5449
3308 | 11908800 | 5.2691 | 31.0567 | 32.5477
3309 | 11912400 | 5.2692 | 31.0596 | 32.5506
3310 | 11916000 | 5.2694 | 31.0624 | 32.5534
3311 | 11919600 | 5.2695 | 31.0652 | 32.5562
3312 | 11923200 | 5.2697 | 31.068 | 32.559
3313 | 11926800 | 5.2698 | 31.0708 | 32.5619
3314 | 11930400 | 5.27 | 31.0736 | 32.5647
3315 | 11934000 | 5.2701 | 31.0764 | 32.5675
3316 | 11937600 | 5.2702 | 31.0793 | 32.5703
3317 | 11941200 | 5.2704 | 31.0821 | 32.5732
3318 | 11944800 | 5.2705 | 31.0849 | 32.576
3319 | 11948400 | 5.2707 | 31.0877 | 32.5788
3320 | 11952000 | 5.2708 | 31.0905 | 32.5816
3321 | 11955600 | 5.271 | 31.0933 | 32.5845
3322 | 11959200 | 5.2711 | 31.0961 | 32.5873
3323 | 11962800 | 5.2713 | 31.0989 | 32.5901
3324 | 11966400 | 5.2714 | 31.1017 | 32.5929
3325 | 11970000 | 5.2715 | 31.1045 | 32.5957
3326 | 11973600 | 5.2717 | 31.1073 | 32.5986
3327 | 11977200 | 5.2718 | 31.1102 | 32.6014
3328 | 11980800 | 5.272 | 31.113 | 32.6042
3329 | 11984400 | 5.2721 | 31.1158 | 32.607
3330 | 11988000 | 5.2723 | 31.1186 | 32.6098
3331 | 11991600 | 5.2724 | 31.1214 | 32.6127
3332 | 11995200 | 5.2726 | 31.1242 | 32.6155
3333 | 11998800 | 5.2727 | 31.127 | 32.6183
3334 | 12002400 | 5.2729 | 31.1298 | 32.6211
3335 | 12006000 | 5.273 | 31.1326 | 32.6239
3336 | 12009600 | 5.2731 | 31.1354 | 32.6267
3337 | 12013200 | 5.2733 | 31.1382 | 32.6296
3338 | 12016800 | 5.2734 | 31.141 | 32.6324
3339 | 12020400 | 5.2736 | 31.1438 | 32.6352
3340 | 12024000 | 5.2737 | 31.1466 | 32.638
3341 | 12027600 | 5.2739 | 31.1494 | 32.6408
3342 | 12031200 | 5.274 | 31.1522 | 32.6436
3343 | 12034800 | 5.2741 | 31.155 | 32.6464
3344 | 12038400 | 5.2743 | 31.1578 | 32.6493
3345 | 12042000 | 5.2744 | 31.1606 | 32.6521
3346 | 12045600 | 5.2746 | 31.1634 | 32.6549
3347 | 12049200 | 5.2747 | 31.1662 | 32.6577
3348 | 12052800 | 5.2749 | 31.169 | 32.6605
3349 | 12056400 | 5.275 | 31.1718 | 32.6633
3350 | 12060000 | 5.2752 | 31.1746 | 32.6661
3351 | 12063600 | 5.2753 | 31.1774 | 32.6689
3352 | 12067200 | 5.2754 | 31.1802 | 32.6717
3353 | 12070800 | 5.2756 | 31.183 | 32.6745
3354 | 12074400 | 5.2757 | 31.1858 | 32.6774
3355 | 12078000 | 5.2759 | 31.1886 | 32.6802
3356 | 12081600 | 5.276 | 31.1914 | 32.683
3357 | 12085200 | 5.2762 | 31.1942 | 32.6858
3358 | 12088800 | 5.2763 | 31.197 | 32.6886
3359 | 12092400 | 5.2764 | 31.1998 | 32.6914
3360 | 12096000 | 5.2766 | 31.2026 | 32.6942
3361 | 12099600 | 5.2767 | 31.2054 | 32.697
3362 | 12103200 | 5.2769 | 31.2082 | 32.6998
3363 | 12106800 | 5.277 | 31.211 | 32.7026
3364 | 12110400 | 5.2772 | 31.2138 | 32.7054
3365 | 12114000 | 5.2773 | 31.2166 | 32.7082
3366 | 12117600 | 5.2774 | 31.2194 | 32.711
3367 | 12121200 | 5.2776 | 31.2221 | 32.7138
3368 | 12124800 | 5.2777 | 31.2249 | 32.7166
3369 | 12128400 | 5.2779 | 31.2277 | 32.7194
3370 | 12132000 | 5.278 | 31.2305 | 32.7222
3371 | 12135600 | 5.2782 | 31.2333 | 32.725
3372 | 12139200 | 5.2783 | 31.2361 | 32.7278
3373 | 12142800 | 5.2784 | 31.2389 | 32.7306
3374 | 12146400 | 5.2786 | 31.2417 | 32.7334
3375 | 12150000 | 5.2787 | 31.2445 | 32.7363
3376 | 12153600 | 5.2789 | 31.2473 | 32.7391
3377 | 12157200 | 5.279 | 31.25 | 32.7419
3378 | 12160800 | 5.2791 | 31.2528 | 32.7446
3379 | 12164400 | 5.2793 | 31.2556 | 32.7474
3380 | 12168000 | 5.2794 | 31.2584 | 32.7502
3381 | 12171600 | 5.2796 | 31.2612 | 32.753
3382 | 12175200 | 5.2797 | 31.264 | 32.7558
3383 | 12178800 | 5.2799 | 31.2668 | 32.7586
3384 | 12182400 | 5.28 | 31.2696 | 32.7614
3385 | 12186000 | 5.2801 | 31.2723 | 32.7642
3386 | 12189600 | 5.2803 | 31.2751 | 32.767
3387 | 12193200 | 5.2804 | 31.2779 | 32.7698
3388 | 12196800 | 5.2806 | 31.2807 | 32.7726
3389 | 12200400 | 5.2807 | 31.2835 | 32.7754
3390 | 12204000 | 5.2808 | 31.2863 | 32.7782
3391 | 12207600 | 5.281 | 31.289 | 32.781
3392 | 12211200 | 5.2811 | 31.2918 | 32.7838
3393 | 12214800 | 5.2813 | 31.2946 | 32.7866
3394 | 12218400 | 5.2814 | 31.2974 | 32.7894
3395 | 12222000 | 5.2815 | 31.3002 | 32.7922
3396 | 12225600 | 5.2817 | 31.303 | 32.795
3397 | 12229200 | 5.2818 | 31.3057 | 32.7978
3398 | 12232800 | 5.282 | 31.3085 | 32.8006
3399 | 12236400 | 5.2821 | 31.3113 | 32.8033
3400 | 12240000 | 5.2822 | 31.3141 | 32.8061
3401 | 12243600 | 5.2824 | 31.3169 | 32.8089
3402 | 12247200 | 5.2825 | 31.3196 | 32.8117
3403 | 12250800 | 5.2827 | 31.3224 | 32.8145
3404 | 12254400 | 5.2828 | 31.3252 | 32.8173
3405 | 12258000 | 5.2829 | 31.328 | 32.8201
3406 | 12261600 | 5.2831 | 31.3307 | 32.8229
3407 | 12265200 | 5.2832 | 31.3335 | 32.8257
3408 | 12268800 | 5.2834 | 31.3363 | 32.8285
3409 | 12272400 | 5.2835 | 31.3391 | 32.8312
3410 | 12276000 | 5.2836 | 31.3418 | 32.834
3411 | 12279600 | 5.2838 | 31.3446 | 32.8368
3412 | 12283200 | 5.2839 | 31.3474 | 32.8396
3413 | 12286800 | 5.2841 | 31.3502 | 32.8424
3414 | 12290400 | 5.2842 | 31.3529 | 32.8452
3415 | 12294000 | 5.2843 | 31.3557 | 32.848
3416 | 12297600 | 5.2845 | 31.3585 | 32.8507
3417 | 12301200 | 5.2846 | 31.3613 | 32.8535
3418 | 12304800 | 5.2848 | 31.364 | 32.8563
3419 | 12308400 | 5.2849 | 31.3668 | 32.8591
3420 | 12312000 | 5.285 | 31.3696 | 32.8619
3421 | 12315600 | 5.2852 | 31.3724 | 32.8647
3422 | 12319200 | 5.2853 | 31.3751 | 32.8674
3423 | 12322800 | 5.2855 | 31.3779 | 32.8702
3424 | 12326400 | 5.2856 | 31.3807 | 32.873
3425 | 12330000 | 5.2857 | 31.3834 | 32.8758
3426 | 12333600 | 5.2859 | 31.3862 | 32.8786
3427 | 12337200 | 5.286 | 31.389 | 32.8814
3428 | 12340800 | 5.2862 | 31.3917 | 32.8841
3429 | 12344400 | 5.2863 | 31.3945 | 32.8869
3430 | 12348000 | 5.2864 | 31.3973 | 32.8897
3431 | 12351600 | 5.2866 | 31.4001 | 32.8925
3432 | 12355200 | 5.2867 | 31.4028 | 32.8952
3433 | 12358800 | 5.2869 | 31.4056 | 32.898
3434 | 12362400 | 5.287 | 31.4084 | 32.9008
3435 | 12366000 | 5.2871 | 31.4111 | 32.9036
3436 | 12369600 | 5.2873 | 31.4139 | 32.9064
3437 | 12373200 | 5.2874 | 31.4167 | 32.9091
3438 | 12376800 | 5.2875 | 31.4194 | 32.9119
3439 | 12380400 | 5.2877 | 31.4222 | 32.9147
3440 | 12384000 | 5.2878 | 31.4249 | 32.9175
3441 | 12387600 | 5.288 | 31.4277 | 32.9202
3442 | 12391200 | 5.2881 | 31.4305 | 32.923
3443 | 12394800 | 5.2882 | 31.4332 | 32.9258
3444 | 12398400 | 5.2884 | 31.436 | 32.9286
3445 | 12402000 | 5.2885 | 31.4388 | 32.9313
3446 | 12405600 | 5.2886 | 31.4415 | 32.9341
3447 | 12409200 | 5.2888 | 31.4443 | 32.9369
3448 | 12412800 | 5.2889 | 31.447 | 32.9397
3449 | 12416400 | 5.2891 | 31.4498 | 32.9424
3450 | 12420000 | 5.2892 | 31.4526 | 32.9452
3451 | 12423600 | 5.2893 | 31.4553 | 32.948
3452 | 12427200 | 5.2895 | 31.4581 | 32.9507
3453 | 12430800 | 5.2896 | 31.4608 | 32.9535
3454 | 12434400 | 5.2897 | 31.4636 | 32.9563
3455 | 12438000 | 5.2899 | 31.4664 | 32.9591
3456 | 12441600 | 5.29 | 31.4691 | 32.9618
3457 | 12445200 | 5.2902 | 31.4719 | 32.9646
3458 | 12448800 | 5.2903 | 31.4746 | 32.9674
3459 | 12452400 | 5.2904 | 31.4774 | 32.9701
3460 | 12456000 | 5.2906 | 31.4802 | 32.9729
3461 | 12459600 | 5.2907 | 31.4829 | 32.9757
3462 | 12463200 | 5.2908 | 31.4857 | 32.9784
3463 | 12466800 | 5.291 | 31.4884 | 32.9812
3464 | 12470400 | 5.2911 | 31.4912 | 32.984
3465 | 12474000 | 5.2913 | 31.4939 | 32.9867
3466 | 12477600 | 5.2914 | 31.4967 | 32.9895
3467 | 12481200 | 5.2915 | 31.4994 | 32.9923
3468 | 12484800 | 5.2917 | 31.5022 | 32.995
3469 | 12488400 | 5.2918 | 31.505 | 32.9978
3470 | 12492000 | 5.2919 | 31.5077 | 33.0006
3471 | 12495600 | 5.2921 | 31.5105 | 33.0033
3472 | 12499200 | 5.2922 | 31.5132 | 33.0061
3473 | 12502800 | 5.2923 | 31.516 | 33.0089
3474 | 12506400 | 5.2925 | 31.5187 | 33.0116
3475 | 12510000 | 5.2926 | 31.5215 | 33.0144
3476 | 12513600 | 5.2928 | 31.5242 | 33.0171
3477 | 12517200 | 5.2929 | 31.527 | 33.0199
3478 | 12520800 | 5.293 | 31.5297 | 33.0227
3479 | 12524400 | 5.2932 | 31.5325 | 33.0254
3480 | 12528000 | 5.2933 | 31.5352 | 33.0282
3481 | 12531600 | 5.2934 | 31.538 | 33.0309
3482 | 12535200 | 5.2936 | 31.5407 | 33.0337
3483 | 12538800 | 5.2937 | 31.5435 | 33.0365
3484 | 12542400 | 5.2938 | 31.5462 | 33.0392
3485 | 12546000 | 5.294 | 31.549 | 33.042
3486 | 12549600 | 5.2941 | 31.5517 | 33.0447
3487 | 12553200 | 5.2942 | 31.5545 | 33.0475
3488 | 12556800 | 5.2944 | 31.5572 | 33.0503
3489 | 12560400 | 5.2945 | 31.56 | 33.053
3490 | 12564000 | 5.2947 | 31.5627 | 33.0558
3491 | 12567600 | 5.2948 | 31.5654 | 33.0585
3492 | 12571200 | 5.2949 | 31.5682 | 33.0613
3493 | 12574800 | 5.2951 | 31.5709 | 33.064
3494 | 12578400 | 5.2952 | 31.5737 | 33.0668
3495 | 12582000 | 5.2953 | 31.5764 | 33.0696
3496 | 12585600 | 5.2955 | 31.5792 | 33.0723
3497 | 12589200 | 5.2956 | 31.5819 | 33.0751
3498 | 12592800 | 5.2957 | 31.5847 | 33.0778
3499 | 12596400 | 5.2959 | 31.5874 | 33.0806
3500 | 12600000 | 5.296 | 31.5901 | 33.0833
3501 | 12603600 | 5.2961 | 31.5929 | 33.0861
3502 | 12607200 | 5.2963 | 31.5956 | 33.0888
3503 | 12610800 | 5.2964 | 31.5984 | 33.0916
3504 | 12614400 | 5.2965 | 31.6011 | 33.0943
3505 | 12618000 | 5.2967 | 31.6038 | 33.0971
3506 | 12621600 | 5.2968 | 31.6066 | 33.0998
3507 | 12625200 | 5.2969 | 31.6093 | 33.1026
3508 | 12628800 | 5.2971 | 31.6121 | 33.1053
3509 | 12632400 | 5.2972 | 31.6148 | 33.1081
3510 | 12636000 | 5.2973 | 31.6175 | 33.1108
3511 | 12639600 | 5.2975 | 31.6203 | 33.1136
3512 | 12643200 | 5.2976 | 31.623 | 33.1163
3513 | 12646800 | 5.2977 | 31.6258 | 33.1191
3514 | 12650400 | 5.2979 | 31.6285 | 33.1218
3515 | 12654000 | 5.298 | 31.6312 | 33.1246
3516 | 12657600 | 5.2981 | 31.634 | 33.1273
3517 | 12661200 | 5.2983 | 31.6367 | 33.1301
3518 | 12664800 | 5.2984 | 31.6394 | 33.1328
3519 | 12668400 | 5.2985 | 31.6422 | 33.1356
3520 | 12672000 | 5.2987 | 31.6449 | 33.1383
3521 | 12675600 | 5.2988 | 31.6476 | 33.1411
3522 | 12679200 | 5.299 | 31.6504 | 33.1438
3523 | 12682800 | 5.2991 | 31.6531 | 33.1465
3524 | 12686400 | 5.2992 | 31.6558 | 33.1493
3525 | 12690000 | 5.2994 | 31.6586 | 33.152
3526 | 12693600 | 5.2995 | 31.6613 | 33.1548
3527 | 12697200 | 5.2996 | 31.664 | 33.1575
3528 | 12700800 | 5.2998 | 31.6668 | 33.1603
3529 | 12704400 | 5.2999 | 31.6695 | 33.163
3530 | 12708000 | 5.3 | 31.6722 | 33.1657
3531 | 12711600 | 5.3001 | 31.675 | 33.1685
3532 | 12715200 | 5.3003 | 31.6777 | 33.1712
3533 | 12718800 | 5.3004 | 31.6804 | 33.174
3534 | 12722400 | 5.3005 | 31.6832 | 33.1767
3535 | 12726000 | 5.3007 | 31.6859 | 33.1795
3536 | 12729600 | 5.3008 | 31.6886 | 33.1822
3537 | 12733200 | 5.3009 | 31.6914 | 33.1849
3538 | 12736800 | 5.3011 | 31.6941 | 33.1877
3539 | 12740400 | 5.3012 | 31.6968 | 33.1904
3540 | 12744000 | 5.3013 | 31.6995 | 33.1932
3541 | 12747600 | 5.3015 | 31.7023 | 33.1959
3542 | 12751200 | 5.3016 | 31.705 | 33.1986
3543 | 12754800 | 5.3017 | 31.7077 | 33.2014
3544 | 12758400 | 5.3019 | 31.7104 | 33.2041
3545 | 12762000 | 5.302 | 31.7132 | 33.2068
3546 | 12765600 | 5.3021 | 31.7159 | 33.2096
3547 | 12769200 | 5.3023 | 31.7186 | 33.2123
3548 | 12772800 | 5.3024 | 31.7213 | 33.215
3549 | 12776400 | 5.3025 | 31.7241 | 33.2178
3550 | 12780000 | 5.3027 | 31.7268 | 33.2205
3551 | 12783600 | 5.3028 | 31.7295 | 33.2233
3552 | 12787200 | 5.3029 | 31.7322 | 33.226
3553 | 12790800 | 5.3031 | 31.735 | 33.2287
3554 | 12794400 | 5.3032 | 31.7377 | 33.2315
3555 | 12798000 | 5.3033 | 31.7404 | 33.2342
3556 | 12801600 | 5.3035 | 31.7431 | 33.2369
3557 | 12805200 | 5.3036 | 31.7459 | 33.2397
3558 | 12808800 | 5.3037 | 31.7486 | 33.2424
3559 | 12812400 | 5.3039 | 31.7513 | 33.2451
3560 | 12816000 | 5.304 | 31.754 | 33.2479
3561 | 12819600 | 5.3041 | 31.7567 | 33.2506
3562 | 12823200 | 5.3042 | 31.7595 | 33.2533
3563 | 12826800 | 5.3044 | 31.7622 | 33.256
3564 | 12830400 | 5.3045 | 31.7649 | 33.2588
3565 | 12834000 | 5.3046 | 31.7676 | 33.2615
3566 | 12837600 | 5.3048 | 31.7703 | 33.2642
3567 | 12841200 | 5.3049 | 31.7731 | 33.267
3568 | 12844800 | 5.305 | 31.7758 | 33.2697
3569 | 12848400 | 5.3052 | 31.7785 | 33.2724
3570 | 12852000 | 5.3053 | 31.7812 | 33.2751
3571 | 12855600 | 5.3054 | 31.7839 | 33.2779
3572 | 12859200 | 5.3056 | 31.7866 | 33.2806
3573 | 12862800 | 5.3057 | 31.7894 | 33.2833
3574 | 12866400 | 5.3058 | 31.7921 | 33.2861
3575 | 12870000 | 5.306 | 31.7948 | 33.2888
3576 | 12873600 | 5.3061 | 31.7975 | 33.2915
3577 | 12877200 | 5.3062 | 31.8002 | 33.2942
3578 | 12880800 | 5.3063 | 31.8029 | 33.297
3579 | 12884400 | 5.3065 | 31.8056 | 33.2997
3580 | 12888000 | 5.3066 | 31.8084 | 33.3024
3581 | 12891600 | 5.3067 | 31.8111 | 33.3051
3582 | 12895200 | 5.3069 | 31.8138 | 33.3079
3583 | 12898800 | 5.307 | 31.8165 | 33.3106
3584 | 12902400 | 5.3071 | 31.8192 | 33.3133
3585 | 12906000 | 5.3073 | 31.8219 | 33.316
3586 | 12909600 | 5.3074 | 31.8246 | 33.3187
3587 | 12913200 | 5.3075 | 31.8273 | 33.3215
3588 | 12916800 | 5.3076 | 31.8301 | 33.3242
3589 | 12920400 | 5.3078 | 31.8328 | 33.3269
3590 | 12924000 | 5.3079 | 31.8355 | 33.3296
3591 | 12927600 | 5.308 | 31.8382 | 33.3323
3592 | 12931200 | 5.3082 | 31.8409 | 33.3351
3593 | 12934800 | 5.3083 | 31.8436 | 33.3378
3594 | 12938400 | 5.3084 | 31.8463 | 33.3405
3595 | 12942000 | 5.3086 | 31.849 | 33.3432
3596 | 12945600 | 5.3087 | 31.8517 | 33.3459
3597 | 12949200 | 5.3088 | 31.8544 | 33.3487
3598 | 12952800 | 5.3089 | 31.8571 | 33.3514
3599 | 12956400 | 5.3091 | 31.8599 | 33.3541
3600 | 12960000 | 5.3092 | 31.8626 | 33.3568
3601 | 12963600 | 5.3093 | 31.8653 | 33.3595
3602 | 12967200 | 5.3095 | 31.868 | 33.3622
3603 | 12970800 | 5.3096 | 31.8707 | 33.365
3604 | 12974400 | 5.3097 | 31.8734 | 33.3677
3605 | 12978000 | 5.3098 | 31.8761 | 33.3704
3606 | 12981600 | 5.31 | 31.8788 | 33.3731
3607 | 12985200 | 5.3101 | 31.8815 | 33.3758
3608 | 12988800 | 5.3102 | 31.8842 | 33.3785
3609 | 12992400 | 5.3104 | 31.8869 | 33.3813
3610 | 12996000 | 5.3105 | 31.8896 | 33.384
3611 | 12999600 | 5.3106 | 31.8923 | 33.3867
3612 | 13003200 | 5.3107 | 31.895 | 33.3894
3613 | 13006800 | 5.3109 | 31.8977 | 33.3921
3614 | 13010400 | 5.311 | 31.9004 | 33.3948
3615 | 13014000 | 5.3111 | 31.9031 | 33.3975
3616 | 13017600 | 5.3113 | 31.9058 | 33.4002
3617 | 13021200 | 5.3114 | 31.9085 | 33.403
3618 | 13024800 | 5.3115 | 31.9112 | 33.4057
3619 | 13028400 | 5.3116 | 31.9139 | 33.4084
3620 | 13032000 | 5.3118 | 31.9166 | 33.4111
3621 | 13035600 | 5.3119 | 31.9193 | 33.4138
3622 | 13039200 | 5.312 | 31.922 | 33.4165
3623 | 13042800 | 5.3122 | 31.9247 | 33.4192
3624 | 13046400 | 5.3123 | 31.9274 | 33.4219
3625 | 13050000 | 5.3124 | 31.9301 | 33.4246
3626 | 13053600 | 5.3125 | 31.9328 | 33.4273
3627 | 13057200 | 5.3127 | 31.9355 | 33.43
3628 | 13060800 | 5.3128 | 31.9382 | 33.4328
3629 | 13064400 | 5.3129 | 31.9409 | 33.4355
3630 | 13068000 | 5.3131 | 31.9436 | 33.4382
3631 | 13071600 | 5.3132 | 31.9463 | 33.4409
3632 | 13075200 | 5.3133 | 31.949 | 33.4436
3633 | 13078800 | 5.3134 | 31.9517 | 33.4463
3634 | 13082400 | 5.3136 | 31.9544 | 33.449
3635 | 13086000 | 5.3137 | 31.9571 | 33.4517
3636 | 13089600 | 5.3138 | 31.9598 | 33.4544
3637 | 13093200 | 5.314 | 31.9625 | 33.4571
3638 | 13096800 | 5.3141 | 31.9652 | 33.4598
3639 | 13100400 | 5.3142 | 31.9679 | 33.4625
3640 | 13104000 | 5.3143 | 31.9705 | 33.4652
3641 | 13107600 | 5.3145 | 31.9732 | 33.4679
3642 | 13111200 | 5.3146 | 31.9759 | 33.4706
3643 | 13114800 | 5.3147 | 31.9786 | 33.4733
3644 | 13118400 | 5.3148 | 31.9813 | 33.476
3645 | 13122000 | 5.315 | 31.984 | 33.4787
3646 | 13125600 | 5.3151 | 31.9867 | 33.4814
3647 | 13129200 | 5.3152 | 31.9894 | 33.4841
3648 | 13132800 | 5.3154 | 31.9921 | 33.4868
3649 | 13136400 | 5.3155 | 31.9948 | 33.4895
3650 | 13140000 | 5.3156 | 31.9975 | 33.4922
3651 | 13143600 | 5.3157 | 32.0001 | 33.4949
3652 | 13147200 | 5.3159 | 32.0028 | 33.4976
3653 | 13150800 | 5.316 | 32.0055 | 33.5003
3654 | 13154400 | 5.3161 | 32.0082 | 33.503
3655 | 13158000 | 5.3162 | 32.0109 | 33.5057
3656 | 13161600 | 5.3164 | 32.0136 | 33.5084
3657 | 13165200 | 5.3165 | 32.0163 | 33.5111
3658 | 13168800 | 5.3166 | 32.019 | 33.5138
3659 | 13172400 | 5.3167 | 32.0216 | 33.5165
3660 | 13176000 | 5.3169 | 32.0243 | 33.5192
3661 | 13179600 | 5.317 | 32.027 | 33.5219
3662 | 13183200 | 5.3171 | 32.0297 | 33.5246
3663 | 13186800 | 5.3173 | 32.0324 | 33.5273
3664 | 13190400 | 5.3174 | 32.0351 | 33.53
3665 | 13194000 | 5.3175 | 32.0378 | 33.5327
3666 | 13197600 | 5.3176 | 32.0404 | 33.5354
3667 | 13201200 | 5.3178 | 32.0431 | 33.5381
3668 | 13204800 | 5.3179 | 32.0458 | 33.5408
3669 | 13208400 | 5.318 | 32.0485 | 33.5435
3670 | 13212000 | 5.3181 | 32.0512 | 33.5461
3671 | 13215600 | 5.3183 | 32.0539 | 33.5488
3672 | 13219200 | 5.3184 | 32.0565 | 33.5515
3673 | 13222800 | 5.3185 | 32.0592 | 33.5542
3674 | 13226400 | 5.3186 | 32.0619 | 33.5569
3675 | 13230000 | 5.3188 | 32.0646 | 33.5596
3676 | 13233600 | 5.3189 | 32.0673 | 33.5623
3677 | 13237200 | 5.319 | 32.0699 | 33.565
3678 | 13240800 | 5.3191 | 32.0726 | 33.5677
3679 | 13244400 | 5.3193 | 32.0753 | 33.5704
3680 | 13248000 | 5.3194 | 32.078 | 33.5731
3681 | 13251600 | 5.3195 | 32.0807 | 33.5757
3682 | 13255200 | 5.3196 | 32.0833 | 33.5784
3683 | 13258800 | 5.3198 | 32.086 | 33.5811
3684 | 13262400 | 5.3199 | 32.0887 | 33.5838
3685 | 13266000 | 5.32 | 32.0914 | 33.5865
3686 | 13269600 | 5.3201 | 32.094 | 33.5892
3687 | 13273200 | 5.3203 | 32.0967 | 33.5919
3688 | 13276800 | 5.3204 | 32.0994 | 33.5946
3689 | 13280400 | 5.3205 | 32.1021 | 33.5972
3690 | 13284000 | 5.3206 | 32.1047 | 33.5999
3691 | 13287600 | 5.3208 | 32.1074 | 33.6026
3692 | 13291200 | 5.3209 | 32.1101 | 33.6053
3693 | 13294800 | 5.321 | 32.1128 | 33.608
3694 | 13298400 | 5.3211 | 32.1154 | 33.6107
3695 | 13302000 | 5.3213 | 32.1181 | 33.6134
3696 | 13305600 | 5.3214 | 32.1208 | 33.616
3697 | 13309200 | 5.3215 | 32.1235 | 33.6187
3698 | 13312800 | 5.3216 | 32.1261 | 33.6214
3699 | 13316400 | 5.3218 | 32.1288 | 33.6241
3700 | 13320000 | 5.3219 | 32.1315 | 33.6268
3701 | 13323600 | 5.322 | 32.1342 | 33.6294
3702 | 13327200 | 5.3221 | 32.1368 | 33.6321
3703 | 13330800 | 5.3223 | 32.1395 | 33.6348
3704 | 13334400 | 5.3224 | 32.1422 | 33.6375
3705 | 13338000 | 5.3225 | 32.1448 | 33.6402
3706 | 13341600 | 5.3226 | 32.1475 | 33.6429
3707 | 13345200 | 5.3228 | 32.1502 | 33.6455
3708 | 13348800 | 5.3229 | 32.1529 | 33.6482
3709 | 13352400 | 5.323 | 32.1555 | 33.6509
3710 | 13356000 | 5.3231 | 32.1582 | 33.6536
3711 | 13359600 | 5.3233 | 32.1609 | 33.6562
3712 | 13363200 | 5.3234 | 32.1635 | 33.6589
3713 | 13366800 | 5.3235 | 32.1662 | 33.6616
3714 | 13370400 | 5.3236 | 32.1689 | 33.6643
3715 | 13374000 | 5.3237 | 32.1715 | 33.667
3716 | 13377600 | 5.3239 | 32.1742 | 33.6696
3717 | 13381200 | 5.324 | 32.1769 | 33.6723
3718 | 13384800 | 5.3241 | 32.1795 | 33.675
3719 | 13388400 | 5.3242 | 32.1822 | 33.6777
3720 | 13392000 | 5.3244 | 32.1849 | 33.6803
3721 | 13395600 | 5.3245 | 32.1875 | 33.683
3722 | 13399200 | 5.3246 | 32.1902 | 33.6857
3723 | 13402800 | 5.3247 | 32.1929 | 33.6884
3724 | 13406400 | 5.3249 | 32.1955 | 33.691
3725 | 13410000 | 5.325 | 32.1982 | 33.6937
3726 | 13413600 | 5.3251 | 32.2008 | 33.6964
3727 | 13417200 | 5.3252 | 32.2035 | 33.6991
3728 | 13420800 | 5.3254 | 32.2062 | 33.7017
3729 | 13424400 | 5.3255 | 32.2088 | 33.7044
3730 | 13428000 | 5.3256 | 32.2115 | 33.7071
3731 | 13431600 | 5.3257 | 32.2142 | 33.7098
3732 | 13435200 | 5.3258 | 32.2168 | 33.7124
3733 | 13438800 | 5.326 | 32.2195 | 33.7151
3734 | 13442400 | 5.3261 | 32.2221 | 33.7178
3735 | 13446000 | 5.3262 | 32.2248 | 33.7204
3736 | 13449600 | 5.3263 | 32.2275 | 33.7231
3737 | 13453200 | 5.3265 | 32.2301 | 33.7258
3738 | 13456800 | 5.3266 | 32.2328 | 33.7284
3739 | 13460400 | 5.3267 | 32.2354 | 33.7311
3740 | 13464000 | 5.3268 | 32.2381 | 33.7338
3741 | 13467600 | 5.3269 | 32.2408 | 33.7365
3742 | 13471200 | 5.3271 | 32.2434 | 33.7391
3743 | 13474800 | 5.3272 | 32.2461 | 33.7418
3744 | 13478400 | 5.3273 | 32.2487 | 33.7445
3745 | 13482000 | 5.3274 | 32.2514 | 33.7471
3746 | 13485600 | 5.3276 | 32.2541 | 33.7498
3747 | 13489200 | 5.3277 | 32.2567 | 33.7525
3748 | 13492800 | 5.3278 | 32.2594 | 33.7551
3749 | 13496400 | 5.3279 | 32.262 | 33.7578
3750 | 13500000 | 5.328 | 32.2647 | 33.7605
3751 | 13503600 | 5.3282 | 32.2673 | 33.7631
3752 | 13507200 | 5.3283 | 32.27 | 33.7658
3753 | 13510800 | 5.3284 | 32.2726 | 33.7684
3754 | 13514400 | 5.3285 | 32.2753 | 33.7711
3755 | 13518000 | 5.3287 | 32.2779 | 33.7738
3756 | 13521600 | 5.3288 | 32.2806 | 33.7764
3757 | 13525200 | 5.3289 | 32.2833 | 33.7791
3758 | 13528800 | 5.329 | 32.2859 | 33.7818
3759 | 13532400 | 5.3291 | 32.2886 | 33.7844
3760 | 13536000 | 5.3293 | 32.2912 | 33.7871
3761 | 13539600 | 5.3294 | 32.2939 | 33.7898
3762 | 13543200 | 5.3295 | 32.2965 | 33.7924
3763 | 13546800 | 5.3296 | 32.2992 | 33.7951
3764 | 13550400 | 5.3297 | 32.3018 | 33.7977
3765 | 13554000 | 5.3299 | 32.3045 | 33.8004
3766 | 13557600 | 5.33 | 32.3071 | 33.8031
3767 | 13561200 | 5.3301 | 32.3098 | 33.8057
3768 | 13564800 | 5.3302 | 32.3124 | 33.8084
3769 | 13568400 | 5.3304 | 32.3151 | 33.811
3770 | 13572000 | 5.3305 | 32.3177 | 33.8137
3771 | 13575600 | 5.3306 | 32.3204 | 33.8164
3772 | 13579200 | 5.3307 | 32.323 | 33.819
3773 | 13582800 | 5.3308 | 32.3257 | 33.8217
3774 | 13586400 | 5.331 | 32.3283 | 33.8243
3775 | 13590000 | 5.3311 | 32.331 | 33.827
3776 | 13593600 | 5.3312 | 32.3336 | 33.8296
3777 | 13597200 | 5.3313 | 32.3363 | 33.8323
3778 | 13600800 | 5.3314 | 32.3389 | 33.835
3779 | 13604400 | 5.3316 | 32.3415 | 33.8376
3780 | 13608000 | 5.3317 | 32.3442 | 33.8403
3781 | 13611600 | 5.3318 | 32.3468 | 33.8429
3782 | 13615200 | 5.3319 | 32.3495 | 33.8456
3783 | 13618800 | 5.332 | 32.3521 | 33.8482
3784 | 13622400 | 5.3322 | 32.3548 | 33.8509
3785 | 13626000 | 5.3323 | 32.3574 | 33.8535
3786 | 13629600 | 5.3324 | 32.3601 | 33.8562
3787 | 13633200 | 5.3325 | 32.3627 | 33.8588
3788 | 13636800 | 5.3326 | 32.3653 | 33.8615
3789 | 13640400 | 5.3328 | 32.368 | 33.8641
3790 | 13644000 | 5.3329 | 32.3706 | 33.8668
3791 | 13647600 | 5.333 | 32.3733 | 33.8695
3792 | 13651200 | 5.3331 | 32.3759 | 33.8721
3793 | 13654800 | 5.3332 | 32.3786 | 33.8748
3794 | 13658400 | 5.3334 | 32.3812 | 33.8774
3795 | 13662000 | 5.3335 | 32.3838 | 33.8801
3796 | 13665600 | 5.3336 | 32.3865 | 33.8827
3797 | 13669200 | 5.3337 | 32.3891 | 33.8854
3798 | 13672800 | 5.3338 | 32.3918 | 33.888
3799 | 13676400 | 5.334 | 32.3944 | 33.8907
3800 | 13680000 | 5.3341 | 32.397 | 33.8933
3801 | 13683600 | 5.3342 | 32.3997 | 33.896
3802 | 13687200 | 5.3343 | 32.4023 | 33.8986
3803 | 13690800 | 5.3344 | 32.405 | 33.9013
3804 | 13694400 | 5.3346 | 32.4076 | 33.9039
3805 | 13698000 | 5.3347 | 32.4102 | 33.9065
3806 | 13701600 | 5.3348 | 32.4129 | 33.9092
3807 | 13705200 | 5.3349 | 32.4155 | 33.9118
3808 | 13708800 | 5.335 | 32.4181 | 33.9145
3809 | 13712400 | 5.3352 | 32.4208 | 33.9171
3810 | 13716000 | 5.3353 | 32.4234 | 33.9198
3811 | 13719600 | 5.3354 | 32.426 | 33.9224
3812 | 13723200 | 5.3355 | 32.4287 | 33.9251
3813 | 13726800 | 5.3356 | 32.4313 | 33.9277
3814 | 13730400 | 5.3358 | 32.434 | 33.9304
3815 | 13734000 | 5.3359 | 32.4366 | 33.933
3816 | 13737600 | 5.336 | 32.4392 | 33.9356
3817 | 13741200 | 5.3361 | 32.4419 | 33.9383
3818 | 13744800 | 5.3362 | 32.4445 | 33.9409
3819 | 13748400 | 5.3364 | 32.4471 | 33.9436
3820 | 13752000 | 5.3365 | 32.4498 | 33.9462
3821 | 13755600 | 5.3366 | 32.4524 | 33.9489
3822 | 13759200 | 5.3367 | 32.455 | 33.9515
3823 | 13762800 | 5.3368 | 32.4576 | 33.9541
3824 | 13766400 | 5.3369 | 32.4603 | 33.9568
3825 | 13770000 | 5.3371 | 32.4629 | 33.9594
3826 | 13773600 | 5.3372 | 32.4655 | 33.9621
3827 | 13777200 | 5.3373 | 32.4682 | 33.9647
3828 | 13780800 | 5.3374 | 32.4708 | 33.9673
3829 | 13784400 | 5.3375 | 32.4734 | 33.97
3830 | 13788000 | 5.3377 | 32.4761 | 33.9726
3831 | 13791600 | 5.3378 | 32.4787 | 33.9753
3832 | 13795200 | 5.3379 | 32.4813 | 33.9779
3833 | 13798800 | 5.338 | 32.484 | 33.9805
3834 | 13802400 | 5.3381 | 32.4866 | 33.9832
3835 | 13806000 | 5.3383 | 32.4892 | 33.9858
3836 | 13809600 | 5.3384 | 32.4918 | 33.9884
3837 | 13813200 | 5.3385 | 32.4945 | 33.9911
3838 | 13816800 | 5.3386 | 32.4971 | 33.9937
3839 | 13820400 | 5.3387 | 32.4997 | 33.9964
3840 | 13824000 | 5.3388 | 32.5023 | 33.999
3841 | 13827600 | 5.339 | 32.505 | 34.0016
3842 | 13831200 | 5.3391 | 32.5076 | 34.0043
3843 | 13834800 | 5.3392 | 32.5102 | 34.0069
3844 | 13838400 | 5.3393 | 32.5128 | 34.0095
3845 | 13842000 | 5.3394 | 32.5155 | 34.0122
3846 | 13845600 | 5.3395 | 32.5181 | 34.0148
3847 | 13849200 | 5.3397 | 32.5207 | 34.0174
3848 | 13852800 | 5.3398 | 32.5233 | 34.0201
3849 | 13856400 | 5.3399 | 32.526 | 34.0227
3850 | 13860000 | 5.34 | 32.5286 | 34.0253
3851 | 13863600 | 5.3401 | 32.5312 | 34.028
3852 | 13867200 | 5.3403 | 32.5338 | 34.0306
3853 | 13870800 | 5.3404 | 32.5365 | 34.0332
3854 | 13874400 | 5.3405 | 32.5391 | 34.0359
3855 | 13878000 | 5.3406 | 32.5417 | 34.0385
3856 | 13881600 | 5.3407 | 32.5443 | 34.0411
3857 | 13885200 | 5.3408 | 32.5469 | 34.0438
3858 | 13888800 | 5.341 | 32.5496 | 34.0464
3859 | 13892400 | 5.3411 | 32.5522 | 34.049
3860 | 13896000 | 5.3412 | 32.5548 | 34.0516
3861 | 13899600 | 5.3413 | 32.5574 | 34.0543
3862 | 13903200 | 5.3414 | 32.56 | 34.0569
3863 | 13906800 | 5.3415 | 32.5627 | 34.0595
3864 | 13910400 | 5.3417 | 32.5653 | 34.0622
3865 | 13914000 | 5.3418 | 32.5679 | 34.0648
3866 | 13917600 | 5.3419 | 32.5705 | 34.0674
3867 | 13921200 | 5.342 | 32.5731 | 34.07
3868 | 13924800 | 5.3421 | 32.5757 | 34.0727
3869 | 13928400 | 5.3422 | 32.5784 | 34.0753
3870 | 13932000 | 5.3424 | 32.581 | 34.0779
3871 | 13935600 | 5.3425 | 32.5836 | 34.0805
3872 | 13939200 | 5.3426 | 32.5862 | 34.0832
3873 | 13942800 | 5.3427 | 32.5888 | 34.0858
3874 | 13946400 | 5.3428 | 32.5914 | 34.0884
3875 | 13950000 | 5.3429 | 32.5941 | 34.091
3876 | 13953600 | 5.3431 | 32.5967 | 34.0937
3877 | 13957200 | 5.3432 | 32.5993 | 34.0963
3878 | 13960800 | 5.3433 | 32.6019 | 34.0989
3879 | 13964400 | 5.3434 | 32.6045 | 34.1015
3880 | 13968000 | 5.3435 | 32.6071 | 34.1042
3881 | 13971600 | 5.3436 | 32.6097 | 34.1068
3882 | 13975200 | 5.3438 | 32.6124 | 34.1094
3883 | 13978800 | 5.3439 | 32.615 | 34.112
3884 | 13982400 | 5.344 | 32.6176 | 34.1147
3885 | 13986000 | 5.3441 | 32.6202 | 34.1173
3886 | 13989600 | 5.3442 | 32.6228 | 34.1199
3887 | 13993200 | 5.3443 | 32.6254 | 34.1225
3888 | 13996800 | 5.3445 | 32.628 | 34.1251
3889 | 14000400 | 5.3446 | 32.6306 | 34.1278
3890 | 14004000 | 5.3447 | 32.6333 | 34.1304
3891 | 14007600 | 5.3448 | 32.6359 | 34.133
3892 | 14011200 | 5.3449 | 32.6385 | 34.1356
3893 | 14014800 | 5.345 | 32.6411 | 34.1382
3894 | 14018400 | 5.3451 | 32.6437 | 34.1409
3895 | 14022000 | 5.3453 | 32.6463 | 34.1435
3896 | 14025600 | 5.3454 | 32.6489 | 34.1461
3897 | 14029200 | 5.3455 | 32.6515 | 34.1487
3898 | 14032800 | 5.3456 | 32.6541 | 34.1513
3899 | 14036400 | 5.3457 | 32.6567 | 34.1539
3900 | 14040000 | 5.3458 | 32.6593 | 34.1566
3901 | 14043600 | 5.346 | 32.6619 | 34.1592
3902 | 14047200 | 5.3461 | 32.6646 | 34.1618
3903 | 14050800 | 5.3462 | 32.6672 | 34.1644
3904 | 14054400 | 5.3463 | 32.6698 | 34.167
3905 | 14058000 | 5.3464 | 32.6724 | 34.1696
3906 | 14061600 | 5.3465 | 32.675 | 34.1723
3907 | 14065200 | 5.3466 | 32.6776 | 34.1749
3908 | 14068800 | 5.3468 | 32.6802 | 34.1775
3909 | 14072400 | 5.3469 | 32.6828 | 34.1801
3910 | 14076000 | 5.347 | 32.6854 | 34.1827
3911 | 14079600 | 5.3471 | 32.688 | 34.1853
3912 | 14083200 | 5.3472 | 32.6906 | 34.1879
3913 | 14086800 | 5.3473 | 32.6932 | 34.1906
3914 | 14090400 | 5.3474 | 32.6958 | 34.1932
3915 | 14094000 | 5.3476 | 32.6984 | 34.1958
3916 | 14097600 | 5.3477 | 32.701 | 34.1984
3917 | 14101200 | 5.3478 | 32.7036 | 34.201
3918 | 14104800 | 5.3479 | 32.7062 | 34.2036
3919 | 14108400 | 5.348 | 32.7088 | 34.2062
3920 | 14112000 | 5.3481 | 32.7114 | 34.2088
3921 | 14115600 | 5.3483 | 32.714 | 34.2114
3922 | 14119200 | 5.3484 | 32.7166 | 34.214
3923 | 14122800 | 5.3485 | 32.7192 | 34.2167
3924 | 14126400 | 5.3486 | 32.7218 | 34.2193
3925 | 14130000 | 5.3487 | 32.7244 | 34.2219
3926 | 14133600 | 5.3488 | 32.727 | 34.2245
3927 | 14137200 | 5.3489 | 32.7296 | 34.2271
3928 | 14140800 | 5.3491 | 32.7322 | 34.2297
3929 | 14144400 | 5.3492 | 32.7348 | 34.2323
3930 | 14148000 | 5.3493 | 32.7374 | 34.2349
3931 | 14151600 | 5.3494 | 32.74 | 34.2375
3932 | 14155200 | 5.3495 | 32.7426 | 34.2401
3933 | 14158800 | 5.3496 | 32.7452 | 34.2427
3934 | 14162400 | 5.3497 | 32.7478 | 34.2453
3935 | 14166000 | 5.3498 | 32.7504 | 34.2479
3936 | 14169600 | 5.35 | 32.753 | 34.2506
3937 | 14173200 | 5.3501 | 32.7556 | 34.2532
3938 | 14176800 | 5.3502 | 32.7582 | 34.2558
3939 | 14180400 | 5.3503 | 32.7608 | 34.2584
3940 | 14184000 | 5.3504 | 32.7634 | 34.261
3941 | 14187600 | 5.3505 | 32.766 | 34.2636
3942 | 14191200 | 5.3506 | 32.7686 | 34.2662
3943 | 14194800 | 5.3508 | 32.7712 | 34.2688
3944 | 14198400 | 5.3509 | 32.7738 | 34.2714
3945 | 14202000 | 5.351 | 32.7763 | 34.274
3946 | 14205600 | 5.3511 | 32.7789 | 34.2766
3947 | 14209200 | 5.3512 | 32.7815 | 34.2792
3948 | 14212800 | 5.3513 | 32.7841 | 34.2818
3949 | 14216400 | 5.3514 | 32.7867 | 34.2844
3950 | 14220000 | 5.3516 | 32.7893 | 34.287
3951 | 14223600 | 5.3517 | 32.7919 | 34.2896
3952 | 14227200 | 5.3518 | 32.7945 | 34.2922
3953 | 14230800 | 5.3519 | 32.7971 | 34.2948
3954 | 14234400 | 5.352 | 32.7997 | 34.2974
3955 | 14238000 | 5.3521 | 32.8023 | 34.3
3956 | 14241600 | 5.3522 | 32.8049 | 34.3026
3957 | 14245200 | 5.3523 | 32.8074 | 34.3052
3958 | 14248800 | 5.3525 | 32.81 | 34.3078
3959 | 14252400 | 5.3526 | 32.8126 | 34.3104
3960 | 14256000 | 5.3527 | 32.8152 | 34.313
3961 | 14259600 | 5.3528 | 32.8178 | 34.3156
3962 | 14263200 | 5.3529 | 32.8204 | 34.3182
3963 | 14266800 | 5.353 | 32.823 | 34.3208
3964 | 14270400 | 5.3531 | 32.8256 | 34.3234
3965 | 14274000 | 5.3532 | 32.8282 | 34.326
3966 | 14277600 | 5.3534 | 32.8307 | 34.3286
3967 | 14281200 | 5.3535 | 32.8333 | 34.3312
3968 | 14284800 | 5.3536 | 32.8359 | 34.3338
3969 | 14288400 | 5.3537 | 32.8385 | 34.3364
3970 | 14292000 | 5.3538 | 32.8411 | 34.339
3971 | 14295600 | 5.3539 | 32.8437 | 34.3415
3972 | 14299200 | 5.354 | 32.8463 | 34.3441
3973 | 14302800 | 5.3541 | 32.8488 | 34.3467
3974 | 14306400 | 5.3543 | 32.8514 | 34.3493
3975 | 14310000 | 5.3544 | 32.854 | 34.3519
3976 | 14313600 | 5.3545 | 32.8566 | 34.3545
3977 | 14317200 | 5.3546 | 32.8592 | 34.3571
3978 | 14320800 | 5.3547 | 32.8618 | 34.3597
3979 | 14324400 | 5.3548 | 32.8643 | 34.3623
3980 | 14328000 | 5.3549 | 32.8669 | 34.3649
3981 | 14331600 | 5.355 | 32.8695 | 34.3675
3982 | 14335200 | 5.3552 | 32.8721 | 34.3701
3983 | 14338800 | 5.3553 | 32.8747 | 34.3727
3984 | 14342400 | 5.3554 | 32.8773 | 34.3752
3985 | 14346000 | 5.3555 | 32.8798 | 34.3778
3986 | 14349600 | 5.3556 | 32.8824 | 34.3804
3987 | 14353200 | 5.3557 | 32.885 | 34.383
3988 | 14356800 | 5.3558 | 32.8876 | 34.3856
3989 | 14360400 | 5.3559 | 32.8902 | 34.3882
3990 | 14364000 | 5.356 | 32.8927 | 34.3908
3991 | 14367600 | 5.3562 | 32.8953 | 34.3934
3992 | 14371200 | 5.3563 | 32.8979 | 34.396
3993 | 14374800 | 5.3564 | 32.9005 | 34.3985
3994 | 14378400 | 5.3565 | 32.903 | 34.4011
3995 | 14382000 | 5.3566 | 32.9056 | 34.4037
3996 | 14385600 | 5.3567 | 32.9082 | 34.4063
3997 | 14389200 | 5.3568 | 32.9108 | 34.4089
3998 | 14392800 | 5.3569 | 32.9134 | 34.4115
3999 | 14396400 | 5.3571 | 32.9159 | 34.4141
4000 | 14400000 | 5.3572 | 32.9185 | 34.4167
4001 | 14403600 | 5.3573 | 32.9211 | 34.4192
4002 | 14407200 | 5.3574 | 32.9237 | 34.4218
4003 | 14410800 | 5.3575 | 32.9262 | 34.4244
4004 | 14414400 | 5.3576 | 32.9288 | 34.427
4005 | 14418000 | 5.3577 | 32.9314 | 34.4296
4006 | 14421600 | 5.3578 | 32.934 | 34.4322
4007 | 14425200 | 5.3579 | 32.9365 | 34.4347
4008 | 14428800 | 5.3581 | 32.9391 | 34.4373
4009 | 14432400 | 5.3582 | 32.9417 | 34.4399
4010 | 14436000 | 5.3583 | 32.9443 | 34.4425
4011 | 14439600 | 5.3584 | 32.9468 | 34.4451
4012 | 14443200 | 5.3585 | 32.9494 | 34.4477
4013 | 14446800 | 5.3586 | 32.952 | 34.4502
4014 | 14450400 | 5.3587 | 32.9546 | 34.4528
4015 | 14454000 | 5.3588 | 32.9571 | 34.4554
4016 | 14457600 | 5.3589 | 32.9597 | 34.458
4017 | 14461200 | 5.359 | 32.9623 | 34.4606
4018 | 14464800 | 5.3592 | 32.9648 | 34.4631
4019 | 14468400 | 5.3593 | 32.9674 | 34.4657
4020 | 14472000 | 5.3594 | 32.97 | 34.4683
4021 | 14475600 | 5.3595 | 32.9726 | 34.4709
4022 | 14479200 | 5.3596 | 32.9751 | 34.4735
4023 | 14482800 | 5.3597 | 32.9777 | 34.476
4024 | 14486400 | 5.3598 | 32.9803 | 34.4786
4025 | 14490000 | 5.3599 | 32.9828 | 34.4812
4026 | 14493600 | 5.36 | 32.9854 | 34.4838
4027 | 14497200 | 5.3601 | 32.988 | 34.4863
4028 | 14500800 | 5.3603 | 32.9905 | 34.4889
4029 | 14504400 | 5.3604 | 32.9931 | 34.4915
4030 | 14508000 | 5.3605 | 32.9957 | 34.4941
4031 | 14511600 | 5.3606 | 32.9982 | 34.4967
4032 | 14515200 | 5.3607 | 33.0008 | 34.4992
4033 | 14518800 | 5.3608 | 33.0034 | 34.5018
4034 | 14522400 | 5.3609 | 33.0059 | 34.5044
4035 | 14526000 | 5.361 | 33.0085 | 34.507
4036 | 14529600 | 5.3611 | 33.0111 | 34.5095
4037 | 14533200 | 5.3612 | 33.0136 | 34.5121
4038 | 14536800 | 5.3614 | 33.0162 | 34.5147
4039 | 14540400 | 5.3615 | 33.0188 | 34.5173
4040 | 14544000 | 5.3616 | 33.0213 | 34.5198
4041 | 14547600 | 5.3617 | 33.0239 | 34.5224
4042 | 14551200 | 5.3618 | 33.0265 | 34.525
4043 | 14554800 | 5.3619 | 33.029 | 34.5275
4044 | 14558400 | 5.362 | 33.0316 | 34.5301
4045 | 14562000 | 5.3621 | 33.0341 | 34.5327
4046 | 14565600 | 5.3622 | 33.0367 | 34.5353
4047 | 14569200 | 5.3623 | 33.0393 | 34.5378
4048 | 14572800 | 5.3625 | 33.0418 | 34.5404
4049 | 14576400 | 5.3626 | 33.0444 | 34.543
4050 | 14580000 | 5.3627 | 33.047 | 34.5455
4051 | 14583600 | 5.3628 | 33.0495 | 34.5481
4052 | 14587200 | 5.3629 | 33.0521 | 34.5507
4053 | 14590800 | 5.363 | 33.0546 | 34.5533
4054 | 14594400 | 5.3631 | 33.0572 | 34.5558
4055 | 14598000 | 5.3632 | 33.0598 | 34.5584
4056 | 14601600 | 5.3633 | 33.0623 | 34.561
4057 | 14605200 | 5.3634 | 33.0649 | 34.5635
4058 | 14608800 | 5.3635 | 33.0674 | 34.5661
4059 | 14612400 | 5.3637 | 33.07 | 34.5687
4060 | 14616000 | 5.3638 | 33.0726 | 34.5712
4061 | 14619600 | 5.3639 | 33.0751 | 34.5738
4062 | 14623200 | 5.364 | 33.0777 | 34.5764
4063 | 14626800 | 5.3641 | 33.0802 | 34.5789
4064 | 14630400 | 5.3642 | 33.0828 | 34.5815
4065 | 14634000 | 5.3643 | 33.0853 | 34.5841
4066 | 14637600 | 5.3644 | 33.0879 | 34.5866
4067 | 14641200 | 5.3645 | 33.0905 | 34.5892
4068 | 14644800 | 5.3646 | 33.093 | 34.5918
4069 | 14648400 | 5.3647 | 33.0956 | 34.5943
4070 | 14652000 | 5.3648 | 33.0981 | 34.5969
4071 | 14655600 | 5.365 | 33.1007 | 34.5995
4072 | 14659200 | 5.3651 | 33.1032 | 34.602
4073 | 14662800 | 5.3652 | 33.1058 | 34.6046
4074 | 14666400 | 5.3653 | 33.1083 | 34.6071
4075 | 14670000 | 5.3654 | 33.1109 | 34.6097
4076 | 14673600 | 5.3655 | 33.1135 | 34.6123
4077 | 14677200 | 5.3656 | 33.116 | 34.6148
4078 | 14680800 | 5.3657 | 33.1186 | 34.6174
4079 | 14684400 | 5.3658 | 33.1211 | 34.62
4080 | 14688000 | 5.3659 | 33.1237 | 34.6225
4081 | 14691600 | 5.366 | 33.1262 | 34.6251
4082 | 14695200 | 5.3661 | 33.1288 | 34.6276
4083 | 14698800 | 5.3663 | 33.1313 | 34.6302
4084 | 14702400 | 5.3664 | 33.1339 | 34.6328
4085 | 14706000 | 5.3665 | 33.1364 | 34.6353
4086 | 14709600 | 5.3666 | 33.139 | 34.6379
4087 | 14713200 | 5.3667 | 33.1415 | 34.6404
4088 | 14716800 | 5.3668 | 33.1441 | 34.643
4089 | 14720400 | 5.3669 | 33.1466 | 34.6456
4090 | 14724000 | 5.367 | 33.1492 | 34.6481
4091 | 14727600 | 5.3671 | 33.1517 | 34.6507
4092 | 14731200 | 5.3672 | 33.1543 | 34.6532
4093 | 14734800 | 5.3673 | 33.1568 | 34.6558
4094 | 14738400 | 5.3674 | 33.1594 | 34.6583
4095 | 14742000 | 5.3675 | 33.1619 | 34.6609
4096 | 14745600 | 5.3677 | 33.1645 | 34.6635
4097 | 14749200 | 5.3678 | 33.167 | 34.666
4098 | 14752800 | 5.3679 | 33.1696 | 34.6686
4099 | 14756400 | 5.368 | 33.1721 | 34.6711
4100 | 14760000 | 5.3681 | 33.1747 | 34.6737
4101 | 14763600 | 5.3682 | 33.1772 | 34.6762
4102 | 14767200 | 5.3683 | 33.1798 | 34.6788
4103 | 14770800 | 5.3684 | 33.1823 | 34.6814
4104 | 14774400 | 5.3685 | 33.1848 | 34.6839
4105 | 14778000 | 5.3686 | 33.1874 | 34.6865
4106 | 14781600 | 5.3687 | 33.1899 | 34.689
4107 | 14785200 | 5.3688 | 33.1925 | 34.6916
4108 | 14788800 | 5.3689 | 33.195 | 34.6941
4109 | 14792400 | 5.369 | 33.1976 | 34.6967
4110 | 14796000 | 5.3692 | 33.2001 | 34.6992
4111 | 14799600 | 5.3693 | 33.2027 | 34.7018
4112 | 14803200 | 5.3694 | 33.2052 | 34.7043
4113 | 14806800 | 5.3695 | 33.2077 | 34.7069
4114 | 14810400 | 5.3696 | 33.2103 | 34.7094
4115 | 14814000 | 5.3697 | 33.2128 | 34.712
4116 | 14817600 | 5.3698 | 33.2154 | 34.7145
4117 | 14821200 | 5.3699 | 33.2179 | 34.7171
4118 | 14824800 | 5.37 | 33.2205 | 34.7196
4119 | 14828400 | 5.3701 | 33.223 | 34.7222
4120 | 14832000 | 5.3702 | 33.2255 | 34.7247
4121 | 14835600 | 5.3703 | 33.2281 | 34.7273
4122 | 14839200 | 5.3704 | 33.2306 | 34.7298
4123 | 14842800 | 5.3705 | 33.2332 | 34.7324
4124 | 14846400 | 5.3706 | 33.2357 | 34.7349
4125 | 14850000 | 5.3708 | 33.2382 | 34.7375
4126 | 14853600 | 5.3709 | 33.2408 | 34.74
4127 | 14857200 | 5.371 | 33.2433 | 34.7426
4128 | 14860800 | 5.3711 | 33.2459 | 34.7451
4129 | 14864400 | 5.3712 | 33.2484 | 34.7477
4130 | 14868000 | 5.3713 | 33.2509 | 34.7502
4131 | 14871600 | 5.3714 | 33.2535 | 34.7528
4132 | 14875200 | 5.3715 | 33.256 | 34.7553
4133 | 14878800 | 5.3716 | 33.2585 | 34.7579
4134 | 14882400 | 5.3717 | 33.2611 | 34.7604
4135 | 14886000 | 5.3718 | 33.2636 | 34.7629
4136 | 14889600 | 5.3719 | 33.2662 | 34.7655
4137 | 14893200 | 5.372 | 33.2687 | 34.768
4138 | 14896800 | 5.3721 | 33.2712 | 34.7706
4139 | 14900400 | 5.3722 | 33.2738 | 34.7731
4140 | 14904000 | 5.3723 | 33.2763 | 34.7757
4141 | 14907600 | 5.3725 | 33.2788 | 34.7782
4142 | 14911200 | 5.3726 | 33.2814 | 34.7808
4143 | 14914800 | 5.3727 | 33.2839 | 34.7833
4144 | 14918400 | 5.3728 | 33.2864 | 34.7858
4145 | 14922000 | 5.3729 | 33.289 | 34.7884
4146 | 14925600 | 5.373 | 33.2915 | 34.7909
4147 | 14929200 | 5.3731 | 33.294 | 34.7935
4148 | 14932800 | 5.3732 | 33.2966 | 34.796
4149 | 14936400 | 5.3733 | 33.2991 | 34.7986
4150 | 14940000 | 5.3734 | 33.3016 | 34.8011
4151 | 14943600 | 5.3735 | 33.3042 | 34.8036
4152 | 14947200 | 5.3736 | 33.3067 | 34.8062
4153 | 14950800 | 5.3737 | 33.3092 | 34.8087
4154 | 14954400 | 5.3738 | 33.3118 | 34.8113
4155 | 14958000 | 5.3739 | 33.3143 | 34.8138
4156 | 14961600 | 5.374 | 33.3168 | 34.8163
4157 | 14965200 | 5.3741 | 33.3194 | 34.8189
4158 | 14968800 | 5.3742 | 33.3219 | 34.8214
4159 | 14972400 | 5.3744 | 33.3244 | 34.8239
4160 | 14976000 | 5.3745 | 33.3269 | 34.8265
4161 | 14979600 | 5.3746 | 33.3295 | 34.829
4162 | 14983200 | 5.3747 | 33.332 | 34.8316
4163 | 14986800 | 5.3748 | 33.3345 | 34.8341
4164 | 14990400 | 5.3749 | 33.3371 | 34.8366
4165 | 14994000 | 5.375 | 33.3396 | 34.8392
4166 | 14997600 | 5.3751 | 33.3421 | 34.8417
4167 | 15001200 | 5.3752 | 33.3446 | 34.8442
4168 | 15004800 | 5.3753 | 33.3472 | 34.8468
4169 | 15008400 | 5.3754 | 33.3497 | 34.8493
4170 | 15012000 | 5.3755 | 33.3522 | 34.8519
4171 | 15015600 | 5.3756 | 33.3548 | 34.8544
4172 | 15019200 | 5.3757 | 33.3573 | 34.8569
4173 | 15022800 | 5.3758 | 33.3598 | 34.8595
4174 | 15026400 | 5.3759 | 33.3623 | 34.862
4175 | 15030000 | 5.376 | 33.3649 | 34.8645
4176 | 15033600 | 5.3761 | 33.3674 | 34.8671
4177 | 15037200 | 5.3762 | 33.3699 | 34.8696
4178 | 15040800 | 5.3763 | 33.3724 | 34.8721
4179 | 15044400 | 5.3764 | 33.375 | 34.8747
4180 | 15048000 | 5.3766 | 33.3775 | 34.8772
4181 | 15051600 | 5.3767 | 33.38 | 34.8797
4182 | 15055200 | 5.3768 | 33.3825 | 34.8823
4183 | 15058800 | 5.3769 | 33.385 | 34.8848
4184 | 15062400 | 5.377 | 33.3876 | 34.8873
4185 | 15066000 | 5.3771 | 33.3901 | 34.8898
4186 | 15069600 | 5.3772 | 33.3926 | 34.8924
4187 | 15073200 | 5.3773 | 33.3951 | 34.8949
4188 | 15076800 | 5.3774 | 33.3977 | 34.8974
4189 | 15080400 | 5.3775 | 33.4002 | 34.9
4190 | 15084000 | 5.3776 | 33.4027 | 34.9025
4191 | 15087600 | 5.3777 | 33.4052 | 34.905
4192 | 15091200 | 5.3778 | 33.4077 | 34.9076
4193 | 15094800 | 5.3779 | 33.4103 | 34.9101
4194 | 15098400 | 5.378 | 33.4128 | 34.9126
4195 | 15102000 | 5.3781 | 33.4153 | 34.9151
4196 | 15105600 | 5.3782 | 33.4178 | 34.9177
4197 | 15109200 | 5.3783 | 33.4203 | 34.9202
4198 | 15112800 | 5.3784 | 33.4229 | 34.9227
4199 | 15116400 | 5.3785 | 33.4254 | 34.9252
4200 | 15120000 | 5.3786 | 33.4279 | 34.9278
4201 | 15123600 | 5.3787 | 33.4304 | 34.9303
4202 | 15127200 | 5.3788 | 33.4329 | 34.9328
4203 | 15130800 | 5.3789 | 33.4354 | 34.9354
4204 | 15134400 | 5.379 | 33.438 | 34.9379
4205 | 15138000 | 5.3791 | 33.4405 | 34.9404
4206 | 15141600 | 5.3793 | 33.443 | 34.9429
4207 | 15145200 | 5.3794 | 33.4455 | 34.9455
4208 | 15148800 | 5.3795 | 33.448 | 34.948
4209 | 15152400 | 5.3796 | 33.4505 | 34.9505
4210 | 15156000 | 5.3797 | 33.4531 | 34.953
4211 | 15159600 | 5.3798 | 33.4556 | 34.9555
4212 | 15163200 | 5.3799 | 33.4581 | 34.9581
4213 | 15166800 | 5.38 | 33.4606 | 34.9606
4214 | 15170400 | 5.3801 | 33.4631 | 34.9631
4215 | 15174000 | 5.3802 | 33.4656 | 34.9656
4216 | 15177600 | 5.3803 | 33.4681 | 34.9682
4217 | 15181200 | 5.3804 | 33.4707 | 34.9707
4218 | 15184800 | 5.3805 | 33.4732 | 34.9732
4219 | 15188400 | 5.3806 | 33.4757 | 34.9757
4220 | 15192000 | 5.3807 | 33.4782 | 34.9782
4221 | 15195600 | 5.3808 | 33.4807 | 34.9808
4222 | 15199200 | 5.3809 | 33.4832 | 34.9833
4223 | 15202800 | 5.381 | 33.4857 | 34.9858
4224 | 15206400 | 5.3811 | 33.4882 | 34.9883
4225 | 15210000 | 5.3812 | 33.4908 | 34.9908
4226 | 15213600 | 5.3813 | 33.4933 | 34.9934
4227 | 15217200 | 5.3814 | 33.4958 | 34.9959
4228 | 15220800 | 5.3815 | 33.4983 | 34.9984
4229 | 15224400 | 5.3816 | 33.5008 | 35.0009
4230 | 15228000 | 5.3817 | 33.5033 | 35.0034
4231 | 15231600 | 5.3818 | 33.5058 | 35.006
4232 | 15235200 | 5.3819 | 33.5083 | 35.0085
4233 | 15238800 | 5.382 | 33.5108 | 35.011
4234 | 15242400 | 5.3821 | 33.5133 | 35.0135
4235 | 15246000 | 5.3822 | 33.5159 | 35.016
4236 | 15249600 | 5.3823 | 33.5184 | 35.0185
4237 | 15253200 | 5.3824 | 33.5209 | 35.0211
4238 | 15256800 | 5.3825 | 33.5234 | 35.0236
4239 | 15260400 | 5.3826 | 33.5259 | 35.0261
4240 | 15264000 | 5.3827 | 33.5284 | 35.0286
4241 | 15267600 | 5.3829 | 33.5309 | 35.0311
4242 | 15271200 | 5.383 | 33.5334 | 35.0336
4243 | 15274800 | 5.3831 | 33.5359 | 35.0361
4244 | 15278400 | 5.3832 | 33.5384 | 35.0387
4245 | 15282000 | 5.3833 | 33.5409 | 35.0412
4246 | 15285600 | 5.3834 | 33.5434 | 35.0437
4247 | 15289200 | 5.3835 | 33.5459 | 35.0462
4248 | 15292800 | 5.3836 | 33.5484 | 35.0487
4249 | 15296400 | 5.3837 | 33.5509 | 35.0512
4250 | 15300000 | 5.3838 | 33.5534 | 35.0537
4251 | 15303600 | 5.3839 | 33.556 | 35.0563
4252 | 15307200 | 5.384 | 33.5585 | 35.0588
4253 | 15310800 | 5.3841 | 33.561 | 35.0613
4254 | 15314400 | 5.3842 | 33.5635 | 35.0638
4255 | 15318000 | 5.3843 | 33.566 | 35.0663
4256 | 15321600 | 5.3844 | 33.5685 | 35.0688
4257 | 15325200 | 5.3845 | 33.571 | 35.0713
4258 | 15328800 | 5.3846 | 33.5735 | 35.0738
4259 | 15332400 | 5.3847 | 33.576 | 35.0763
4260 | 15336000 | 5.3848 | 33.5785 | 35.0789
4261 | 15339600 | 5.3849 | 33.581 | 35.0814
4262 | 15343200 | 5.385 | 33.5835 | 35.0839
4263 | 15346800 | 5.3851 | 33.586 | 35.0864
4264 | 15350400 | 5.3852 | 33.5885 | 35.0889
4265 | 15354000 | 5.3853 | 33.591 | 35.0914
4266 | 15357600 | 5.3854 | 33.5935 | 35.0939
4267 | 15361200 | 5.3855 | 33.596 | 35.0964
4268 | 15364800 | 5.3856 | 33.5985 | 35.0989
4269 | 15368400 | 5.3857 | 33.601 | 35.1014
4270 | 15372000 | 5.3858 | 33.6035 | 35.1039
4271 | 15375600 | 5.3859 | 33.606 | 35.1064
4272 | 15379200 | 5.386 | 33.6085 | 35.1089
4273 | 15382800 | 5.3861 | 33.611 | 35.1115
4274 | 15386400 | 5.3862 | 33.6135 | 35.114
4275 | 15390000 | 5.3863 | 33.616 | 35.1165
4276 | 15393600 | 5.3864 | 33.6185 | 35.119
4277 | 15397200 | 5.3865 | 33.621 | 35.1215
4278 | 15400800 | 5.3866 | 33.6235 | 35.124
4279 | 15404400 | 5.3867 | 33.626 | 35.1265
4280 | 15408000 | 5.3868 | 33.6284 | 35.129
4281 | 15411600 | 5.3869 | 33.6309 | 35.1315
4282 | 15415200 | 5.387 | 33.6334 | 35.134
4283 | 15418800 | 5.3871 | 33.6359 | 35.1365
4284 | 15422400 | 5.3872 | 33.6384 | 35.139
4285 | 15426000 | 5.3873 | 33.6409 | 35.1415
4286 | 15429600 | 5.3874 | 33.6434 | 35.144
4287 | 15433200 | 5.3875 | 33.6459 | 35.1465
4288 | 15436800 | 5.3876 | 33.6484 | 35.149
4289 | 15440400 | 5.3877 | 33.6509 | 35.1515
4290 | 15444000 | 5.3878 | 33.6534 | 35.154
4291 | 15447600 | 5.3879 | 33.6559 | 35.1565
4292 | 15451200 | 5.388 | 33.6584 | 35.159
4293 | 15454800 | 5.3881 | 33.6609 | 35.1615
4294 | 15458400 | 5.3882 | 33.6634 | 35.164
4295 | 15462000 | 5.3883 | 33.6659 | 35.1665
4296 | 15465600 | 5.3884 | 33.6683 | 35.169
4297 | 15469200 | 5.3885 | 33.6708 | 35.1715
4298 | 15472800 | 5.3886 | 33.6733 | 35.174
4299 | 15476400 | 5.3887 | 33.6758 | 35.1765
4300 | 15480000 | 5.3888 | 33.6783 | 35.179
4301 | 15483600 | 5.3889 | 33.6808 | 35.1815
4302 | 15487200 | 5.389 | 33.6833 | 35.184
4303 | 15490800 | 5.3891 | 33.6858 | 35.1865
4304 | 15494400 | 5.3892 | 33.6883 | 35.189
4305 | 15498000 | 5.3893 | 33.6908 | 35.1915
4306 | 15501600 | 5.3894 | 33.6932 | 35.194
4307 | 15505200 | 5.3895 | 33.6957 | 35.1965
4308 | 15508800 | 5.3896 | 33.6982 | 35.199
4309 | 15512400 | 5.3897 | 33.7007 | 35.2015
4310 | 15516000 | 5.3898 | 33.7032 | 35.204
4311 | 15519600 | 5.3899 | 33.7057 | 35.2065
4312 | 15523200 | 5.39 | 33.7082 | 35.209
4313 | 15526800 | 5.3901 | 33.7107 | 35.2115
4314 | 15530400 | 5.3902 | 33.7131 | 35.214
4315 | 15534000 | 5.3903 | 33.7156 | 35.2165
4316 | 15537600 | 5.3904 | 33.7181 | 35.219
4317 | 15541200 | 5.3905 | 33.7206 | 35.2214
4318 | 15544800 | 5.3906 | 33.7231 | 35.2239
4319 | 15548400 | 5.3907 | 33.7256 | 35.2264
4320 | 15552000 | 5.3908 | 33.7281 | 35.2289
4321 | 15555600 | 5.3909 | 33.7305 | 35.2314
4322 | 15559200 | 5.391 | 33.733 | 35.2339
4323 | 15562800 | 5.3911 | 33.7355 | 35.2364
4324 | 15566400 | 5.3912 | 33.738 | 35.2389
4325 | 15570000 | 5.3913 | 33.7405 | 35.2414
4326 | 15573600 | 5.3914 | 33.743 | 35.2439
4327 | 15577200 | 5.3915 | 33.7454 | 35.2464
4328 | 15580800 | 5.3916 | 33.7479 | 35.2489
4329 | 15584400 | 5.3917 | 33.7504 | 35.2513
4330 | 15588000 | 5.3918 | 33.7529 | 35.2538
4331 | 15591600 | 5.3919 | 33.7554 | 35.2563
4332 | 15595200 | 5.392 | 33.7579 | 35.2588
4333 | 15598800 | 5.3921 | 33.7603 | 35.2613
4334 | 15602400 | 5.3922 | 33.7628 | 35.2638
4335 | 15606000 | 5.3923 | 33.7653 | 35.2663
4336 | 15609600 | 5.3924 | 33.7678 | 35.2688
4337 | 15613200 | 5.3925 | 33.7703 | 35.2713
4338 | 15616800 | 5.3926 | 33.7727 | 35.2738
4339 | 15620400 | 5.3927 | 33.7752 | 35.2762
4340 | 15624000 | 5.3928 | 33.7777 | 35.2787
4341 | 15627600 | 5.3929 | 33.7802 | 35.2812
4342 | 15631200 | 5.393 | 33.7827 | 35.2837
4343 | 15634800 | 5.3931 | 33.7851 | 35.2862
4344 | 15638400 | 5.3932 | 33.7876 | 35.2887
4345 | 15642000 | 5.3933 | 33.7901 | 35.2912
4346 | 15645600 | 5.3934 | 33.7926 | 35.2936
4347 | 15649200 | 5.3935 | 33.7951 | 35.2961
4348 | 15652800 | 5.3936 | 33.7975 | 35.2986
4349 | 15656400 | 5.3937 | 33.8 | 35.3011
4350 | 15660000 | 5.3938 | 33.8025 | 35.3036
4351 | 15663600 | 5.3939 | 33.805 | 35.3061
4352 | 15667200 | 5.394 | 33.8074 | 35.3086
4353 | 15670800 | 5.3941 | 33.8099 | 35.311
4354 | 15674400 | 5.3942 | 33.8124 | 35.3135
4355 | 15678000 | 5.3943 | 33.8149 | 35.316
4356 | 15681600 | 5.3944 | 33.8173 | 35.3185
4357 | 15685200 | 5.3945 | 33.8198 | 35.321
4358 | 15688800 | 5.3946 | 33.8223 | 35.3235
4359 | 15692400 | 5.3947 | 33.8248 | 35.3259
4360 | 15696000 | 5.3948 | 33.8272 | 35.3284
4361 | 15699600 | 5.3949 | 33.8297 | 35.3309
4362 | 15703200 | 5.395 | 33.8322 | 35.3334
4363 | 15706800 | 5.3951 | 33.8347 | 35.3359
4364 | 15710400 | 5.3952 | 33.8371 | 35.3383
4365 | 15714000 | 5.3953 | 33.8396 | 35.3408
4366 | 15717600 | 5.3954 | 33.8421 | 35.3433
4367 | 15721200 | 5.3955 | 33.8446 | 35.3458
4368 | 15724800 | 5.3956 | 33.847 | 35.3483
4369 | 15728400 | 5.3957 | 33.8495 | 35.3508
4370 | 15732000 | 5.3958 | 33.852 | 35.3532
4371 | 15735600 | 5.3959 | 33.8544 | 35.3557
4372 | 15739200 | 5.3959 | 33.8569 | 35.3582
4373 | 15742800 | 5.396 | 33.8594 | 35.3607
4374 | 15746400 | 5.3961 | 33.8618 | 35.3631
4375 | 15750000 | 5.3962 | 33.8643 | 35.3656
4376 | 15753600 | 5.3963 | 33.8668 | 35.3681
4377 | 15757200 | 5.3964 | 33.8693 | 35.3706
4378 | 15760800 | 5.3965 | 33.8717 | 35.3731
4379 | 15764400 | 5.3966 | 33.8742 | 35.3755
4380 | 15768000 | 5.3967 | 33.8767 | 35.378
4381 | 15771600 | 5.3968 | 33.8791 | 35.3805
4382 | 15775200 | 5.3969 | 33.8816 | 35.383
4383 | 15778800 | 5.397 | 33.8841 | 35.3854
4384 | 15782400 | 5.3971 | 33.8865 | 35.3879
4385 | 15786000 | 5.3972 | 33.889 | 35.3904
4386 | 15789600 | 5.3973 | 33.8915 | 35.3929
4387 | 15793200 | 5.3974 | 33.8939 | 35.3953
4388 | 15796800 | 5.3975 | 33.8964 | 35.3978
4389 | 15800400 | 5.3976 | 33.8989 | 35.4003
4390 | 15804000 | 5.3977 | 33.9013 | 35.4028
4391 | 15807600 | 5.3978 | 33.9038 | 35.4052
4392 | 15811200 | 5.3979 | 33.9063 | 35.4077
4393 | 15814800 | 5.398 | 33.9087 | 35.4102
4394 | 15818400 | 5.3981 | 33.9112 | 35.4127
4395 | 15822000 | 5.3982 | 33.9137 | 35.4151
4396 | 15825600 | 5.3983 | 33.9161 | 35.4176
4397 | 15829200 | 5.3984 | 33.9186 | 35.4201
4398 | 15832800 | 5.3985 | 33.9211 | 35.4225
4399 | 15836400 | 5.3986 | 33.9235 | 35.425
4400 | 15840000 | 5.3987 | 33.926 | 35.4275
4401 | 15843600 | 5.3988 | 33.9285 | 35.43
4402 | 15847200 | 5.3989 | 33.9309 | 35.4324
4403 | 15850800 | 5.399 | 33.9334 | 35.4349
4404 | 15854400 | 5.3991 | 33.9358 | 35.4374
4405 | 15858000 | 5.3992 | 33.9383 | 35.4398
4406 | 15861600 | 5.3993 | 33.9408 | 35.4423
4407 | 15865200 | 5.3994 | 33.9432 | 35.4448
4408 | 15868800 | 5.3994 | 33.9457 | 35.4473
4409 | 15872400 | 5.3995 | 33.9481 | 35.4497
4410 | 15876000 | 5.3996 | 33.9506 | 35.4522
4411 | 15879600 | 5.3997 | 33.9531 | 35.4547
4412 | 15883200 | 5.3998 | 33.9555 | 35.4571
4413 | 15886800 | 5.3999 | 33.958 | 35.4596
4414 | 15890400 | 5.4 | 33.9605 | 35.4621
4415 | 15894000 | 5.4001 | 33.9629 | 35.4645
4416 | 15897600 | 5.4002 | 33.9654 | 35.467
4417 | 15901200 | 5.4003 | 33.9678 | 35.4695
4418 | 15904800 | 5.4004 | 33.9703 | 35.4719
4419 | 15908400 | 5.4005 | 33.9727 | 35.4744
4420 | 15912000 | 5.4006 | 33.9752 | 35.4769
4421 | 15915600 | 5.4007 | 33.9777 | 35.4793
4422 | 15919200 | 5.4008 | 33.9801 | 35.4818
4423 | 15922800 | 5.4009 | 33.9826 | 35.4843
4424 | 15926400 | 5.401 | 33.985 | 35.4867
4425 | 15930000 | 5.4011 | 33.9875 | 35.4892
4426 | 15933600 | 5.4012 | 33.9899 | 35.4917
4427 | 15937200 | 5.4013 | 33.9924 | 35.4941
4428 | 15940800 | 5.4014 | 33.9949 | 35.4966
4429 | 15944400 | 5.4015 | 33.9973 | 35.499
4430 | 15948000 | 5.4016 | 33.9998 | 35.5015
4431 | 15951600 | 5.4017 | 34.0022 | 35.504
4432 | 15955200 | 5.4018 | 34.0047 | 35.5064
4433 | 15958800 | 5.4019 | 34.0071 | 35.5089
4434 | 15962400 | 5.402 | 34.0096 | 35.5114
4435 | 15966000 | 5.402 | 34.012 | 35.5138
4436 | 15969600 | 5.4021 | 34.0145 | 35.5163
4437 | 15973200 | 5.4022 | 34.017 | 35.5187
4438 | 15976800 | 5.4023 | 34.0194 | 35.5212
4439 | 15980400 | 5.4024 | 34.0219 | 35.5237
4440 | 15984000 | 5.4025 | 34.0243 | 35.5261
4441 | 15987600 | 5.4026 | 34.0268 | 35.5286
4442 | 15991200 | 5.4027 | 34.0292 | 35.5311
4443 | 15994800 | 5.4028 | 34.0317 | 35.5335
4444 | 15998400 | 5.4029 | 34.0341 | 35.536
4445 | 16002000 | 5.403 | 34.0366 | 35.5384
4446 | 16005600 | 5.4031 | 34.039 | 35.5409
4447 | 16009200 | 5.4032 | 34.0415 | 35.5433
4448 | 16012800 | 5.4033 | 34.0439 | 35.5458
4449 | 16016400 | 5.4034 | 34.0464 | 35.5483
4450 | 16020000 | 5.4035 | 34.0488 | 35.5507
4451 | 16023600 | 5.4036 | 34.0513 | 35.5532
4452 | 16027200 | 5.4037 | 34.0537 | 35.5556
4453 | 16030800 | 5.4038 | 34.0562 | 35.5581
4454 | 16034400 | 5.4039 | 34.0586 | 35.5606
4455 | 16038000 | 5.404 | 34.0611 | 35.563
4456 | 16041600 | 5.4041 | 34.0635 | 35.5655
4457 | 16045200 | 5.4041 | 34.066 | 35.5679
4458 | 16048800 | 5.4042 | 34.0684 | 35.5704
4459 | 16052400 | 5.4043 | 34.0709 | 35.5728
4460 | 16056000 | 5.4044 | 34.0733 | 35.5753
4461 | 16059600 | 5.4045 | 34.0758 | 35.5777
4462 | 16063200 | 5.4046 | 34.0782 | 35.5802
4463 | 16066800 | 5.4047 | 34.0807 | 35.5827
4464 | 16070400 | 5.4048 | 34.0831 | 35.5851
4465 | 16074000 | 5.4049 | 34.0856 | 35.5876
4466 | 16077600 | 5.405 | 34.088 | 35.59
4467 | 16081200 | 5.4051 | 34.0905 | 35.5925
4468 | 16084800 | 5.4052 | 34.0929 | 35.5949
4469 | 16088400 | 5.4053 | 34.0953 | 35.5974
4470 | 16092000 | 5.4054 | 34.0978 | 35.5998
4471 | 16095600 | 5.4055 | 34.1002 | 35.6023
4472 | 16099200 | 5.4056 | 34.1027 | 35.6047
4473 | 16102800 | 5.4057 | 34.1051 | 35.6072
4474 | 16106400 | 5.4058 | 34.1076 | 35.6096
4475 | 16110000 | 5.4059 | 34.11 | 35.6121
4476 | 16113600 | 5.4059 | 34.1125 | 35.6145
4477 | 16117200 | 5.406 | 34.1149 | 35.617
4478 | 16120800 | 5.4061 | 34.1173 | 35.6194
4479 | 16124400 | 5.4062 | 34.1198 | 35.6219
4480 | 16128000 | 5.4063 | 34.1222 | 35.6243
4481 | 16131600 | 5.4064 | 34.1247 | 35.6268
4482 | 16135200 | 5.4065 | 34.1271 | 35.6292
4483 | 16138800 | 5.4066 | 34.1296 | 35.6317
4484 | 16142400 | 5.4067 | 34.132 | 35.6341
4485 | 16146000 | 5.4068 | 34.1344 | 35.6366
4486 | 16149600 | 5.4069 | 34.1369 | 35.639
4487 | 16153200 | 5.407 | 34.1393 | 35.6415
4488 | 16156800 | 5.4071 | 34.1418 | 35.6439
4489 | 16160400 | 5.4072 | 34.1442 | 35.6464
4490 | 16164000 | 5.4073 | 34.1466 | 35.6488
4491 | 16167600 | 5.4074 | 34.1491 | 35.6513
4492 | 16171200 | 5.4075 | 34.1515 | 35.6537
4493 | 16174800 | 5.4076 | 34.154 | 35.6562
4494 | 16178400 | 5.4076 | 34.1564 | 35.6586
4495 | 16182000 | 5.4077 | 34.1588 | 35.6611
4496 | 16185600 | 5.4078 | 34.1613 | 35.6635
4497 | 16189200 | 5.4079 | 34.1637 | 35.666
4498 | 16192800 | 5.408 | 34.1662 | 35.6684
4499 | 16196400 | 5.4081 | 34.1686 | 35.6709
4500 | 16200000 | 5.4082 | 34.171 | 35.6733
4501 | 16203600 | 5.4083 | 34.1735 | 35.6757
4502 | 16207200 | 5.4084 | 34.1759 | 35.6782
4503 | 16210800 | 5.4085 | 34.1783 | 35.6806
4504 | 16214400 | 5.4086 | 34.1808 | 35.6831
4505 | 16218000 | 5.4087 | 34.1832 | 35.6855
4506 | 16221600 | 5.4088 | 34.1856 | 35.688
4507 | 16225200 | 5.4089 | 34.1881 | 35.6904
4508 | 16228800 | 5.409 | 34.1905 | 35.6929
4509 | 16232400 | 5.4091 | 34.193 | 35.6953
4510 | 16236000 | 5.4091 | 34.1954 | 35.6977
4511 | 16239600 | 5.4092 | 34.1978 | 35.7002
4512 | 16243200 | 5.4093 | 34.2003 | 35.7026
4513 | 16246800 | 5.4094 | 34.2027 | 35.7051
4514 | 16250400 | 5.4095 | 34.2051 | 35.7075
4515 | 16254000 | 5.4096 | 34.2076 | 35.71
4516 | 16257600 | 5.4097 | 34.21 | 35.7124
4517 | 16261200 | 5.4098 | 34.2124 | 35.7148
4518 | 16264800 | 5.4099 | 34.2149 | 35.7173
4519 | 16268400 | 5.41 | 34.2173 | 35.7197
4520 | 16272000 | 5.4101 | 34.2197 | 35.7222
4521 | 16275600 | 5.4102 | 34.2222 | 35.7246
4522 | 16279200 | 5.4103 | 34.2246 | 35.727
4523 | 16282800 | 5.4104 | 34.227 | 35.7295
4524 | 16286400 | 5.4105 | 34.2295 | 35.7319
4525 | 16290000 | 5.4105 | 34.2319 | 35.7343
4526 | 16293600 | 5.4106 | 34.2343 | 35.7368
4527 | 16297200 | 5.4107 | 34.2367 | 35.7392
4528 | 16300800 | 5.4108 | 34.2392 | 35.7417
4529 | 16304400 | 5.4109 | 34.2416 | 35.7441
4530 | 16308000 | 5.411 | 34.244 | 35.7465
4531 | 16311600 | 5.4111 | 34.2465 | 35.749
4532 | 16315200 | 5.4112 | 34.2489 | 35.7514
4533 | 16318800 | 5.4113 | 34.2513 | 35.7539
4534 | 16322400 | 5.4114 | 34.2538 | 35.7563
4535 | 16326000 | 5.4115 | 34.2562 | 35.7587
4536 | 16329600 | 5.4116 | 34.2586 | 35.7612
4537 | 16333200 | 5.4117 | 34.261 | 35.7636
4538 | 16336800 | 5.4118 | 34.2635 | 35.766
4539 | 16340400 | 5.4118 | 34.2659 | 35.7685
4540 | 16344000 | 5.4119 | 34.2683 | 35.7709
4541 | 16347600 | 5.412 | 34.2708 | 35.7733
4542 | 16351200 | 5.4121 | 34.2732 | 35.7758
4543 | 16354800 | 5.4122 | 34.2756 | 35.7782
4544 | 16358400 | 5.4123 | 34.278 | 35.7806
4545 | 16362000 | 5.4124 | 34.2805 | 35.7831
4546 | 16365600 | 5.4125 | 34.2829 | 35.7855
4547 | 16369200 | 5.4126 | 34.2853 | 35.7879
4548 | 16372800 | 5.4127 | 34.2877 | 35.7904
4549 | 16376400 | 5.4128 | 34.2902 | 35.7928
4550 | 16380000 | 5.4129 | 34.2926 | 35.7952
4551 | 16383600 | 5.413 | 34.295 | 35.7977
4552 | 16387200 | 5.413 | 34.2974 | 35.8001
4553 | 16390800 | 5.4131 | 34.2999 | 35.8025
4554 | 16394400 | 5.4132 | 34.3023 | 35.805
4555 | 16398000 | 5.4133 | 34.3047 | 35.8074
4556 | 16401600 | 5.4134 | 34.3071 | 35.8098
4557 | 16405200 | 5.4135 | 34.3096 | 35.8123
4558 | 16408800 | 5.4136 | 34.312 | 35.8147
4559 | 16412400 | 5.4137 | 34.3144 | 35.8171
4560 | 16416000 | 5.4138 | 34.3168 | 35.8195
4561 | 16419600 | 5.4139 | 34.3192 | 35.822
4562 | 16423200 | 5.414 | 34.3217 | 35.8244
4563 | 16426800 | 5.4141 | 34.3241 | 35.8268
4564 | 16430400 | 5.4142 | 34.3265 | 35.8293
4565 | 16434000 | 5.4142 | 34.3289 | 35.8317
4566 | 16437600 | 5.4143 | 34.3313 | 35.8341
4567 | 16441200 | 5.4144 | 34.3338 | 35.8365
4568 | 16444800 | 5.4145 | 34.3362 | 35.839
4569 | 16448400 | 5.4146 | 34.3386 | 35.8414
4570 | 16452000 | 5.4147 | 34.341 | 35.8438
4571 | 16455600 | 5.4148 | 34.3434 | 35.8463
4572 | 16459200 | 5.4149 | 34.3459 | 35.8487
4573 | 16462800 | 5.415 | 34.3483 | 35.8511
4574 | 16466400 | 5.4151 | 34.3507 | 35.8535
4575 | 16470000 | 5.4152 | 34.3531 | 35.856
4576 | 16473600 | 5.4153 | 34.3555 | 35.8584
4577 | 16477200 | 5.4153 | 34.358 | 35.8608
4578 | 16480800 | 5.4154 | 34.3604 | 35.8632
4579 | 16484400 | 5.4155 | 34.3628 | 35.8657
4580 | 16488000 | 5.4156 | 34.3652 | 35.8681
4581 | 16491600 | 5.4157 | 34.3676 | 35.8705
4582 | 16495200 | 5.4158 | 34.37 | 35.8729
4583 | 16498800 | 5.4159 | 34.3725 | 35.8754
4584 | 16502400 | 5.416 | 34.3749 | 35.8778
4585 | 16506000 | 5.4161 | 34.3773 | 35.8802
4586 | 16509600 | 5.4162 | 34.3797 | 35.8826
4587 | 16513200 | 5.4163 | 34.3821 | 35.8851
4588 | 16516800 | 5.4163 | 34.3845 | 35.8875
4589 | 16520400 | 5.4164 | 34.387 | 35.8899
4590 | 16524000 | 5.4165 | 34.3894 | 35.8923
4591 | 16527600 | 5.4166 | 34.3918 | 35.8947
4592 | 16531200 | 5.4167 | 34.3942 | 35.8972
4593 | 16534800 | 5.4168 | 34.3966 | 35.8996
4594 | 16538400 | 5.4169 | 34.399 | 35.902
4595 | 16542000 | 5.417 | 34.4014 | 35.9044
4596 | 16545600 | 5.4171 | 34.4039 | 35.9069
4597 | 16549200 | 5.4172 | 34.4063 | 35.9093
4598 | 16552800 | 5.4173 | 34.4087 | 35.9117
4599 | 16556400 | 5.4174 | 34.4111 | 35.9141
4600 | 16560000 | 5.4174 | 34.4135 | 35.9165
4601 | 16563600 | 5.4175 | 34.4159 | 35.919
4602 | 16567200 | 5.4176 | 34.4183 | 35.9214
4603 | 16570800 | 5.4177 | 34.4207 | 35.9238
4604 | 16574400 | 5.4178 | 34.4232 | 35.9262
4605 | 16578000 | 5.4179 | 34.4256 | 35.9286
4606 | 16581600 | 5.418 | 34.428 | 35.931
4607 | 16585200 | 5.4181 | 34.4304 | 35.9335
4608 | 16588800 | 5.4182 | 34.4328 | 35.9359
4609 | 16592400 | 5.4183 | 34.4352 | 35.9383
4610 | 16596000 | 5.4183 | 34.4376 | 35.9407
4611 | 16599600 | 5.4184 | 34.44 | 35.9431
4612 | 16603200 | 5.4185 | 34.4424 | 35.9455
4613 | 16606800 | 5.4186 | 34.4448 | 35.948
4614 | 16610400 | 5.4187 | 34.4473 | 35.9504
4615 | 16614000 | 5.4188 | 34.4497 | 35.9528
4616 | 16617600 | 5.4189 | 34.4521 | 35.9552
4617 | 16621200 | 5.419 | 34.4545 | 35.9576
4618 | 16624800 | 5.4191 | 34.4569 | 35.96
4619 | 16628400 | 5.4192 | 34.4593 | 35.9625
4620 | 16632000 | 5.4193 | 34.4617 | 35.9649
4621 | 16635600 | 5.4193 | 34.4641 | 35.9673
4622 | 16639200 | 5.4194 | 34.4665 | 35.9697
4623 | 16642800 | 5.4195 | 34.4689 | 35.9721
4624 | 16646400 | 5.4196 | 34.4713 | 35.9745
4625 | 16650000 | 5.4197 | 34.4737 | 35.9769
4626 | 16653600 | 5.4198 | 34.4761 | 35.9794
4627 | 16657200 | 5.4199 | 34.4786 | 35.9818
4628 | 16660800 | 5.42 | 34.481 | 35.9842
4629 | 16664400 | 5.4201 | 34.4834 | 35.9866
4630 | 16668000 | 5.4202 | 34.4858 | 35.989
4631 | 16671600 | 5.4202 | 34.4882 | 35.9914
4632 | 16675200 | 5.4203 | 34.4906 | 35.9938
4633 | 16678800 | 5.4204 | 34.493 | 35.9962
4634 | 16682400 | 5.4205 | 34.4954 | 35.9987
4635 | 16686000 | 5.4206 | 34.4978 | 36.0011
4636 | 16689600 | 5.4207 | 34.5002 | 36.0035
4637 | 16693200 | 5.4208 | 34.5026 | 36.0059
4638 | 16696800 | 5.4209 | 34.505 | 36.0083
4639 | 16700400 | 5.421 | 34.5074 | 36.0107
4640 | 16704000 | 5.4211 | 34.5098 | 36.0131
4641 | 16707600 | 5.4211 | 34.5122 | 36.0155
4642 | 16711200 | 5.4212 | 34.5146 | 36.0179
4643 | 16714800 | 5.4213 | 34.517 | 36.0203
4644 | 16718400 | 5.4214 | 34.5194 | 36.0228
4645 | 16722000 | 5.4215 | 34.5218 | 36.0252
4646 | 16725600 | 5.4216 | 34.5242 | 36.0276
4647 | 16729200 | 5.4217 | 34.5266 | 36.03
4648 | 16732800 | 5.4218 | 34.529 | 36.0324
4649 | 16736400 | 5.4219 | 34.5314 | 36.0348
4650 | 16740000 | 5.422 | 34.5338 | 36.0372
4651 | 16743600 | 5.422 | 34.5362 | 36.0396
4652 | 16747200 | 5.4221 | 34.5386 | 36.042
4653 | 16750800 | 5.4222 | 34.541 | 36.0444
4654 | 16754400 | 5.4223 | 34.5434 | 36.0468
4655 | 16758000 | 5.4224 | 34.5458 | 36.0492
4656 | 16761600 | 5.4225 | 34.5482 | 36.0516
4657 | 16765200 | 5.4226 | 34.5506 | 36.054
4658 | 16768800 | 5.4227 | 34.553 | 36.0565
4659 | 16772400 | 5.4228 | 34.5554 | 36.0589
4660 | 16776000 | 5.4228 | 34.5578 | 36.0613
4661 | 16779600 | 5.4229 | 34.5602 | 36.0637
4662 | 16783200 | 5.423 | 34.5626 | 36.0661
4663 | 16786800 | 5.4231 | 34.565 | 36.0685
4664 | 16790400 | 5.4232 | 34.5674 | 36.0709
4665 | 16794000 | 5.4233 | 34.5698 | 36.0733
4666 | 16797600 | 5.4234 | 34.5722 | 36.0757
4667 | 16801200 | 5.4235 | 34.5746 | 36.0781
4668 | 16804800 | 5.4236 | 34.577 | 36.0805
4669 | 16808400 | 5.4236 | 34.5794 | 36.0829
4670 | 16812000 | 5.4237 | 34.5818 | 36.0853
4671 | 16815600 | 5.4238 | 34.5842 | 36.0877
4672 | 16819200 | 5.4239 | 34.5866 | 36.0901
4673 | 16822800 | 5.424 | 34.5889 | 36.0925
4674 | 16826400 | 5.4241 | 34.5913 | 36.0949
4675 | 16830000 | 5.4242 | 34.5937 | 36.0973
4676 | 16833600 | 5.4243 | 34.5961 | 36.0997
4677 | 16837200 | 5.4244 | 34.5985 | 36.1021
4678 | 16840800 | 5.4244 | 34.6009 | 36.1045
4679 | 16844400 | 5.4245 | 34.6033 | 36.1069
4680 | 16848000 | 5.4246 | 34.6057 | 36.1093
4681 | 16851600 | 5.4247 | 34.6081 | 36.1117
4682 | 16855200 | 5.4248 | 34.6105 | 36.1141
4683 | 16858800 | 5.4249 | 34.6129 | 36.1165
4684 | 16862400 | 5.425 | 34.6153 | 36.1189
4685 | 16866000 | 5.4251 | 34.6177 | 36.1213
4686 | 16869600 | 5.4252 | 34.6201 | 36.1237
4687 | 16873200 | 5.4252 | 34.6224 | 36.1261
4688 | 16876800 | 5.4253 | 34.6248 | 36.1285
4689 | 16880400 | 5.4254 | 34.6272 | 36.1309
4690 | 16884000 | 5.4255 | 34.6296 | 36.1333
4691 | 16887600 | 5.4256 | 34.632 | 36.1357
4692 | 16891200 | 5.4257 | 34.6344 | 36.1381
4693 | 16894800 | 5.4258 | 34.6368 | 36.1405
4694 | 16898400 | 5.4259 | 34.6392 | 36.1429
4695 | 16902000 | 5.4259 | 34.6416 | 36.1453
4696 | 16905600 | 5.426 | 34.644 | 36.1477
4697 | 16909200 | 5.4261 | 34.6463 | 36.1501
4698 | 16912800 | 5.4262 | 34.6487 | 36.1525
4699 | 16916400 | 5.4263 | 34.6511 | 36.1549
4700 | 16920000 | 5.4264 | 34.6535 | 36.1573
4701 | 16923600 | 5.4265 | 34.6559 | 36.1597
4702 | 16927200 | 5.4266 | 34.6583 | 36.162
4703 | 16930800 | 5.4267 | 34.6607 | 36.1644
4704 | 16934400 | 5.4267 | 34.6631 | 36.1668
4705 | 16938000 | 5.4268 | 34.6654 | 36.1692
4706 | 16941600 | 5.4269 | 34.6678 | 36.1716
4707 | 16945200 | 5.427 | 34.6702 | 36.174
4708 | 16948800 | 5.4271 | 34.6726 | 36.1764
4709 | 16952400 | 5.4272 | 34.675 | 36.1788
4710 | 16956000 | 5.4273 | 34.6774 | 36.1812
4711 | 16959600 | 5.4274 | 34.6798 | 36.1836
4712 | 16963200 | 5.4274 | 34.6821 | 36.186
4713 | 16966800 | 5.4275 | 34.6845 | 36.1884
4714 | 16970400 | 5.4276 | 34.6869 | 36.1908
4715 | 16974000 | 5.4277 | 34.6893 | 36.1932
4716 | 16977600 | 5.4278 | 34.6917 | 36.1955
4717 | 16981200 | 5.4279 | 34.6941 | 36.1979
4718 | 16984800 | 5.428 | 34.6965 | 36.2003
4719 | 16988400 | 5.4281 | 34.6988 | 36.2027
4720 | 16992000 | 5.4281 | 34.7012 | 36.2051
4721 | 16995600 | 5.4282 | 34.7036 | 36.2075
4722 | 16999200 | 5.4283 | 34.706 | 36.2099
4723 | 17002800 | 5.4284 | 34.7084 | 36.2123
4724 | 17006400 | 5.4285 | 34.7107 | 36.2147
4725 | 17010000 | 5.4286 | 34.7131 | 36.2171
4726 | 17013600 | 5.4287 | 34.7155 | 36.2194
4727 | 17017200 | 5.4288 | 34.7179 | 36.2218
4728 | 17020800 | 5.4288 | 34.7203 | 36.2242
4729 | 17024400 | 5.4289 | 34.7227 | 36.2266
4730 | 17028000 | 5.429 | 34.725 | 36.229
4731 | 17031600 | 5.4291 | 34.7274 | 36.2314
4732 | 17035200 | 5.4292 | 34.7298 | 36.2338
4733 | 17038800 | 5.4293 | 34.7322 | 36.2362
4734 | 17042400 | 5.4294 | 34.7346 | 36.2385
4735 | 17046000 | 5.4295 | 34.7369 | 36.2409
4736 | 17049600 | 5.4295 | 34.7393 | 36.2433
4737 | 17053200 | 5.4296 | 34.7417 | 36.2457
4738 | 17056800 | 5.4297 | 34.7441 | 36.2481
4739 | 17060400 | 5.4298 | 34.7465 | 36.2505
4740 | 17064000 | 5.4299 | 34.7488 | 36.2529
4741 | 17067600 | 5.43 | 34.7512 | 36.2552
4742 | 17071200 | 5.4301 | 34.7536 | 36.2576
4743 | 17074800 | 5.4302 | 34.756 | 36.26
4744 | 17078400 | 5.4302 | 34.7583 | 36.2624
4745 | 17082000 | 5.4303 | 34.7607 | 36.2648
4746 | 17085600 | 5.4304 | 34.7631 | 36.2672
4747 | 17089200 | 5.4305 | 34.7655 | 36.2696
4748 | 17092800 | 5.4306 | 34.7678 | 36.2719
4749 | 17096400 | 5.4307 | 34.7702 | 36.2743
4750 | 17100000 | 5.4308 | 34.7726 | 36.2767
4751 | 17103600 | 5.4308 | 34.775 | 36.2791
4752 | 17107200 | 5.4309 | 34.7774 | 36.2815
4753 | 17110800 | 5.431 | 34.7797 | 36.2839
4754 | 17114400 | 5.4311 | 34.7821 | 36.2862
4755 | 17118000 | 5.4312 | 34.7845 | 36.2886
4756 | 17121600 | 5.4313 | 34.7869 | 36.291
4757 | 17125200 | 5.4314 | 34.7892 | 36.2934
4758 | 17128800 | 5.4315 | 34.7916 | 36.2958
4759 | 17132400 | 5.4315 | 34.794 | 36.2981
4760 | 17136000 | 5.4316 | 34.7963 | 36.3005
4761 | 17139600 | 5.4317 | 34.7987 | 36.3029
4762 | 17143200 | 5.4318 | 34.8011 | 36.3053
4763 | 17146800 | 5.4319 | 34.8035 | 36.3077
4764 | 17150400 | 5.432 | 34.8058 | 36.31
4765 | 17154000 | 5.4321 | 34.8082 | 36.3124
4766 | 17157600 | 5.4321 | 34.8106 | 36.3148
4767 | 17161200 | 5.4322 | 34.813 | 36.3172
4768 | 17164800 | 5.4323 | 34.8153 | 36.3196
4769 | 17168400 | 5.4324 | 34.8177 | 36.3219
4770 | 17172000 | 5.4325 | 34.8201 | 36.3243
4771 | 17175600 | 5.4326 | 34.8224 | 36.3267
4772 | 17179200 | 5.4327 | 34.8248 | 36.3291
4773 | 17182800 | 5.4327 | 34.8272 | 36.3314
4774 | 17186400 | 5.4328 | 34.8296 | 36.3338
4775 | 17190000 | 5.4329 | 34.8319 | 36.3362
4776 | 17193600 | 5.433 | 34.8343 | 36.3386
4777 | 17197200 | 5.4331 | 34.8367 | 36.341
4778 | 17200800 | 5.4332 | 34.839 | 36.3433
4779 | 17204400 | 5.4333 | 34.8414 | 36.3457
4780 | 17208000 | 5.4334 | 34.8438 | 36.3481
4781 | 17211600 | 5.4334 | 34.8461 | 36.3505
4782 | 17215200 | 5.4335 | 34.8485 | 36.3528
4783 | 17218800 | 5.4336 | 34.8509 | 36.3552
4784 | 17222400 | 5.4337 | 34.8532 | 36.3576
4785 | 17226000 | 5.4338 | 34.8556 | 36.36
4786 | 17229600 | 5.4339 | 34.858 | 36.3623
4787 | 17233200 | 5.434 | 34.8603 | 36.3647
4788 | 17236800 | 5.434 | 34.8627 | 36.3671
4789 | 17240400 | 5.4341 | 34.8651 | 36.3695
4790 | 17244000 | 5.4342 | 34.8674 | 36.3718
4791 | 17247600 | 5.4343 | 34.8698 | 36.3742
4792 | 17251200 | 5.4344 | 34.8722 | 36.3766
4793 | 17254800 | 5.4345 | 34.8745 | 36.3789
4794 | 17258400 | 5.4346 | 34.8769 | 36.3813
4795 | 17262000 | 5.4346 | 34.8793 | 36.3837
4796 | 17265600 | 5.4347 | 34.8816 | 36.3861
4797 | 17269200 | 5.4348 | 34.884 | 36.3884
4798 | 17272800 | 5.4349 | 34.8864 | 36.3908
4799 | 17276400 | 5.435 | 34.8887 | 36.3932
4800 | 17280000 | 5.4351 | 34.8911 | 36.3956
4801 | 17283600 | 5.4351 | 34.8935 | 36.3979
4802 | 17287200 | 5.4352 | 34.8958 | 36.4003
4803 | 17290800 | 5.4353 | 34.8982 | 36.4027
4804 | 17294400 | 5.4354 | 34.9006 | 36.405
4805 | 17298000 | 5.4355 | 34.9029 | 36.4074
4806 | 17301600 | 5.4356 | 34.9053 | 36.4098
4807 | 17305200 | 5.4357 | 34.9076 | 36.4121
4808 | 17308800 | 5.4357 | 34.91 | 36.4145
4809 | 17312400 | 5.4358 | 34.9124 | 36.4169
4810 | 17316000 | 5.4359 | 34.9147 | 36.4193
4811 | 17319600 | 5.436 | 34.9171 | 36.4216
4812 | 17323200 | 5.4361 | 34.9195 | 36.424
4813 | 17326800 | 5.4362 | 34.9218 | 36.4264
4814 | 17330400 | 5.4363 | 34.9242 | 36.4287
4815 | 17334000 | 5.4363 | 34.9265 | 36.4311
4816 | 17337600 | 5.4364 | 34.9289 | 36.4335
4817 | 17341200 | 5.4365 | 34.9313 | 36.4358
4818 | 17344800 | 5.4366 | 34.9336 | 36.4382
4819 | 17348400 | 5.4367 | 34.936 | 36.4406
4820 | 17352000 | 5.4368 | 34.9383 | 36.4429
4821 | 17355600 | 5.4369 | 34.9407 | 36.4453
4822 | 17359200 | 5.4369 | 34.9431 | 36.4477
4823 | 17362800 | 5.437 | 34.9454 | 36.45
4824 | 17366400 | 5.4371 | 34.9478 | 36.4524
4825 | 17370000 | 5.4372 | 34.9501 | 36.4548
4826 | 17373600 | 5.4373 | 34.9525 | 36.4571
4827 | 17377200 | 5.4374 | 34.9548 | 36.4595
4828 | 17380800 | 5.4374 | 34.9572 | 36.4619
4829 | 17384400 | 5.4375 | 34.9596 | 36.4642
4830 | 17388000 | 5.4376 | 34.9619 | 36.4666
4831 | 17391600 | 5.4377 | 34.9643 | 36.4689
4832 | 17395200 | 5.4378 | 34.9666 | 36.4713
4833 | 17398800 | 5.4379 | 34.969 | 36.4737
4834 | 17402400 | 5.438 | 34.9713 | 36.476
4835 | 17406000 | 5.438 | 34.9737 | 36.4784
4836 | 17409600 | 5.4381 | 34.9761 | 36.4808
4837 | 17413200 | 5.4382 | 34.9784 | 36.4831
4838 | 17416800 | 5.4383 | 34.9808 | 36.4855
4839 | 17420400 | 5.4384 | 34.9831 | 36.4878
4840 | 17424000 | 5.4385 | 34.9855 | 36.4902
4841 | 17427600 | 5.4385 | 34.9878 | 36.4926
4842 | 17431200 | 5.4386 | 34.9902 | 36.4949
4843 | 17434800 | 5.4387 | 34.9925 | 36.4973
4844 | 17438400 | 5.4388 | 34.9949 | 36.4997
4845 | 17442000 | 5.4389 | 34.9973 | 36.502
4846 | 17445600 | 5.439 | 34.9996 | 36.5044
4847 | 17449200 | 5.4391 | 35.002 | 36.5067
4848 | 17452800 | 5.4391 | 35.0043 | 36.5091
4849 | 17456400 | 5.4392 | 35.0067 | 36.5115
4850 | 17460000 | 5.4393 | 35.009 | 36.5138
4851 | 17463600 | 5.4394 | 35.0114 | 36.5162
4852 | 17467200 | 5.4395 | 35.0137 | 36.5185
4853 | 17470800 | 5.4396 | 35.0161 | 36.5209
4854 | 17474400 | 5.4396 | 35.0184 | 36.5232
4855 | 17478000 | 5.4397 | 35.0208 | 36.5256
4856 | 17481600 | 5.4398 | 35.0231 | 36.528
4857 | 17485200 | 5.4399 | 35.0255 | 36.5303
4858 | 17488800 | 5.44 | 35.0278 | 36.5327
4859 | 17492400 | 5.4401 | 35.0302 | 36.535
4860 | 17496000 | 5.4401 | 35.0325 | 36.5374
4861 | 17499600 | 5.4402 | 35.0349 | 36.5398
4862 | 17503200 | 5.4403 | 35.0372 | 36.5421
4863 | 17506800 | 5.4404 | 35.0396 | 36.5445
4864 | 17510400 | 5.4405 | 35.0419 | 36.5468
4865 | 17514000 | 5.4406 | 35.0443 | 36.5492
4866 | 17517600 | 5.4406 | 35.0466 | 36.5515
4867 | 17521200 | 5.4407 | 35.049 | 36.5539
4868 | 17524800 | 5.4408 | 35.0513 | 36.5562
4869 | 17528400 | 5.4409 | 35.0537 | 36.5586
4870 | 17532000 | 5.441 | 35.056 | 36.561
4871 | 17535600 | 5.4411 | 35.0584 | 36.5633
4872 | 17539200 | 5.4411 | 35.0607 | 36.5657
4873 | 17542800 | 5.4412 | 35.0631 | 36.568
4874 | 17546400 | 5.4413 | 35.0654 | 36.5704
4875 | 17550000 | 5.4414 | 35.0678 | 36.5727
4876 | 17553600 | 5.4415 | 35.0701 | 36.5751
4877 | 17557200 | 5.4416 | 35.0725 | 36.5774
4878 | 17560800 | 5.4417 | 35.0748 | 36.5798
4879 | 17564400 | 5.4417 | 35.0771 | 36.5821
4880 | 17568000 | 5.4418 | 35.0795 | 36.5845
4881 | 17571600 | 5.4419 | 35.0818 | 36.5868
4882 | 17575200 | 5.442 | 35.0842 | 36.5892
4883 | 17578800 | 5.4421 | 35.0865 | 36.5915
4884 | 17582400 | 5.4422 | 35.0889 | 36.5939
4885 | 17586000 | 5.4422 | 35.0912 | 36.5962
4886 | 17589600 | 5.4423 | 35.0936 | 36.5986
4887 | 17593200 | 5.4424 | 35.0959 | 36.601
4888 | 17596800 | 5.4425 | 35.0983 | 36.6033
4889 | 17600400 | 5.4426 | 35.1006 | 36.6057
4890 | 17604000 | 5.4427 | 35.1029 | 36.608
4891 | 17607600 | 5.4427 | 35.1053 | 36.6104
4892 | 17611200 | 5.4428 | 35.1076 | 36.6127
4893 | 17614800 | 5.4429 | 35.11 | 36.6151
4894 | 17618400 | 5.443 | 35.1123 | 36.6174
4895 | 17622000 | 5.4431 | 35.1147 | 36.6198
4896 | 17625600 | 5.4431 | 35.117 | 36.6221
4897 | 17629200 | 5.4432 | 35.1193 | 36.6244
4898 | 17632800 | 5.4433 | 35.1217 | 36.6268
4899 | 17636400 | 5.4434 | 35.124 | 36.6291
4900 | 17640000 | 5.4435 | 35.1264 | 36.6315
4901 | 17643600 | 5.4436 | 35.1287 | 36.6338
4902 | 17647200 | 5.4436 | 35.131 | 36.6362
4903 | 17650800 | 5.4437 | 35.1334 | 36.6385
4904 | 17654400 | 5.4438 | 35.1357 | 36.6409
4905 | 17658000 | 5.4439 | 35.1381 | 36.6432
4906 | 17661600 | 5.444 | 35.1404 | 36.6456
4907 | 17665200 | 5.4441 | 35.1427 | 36.6479
4908 | 17668800 | 5.4441 | 35.1451 | 36.6503
4909 | 17672400 | 5.4442 | 35.1474 | 36.6526
4910 | 17676000 | 5.4443 | 35.1498 | 36.655
4911 | 17679600 | 5.4444 | 35.1521 | 36.6573
4912 | 17683200 | 5.4445 | 35.1544 | 36.6597
4913 | 17686800 | 5.4446 | 35.1568 | 36.662
4914 | 17690400 | 5.4446 | 35.1591 | 36.6643
4915 | 17694000 | 5.4447 | 35.1615 | 36.6667
4916 | 17697600 | 5.4448 | 35.1638 | 36.669
4917 | 17701200 | 5.4449 | 35.1661 | 36.6714
4918 | 17704800 | 5.445 | 35.1685 | 36.6737
4919 | 17708400 | 5.4451 | 35.1708 | 36.6761
4920 | 17712000 | 5.4451 | 35.1731 | 36.6784
4921 | 17715600 | 5.4452 | 35.1755 | 36.6807
4922 | 17719200 | 5.4453 | 35.1778 | 36.6831
4923 | 17722800 | 5.4454 | 35.1801 | 36.6854
4924 | 17726400 | 5.4455 | 35.1825 | 36.6878
4925 | 17730000 | 5.4455 | 35.1848 | 36.6901
4926 | 17733600 | 5.4456 | 35.1872 | 36.6925
4927 | 17737200 | 5.4457 | 35.1895 | 36.6948
4928 | 17740800 | 5.4458 | 35.1918 | 36.6971
4929 | 17744400 | 5.4459 | 35.1942 | 36.6995
4930 | 17748000 | 5.446 | 35.1965 | 36.7018
4931 | 17751600 | 5.446 | 35.1988 | 36.7042
4932 | 17755200 | 5.4461 | 35.2012 | 36.7065
4933 | 17758800 | 5.4462 | 35.2035 | 36.7088
4934 | 17762400 | 5.4463 | 35.2058 | 36.7112
4935 | 17766000 | 5.4464 | 35.2082 | 36.7135
4936 | 17769600 | 5.4465 | 35.2105 | 36.7159
4937 | 17773200 | 5.4465 | 35.2128 | 36.7182
4938 | 17776800 | 5.4466 | 35.2152 | 36.7205
4939 | 17780400 | 5.4467 | 35.2175 | 36.7229
4940 | 17784000 | 5.4468 | 35.2198 | 36.7252
4941 | 17787600 | 5.4469 | 35.2222 | 36.7276
4942 | 17791200 | 5.4469 | 35.2245 | 36.7299
4943 | 17794800 | 5.447 | 35.2268 | 36.7322
4944 | 17798400 | 5.4471 | 35.2292 | 36.7346
4945 | 17802000 | 5.4472 | 35.2315 | 36.7369
4946 | 17805600 | 5.4473 | 35.2338 | 36.7393
4947 | 17809200 | 5.4474 | 35.2361 | 36.7416
4948 | 17812800 | 5.4474 | 35.2385 | 36.7439
4949 | 17816400 | 5.4475 | 35.2408 | 36.7463
4950 | 17820000 | 5.4476 | 35.2431 | 36.7486
4951 | 17823600 | 5.4477 | 35.2455 | 36.7509
4952 | 17827200 | 5.4478 | 35.2478 | 36.7533
4953 | 17830800 | 5.4478 | 35.2501 | 36.7556
4954 | 17834400 | 5.4479 | 35.2525 | 36.7579
4955 | 17838000 | 5.448 | 35.2548 | 36.7603
4956 | 17841600 | 5.4481 | 35.2571 | 36.7626
4957 | 17845200 | 5.4482 | 35.2594 | 36.765
4958 | 17848800 | 5.4482 | 35.2618 | 36.7673
4959 | 17852400 | 5.4483 | 35.2641 | 36.7696
4960 | 17856000 | 5.4484 | 35.2664 | 36.772
4961 | 17859600 | 5.4485 | 35.2688 | 36.7743
4962 | 17863200 | 5.4486 | 35.2711 | 36.7766
4963 | 17866800 | 5.4487 | 35.2734 | 36.779
4964 | 17870400 | 5.4487 | 35.2757 | 36.7813
4965 | 17874000 | 5.4488 | 35.2781 | 36.7836
4966 | 17877600 | 5.4489 | 35.2804 | 36.786
4967 | 17881200 | 5.449 | 35.2827 | 36.7883
4968 | 17884800 | 5.4491 | 35.285 | 36.7906
4969 | 17888400 | 5.4491 | 35.2874 | 36.793
4970 | 17892000 | 5.4492 | 35.2897 | 36.7953
4971 | 17895600 | 5.4493 | 35.292 | 36.7976
4972 | 17899200 | 5.4494 | 35.2943 | 36.7999
4973 | 17902800 | 5.4495 | 35.2967 | 36.8023
4974 | 17906400 | 5.4496 | 35.299 | 36.8046
4975 | 17910000 | 5.4496 | 35.3013 | 36.8069
4976 | 17913600 | 5.4497 | 35.3036 | 36.8093
4977 | 17917200 | 5.4498 | 35.306 | 36.8116
4978 | 17920800 | 5.4499 | 35.3083 | 36.8139
4979 | 17924400 | 5.45 | 35.3106 | 36.8163
4980 | 17928000 | 5.45 | 35.3129 | 36.8186
4981 | 17931600 | 5.4501 | 35.3153 | 36.8209
4982 | 17935200 | 5.4502 | 35.3176 | 36.8233
4983 | 17938800 | 5.4503 | 35.3199 | 36.8256
4984 | 17942400 | 5.4504 | 35.3222 | 36.8279
4985 | 17946000 | 5.4504 | 35.3245 | 36.8302
4986 | 17949600 | 5.4505 | 35.3269 | 36.8326
4987 | 17953200 | 5.4506 | 35.3292 | 36.8349
4988 | 17956800 | 5.4507 | 35.3315 | 36.8372
4989 | 17960400 | 5.4508 | 35.3338 | 36.8396
4990 | 17964000 | 5.4508 | 35.3362 | 36.8419
4991 | 17967600 | 5.4509 | 35.3385 | 36.8442
4992 | 17971200 | 5.451 | 35.3408 | 36.8465
4993 | 17974800 | 5.4511 | 35.3431 | 36.8489
4994 | 17978400 | 5.4512 | 35.3454 | 36.8512
4995 | 17982000 | 5.4512 | 35.3478 | 36.8535
4996 | 17985600 | 5.4513 | 35.3501 | 36.8558
4997 | 17989200 | 5.4514 | 35.3524 | 36.8582
4998 | 17992800 | 5.4515 | 35.3547 | 36.8605
4999 | 17996400 | 5.4516 | 35.357 | 36.8628
5000 | 18000000 | 5.4517 | 35.3594 | 36.8651
5001 | 18003600 | 5.4517 | 35.3617 | 36.8675
5002 | 18007200 | 5.4518 | 35.364 | 36.8698
5003 | 18010800 | 5.4519 | 35.3663 | 36.8721
5004 | 18014400 | 5.452 | 35.3686 | 36.8744
5005 | 18018000 | 5.4521 | 35.3709 | 36.8768
5006 | 18021600 | 5.4521 | 35.3733 | 36.8791
5007 | 18025200 | 5.4522 | 35.3756 | 36.8814
5008 | 18028800 | 5.4523 | 35.3779 | 36.8837
5009 | 18032400 | 5.4524 | 35.3802 | 36.8861
5010 | 18036000 | 5.4525 | 35.3825 | 36.8884
5011 | 18039600 | 5.4525 | 35.3848 | 36.8907
5012 | 18043200 | 5.4526 | 35.3872 | 36.893
5013 | 18046800 | 5.4527 | 35.3895 | 36.8954
5014 | 18050400 | 5.4528 | 35.3918 | 36.8977
5015 | 18054000 | 5.4529 | 35.3941 | 36.9
5016 | 18057600 | 5.4529 | 35.3964 | 36.9023
5017 | 18061200 | 5.453 | 35.3987 | 36.9046
5018 | 18064800 | 5.4531 | 35.4011 | 36.907
5019 | 18068400 | 5.4532 | 35.4034 | 36.9093
5020 | 18072000 | 5.4533 | 35.4057 | 36.9116
5021 | 18075600 | 5.4533 | 35.408 | 36.9139
5022 | 18079200 | 5.4534 | 35.4103 | 36.9162
5023 | 18082800 | 5.4535 | 35.4126 | 36.9186
5024 | 18086400 | 5.4536 | 35.4149 | 36.9209
5025 | 18090000 | 5.4537 | 35.4173 | 36.9232
5026 | 18093600 | 5.4537 | 35.4196 | 36.9255
5027 | 18097200 | 5.4538 | 35.4219 | 36.9278
5028 | 18100800 | 5.4539 | 35.4242 | 36.9302
5029 | 18104400 | 5.454 | 35.4265 | 36.9325
5030 | 18108000 | 5.4541 | 35.4288 | 36.9348
5031 | 18111600 | 5.4541 | 35.4311 | 36.9371
5032 | 18115200 | 5.4542 | 35.4334 | 36.9394
5033 | 18118800 | 5.4543 | 35.4358 | 36.9418
5034 | 18122400 | 5.4544 | 35.4381 | 36.9441
5035 | 18126000 | 5.4545 | 35.4404 | 36.9464
5036 | 18129600 | 5.4545 | 35.4427 | 36.9487
5037 | 18133200 | 5.4546 | 35.445 | 36.951
5038 | 18136800 | 5.4547 | 35.4473 | 36.9533
5039 | 18140400 | 5.4548 | 35.4496 | 36.9557
5040 | 18144000 | 5.4549 | 35.4519 | 36.958
5041 | 18147600 | 5.4549 | 35.4542 | 36.9603
5042 | 18151200 | 5.455 | 35.4565 | 36.9626
5043 | 18154800 | 5.4551 | 35.4589 | 36.9649
5044 | 18158400 | 5.4552 | 35.4612 | 36.9672
5045 | 18162000 | 5.4553 | 35.4635 | 36.9696
5046 | 18165600 | 5.4553 | 35.4658 | 36.9719
5047 | 18169200 | 5.4554 | 35.4681 | 36.9742
5048 | 18172800 | 5.4555 | 35.4704 | 36.9765
5049 | 18176400 | 5.4556 | 35.4727 | 36.9788
5050 | 18180000 | 5.4556 | 35.475 | 36.9811
5051 | 18183600 | 5.4557 | 35.4773 | 36.9834
5052 | 18187200 | 5.4558 | 35.4796 | 36.9858
5053 | 18190800 | 5.4559 | 35.4819 | 36.9881
5054 | 18194400 | 5.456 | 35.4842 | 36.9904
5055 | 18198000 | 5.456 | 35.4866 | 36.9927
5056 | 18201600 | 5.4561 | 35.4889 | 36.995
5057 | 18205200 | 5.4562 | 35.4912 | 36.9973
5058 | 18208800 | 5.4563 | 35.4935 | 36.9996
5059 | 18212400 | 5.4564 | 35.4958 | 37.002
5060 | 18216000 | 5.4564 | 35.4981 | 37.0043
5061 | 18219600 | 5.4565 | 35.5004 | 37.0066
5062 | 18223200 | 5.4566 | 35.5027 | 37.0089
5063 | 18226800 | 5.4567 | 35.505 | 37.0112
5064 | 18230400 | 5.4568 | 35.5073 | 37.0135
5065 | 18234000 | 5.4568 | 35.5096 | 37.0158
5066 | 18237600 | 5.4569 | 35.5119 | 37.0181
5067 | 18241200 | 5.457 | 35.5142 | 37.0204
5068 | 18244800 | 5.4571 | 35.5165 | 37.0228
5069 | 18248400 | 5.4572 | 35.5188 | 37.0251
5070 | 18252000 | 5.4572 | 35.5211 | 37.0274
5071 | 18255600 | 5.4573 | 35.5234 | 37.0297
5072 | 18259200 | 5.4574 | 35.5257 | 37.032
5073 | 18262800 | 5.4575 | 35.528 | 37.0343
5074 | 18266400 | 5.4575 | 35.5303 | 37.0366
5075 | 18270000 | 5.4576 | 35.5326 | 37.0389
5076 | 18273600 | 5.4577 | 35.5349 | 37.0412
5077 | 18277200 | 5.4578 | 35.5372 | 37.0435
5078 | 18280800 | 5.4579 | 35.5396 | 37.0458
5079 | 18284400 | 5.4579 | 35.5419 | 37.0482
5080 | 18288000 | 5.458 | 35.5442 | 37.0505
5081 | 18291600 | 5.4581 | 35.5465 | 37.0528
5082 | 18295200 | 5.4582 | 35.5488 | 37.0551
5083 | 18298800 | 5.4583 | 35.5511 | 37.0574
5084 | 18302400 | 5.4583 | 35.5534 | 37.0597
5085 | 18306000 | 5.4584 | 35.5557 | 37.062
5086 | 18309600 | 5.4585 | 35.558 | 37.0643
5087 | 18313200 | 5.4586 | 35.5603 | 37.0666
5088 | 18316800 | 5.4586 | 35.5626 | 37.0689
5089 | 18320400 | 5.4587 | 35.5649 | 37.0712
5090 | 18324000 | 5.4588 | 35.5672 | 37.0735
5091 | 18327600 | 5.4589 | 35.5695 | 37.0758
5092 | 18331200 | 5.459 | 35.5718 | 37.0781
5093 | 18334800 | 5.459 | 35.5741 | 37.0804
5094 | 18338400 | 5.4591 | 35.5764 | 37.0828
5095 | 18342000 | 5.4592 | 35.5787 | 37.0851
5096 | 18345600 | 5.4593 | 35.5809 | 37.0874
5097 | 18349200 | 5.4594 | 35.5832 | 37.0897
5098 | 18352800 | 5.4594 | 35.5855 | 37.092
5099 | 18356400 | 5.4595 | 35.5878 | 37.0943
5100 | 18360000 | 5.4596 | 35.5901 | 37.0966
5101 | 18363600 | 5.4597 | 35.5924 | 37.0989
5102 | 18367200 | 5.4597 | 35.5947 | 37.1012
5103 | 18370800 | 5.4598 | 35.597 | 37.1035
5104 | 18374400 | 5.4599 | 35.5993 | 37.1058
5105 | 18378000 | 5.46 | 35.6016 | 37.1081
5106 | 18381600 | 5.4601 | 35.6039 | 37.1104
5107 | 18385200 | 5.4601 | 35.6062 | 37.1127
5108 | 18388800 | 5.4602 | 35.6085 | 37.115
5109 | 18392400 | 5.4603 | 35.6108 | 37.1173
5110 | 18396000 | 5.4604 | 35.6131 | 37.1196
5111 | 18399600 | 5.4604 | 35.6154 | 37.1219
5112 | 18403200 | 5.4605 | 35.6177 | 37.1242
5113 | 18406800 | 5.4606 | 35.62 | 37.1265
5114 | 18410400 | 5.4607 | 35.6223 | 37.1288
5115 | 18414000 | 5.4608 | 35.6246 | 37.1311
5116 | 18417600 | 5.4608 | 35.6269 | 37.1334
5117 | 18421200 | 5.4609 | 35.6292 | 37.1357
5118 | 18424800 | 5.461 | 35.6315 | 37.138
5119 | 18428400 | 5.4611 | 35.6337 | 37.1403
5120 | 18432000 | 5.4612 | 35.636 | 37.1426
5121 | 18435600 | 5.4612 | 35.6383 | 37.1449
5122 | 18439200 | 5.4613 | 35.6406 | 37.1472
5123 | 18442800 | 5.4614 | 35.6429 | 37.1495
5124 | 18446400 | 5.4615 | 35.6452 | 37.1518
5125 | 18450000 | 5.4615 | 35.6475 | 37.1541
5126 | 18453600 | 5.4616 | 35.6498 | 37.1564
5127 | 18457200 | 5.4617 | 35.6521 | 37.1587
5128 | 18460800 | 5.4618 | 35.6544 | 37.161
5129 | 18464400 | 5.4618 | 35.6567 | 37.1633
5130 | 18468000 | 5.4619 | 35.659 | 37.1656
5131 | 18471600 | 5.462 | 35.6612 | 37.1679
5132 | 18475200 | 5.4621 | 35.6635 | 37.1702
5133 | 18478800 | 5.4622 | 35.6658 | 37.1725
5134 | 18482400 | 5.4622 | 35.6681 | 37.1748
5135 | 18486000 | 5.4623 | 35.6704 | 37.1771
5136 | 18489600 | 5.4624 | 35.6727 | 37.1794
5137 | 18493200 | 5.4625 | 35.675 | 37.1817
5138 | 18496800 | 5.4625 | 35.6773 | 37.1839
5139 | 18500400 | 5.4626 | 35.6796 | 37.1862
5140 | 18504000 | 5.4627 | 35.6818 | 37.1885
5141 | 18507600 | 5.4628 | 35.6841 | 37.1908
5142 | 18511200 | 5.4629 | 35.6864 | 37.1931
5143 | 18514800 | 5.4629 | 35.6887 | 37.1954
5144 | 18518400 | 5.463 | 35.691 | 37.1977
5145 | 18522000 | 5.4631 | 35.6933 | 37.2
5146 | 18525600 | 5.4632 | 35.6956 | 37.2023
5147 | 18529200 | 5.4632 | 35.6979 | 37.2046
5148 | 18532800 | 5.4633 | 35.7002 | 37.2069
5149 | 18536400 | 5.4634 | 35.7024 | 37.2092
5150 | 18540000 | 5.4635 | 35.7047 | 37.2115
5151 | 18543600 | 5.4636 | 35.707 | 37.2138
5152 | 18547200 | 5.4636 | 35.7093 | 37.2161
5153 | 18550800 | 5.4637 | 35.7116 | 37.2184
5154 | 18554400 | 5.4638 | 35.7139 | 37.2206
5155 | 18558000 | 5.4639 | 35.7162 | 37.2229
5156 | 18561600 | 5.4639 | 35.7184 | 37.2252
5157 | 18565200 | 5.464 | 35.7207 | 37.2275
5158 | 18568800 | 5.4641 | 35.723 | 37.2298
5159 | 18572400 | 5.4642 | 35.7253 | 37.2321
5160 | 18576000 | 5.4642 | 35.7276 | 37.2344
5161 | 18579600 | 5.4643 | 35.7299 | 37.2367
5162 | 18583200 | 5.4644 | 35.7321 | 37.239
5163 | 18586800 | 5.4645 | 35.7344 | 37.2413
5164 | 18590400 | 5.4646 | 35.7367 | 37.2436
5165 | 18594000 | 5.4646 | 35.739 | 37.2458
5166 | 18597600 | 5.4647 | 35.7413 | 37.2481
5167 | 18601200 | 5.4648 | 35.7436 | 37.2504
5168 | 18604800 | 5.4649 | 35.7458 | 37.2527
5169 | 18608400 | 5.4649 | 35.7481 | 37.255
5170 | 18612000 | 5.465 | 35.7504 | 37.2573
5171 | 18615600 | 5.4651 | 35.7527 | 37.2596
5172 | 18619200 | 5.4652 | 35.755 | 37.2619
5173 | 18622800 | 5.4652 | 35.7573 | 37.2642
5174 | 18626400 | 5.4653 | 35.7595 | 37.2664
5175 | 18630000 | 5.4654 | 35.7618 | 37.2687
5176 | 18633600 | 5.4655 | 35.7641 | 37.271
5177 | 18637200 | 5.4655 | 35.7664 | 37.2733
5178 | 18640800 | 5.4656 | 35.7687 | 37.2756
5179 | 18644400 | 5.4657 | 35.7709 | 37.2779
5180 | 18648000 | 5.4658 | 35.7732 | 37.2802
5181 | 18651600 | 5.4659 | 35.7755 | 37.2824
5182 | 18655200 | 5.4659 | 35.7778 | 37.2847
5183 | 18658800 | 5.466 | 35.7801 | 37.287
5184 | 18662400 | 5.4661 | 35.7823 | 37.2893
5185 | 18666000 | 5.4662 | 35.7846 | 37.2916
5186 | 18669600 | 5.4662 | 35.7869 | 37.2939
5187 | 18673200 | 5.4663 | 35.7892 | 37.2962
5188 | 18676800 | 5.4664 | 35.7915 | 37.2984
5189 | 18680400 | 5.4665 | 35.7937 | 37.3007
5190 | 18684000 | 5.4665 | 35.796 | 37.303
5191 | 18687600 | 5.4666 | 35.7983 | 37.3053
5192 | 18691200 | 5.4667 | 35.8006 | 37.3076
5193 | 18694800 | 5.4668 | 35.8028 | 37.3099
5194 | 18698400 | 5.4668 | 35.8051 | 37.3121
5195 | 18702000 | 5.4669 | 35.8074 | 37.3144
5196 | 18705600 | 5.467 | 35.8097 | 37.3167
5197 | 18709200 | 5.4671 | 35.812 | 37.319
5198 | 18712800 | 5.4672 | 35.8142 | 37.3213
5199 | 18716400 | 5.4672 | 35.8165 | 37.3236
5200 | 18720000 | 5.4673 | 35.8188 | 37.3258
5201 | 18723600 | 5.4674 | 35.8211 | 37.3281
5202 | 18727200 | 5.4675 | 35.8233 | 37.3304
5203 | 18730800 | 5.4675 | 35.8256 | 37.3327
5204 | 18734400 | 5.4676 | 35.8279 | 37.335
5205 | 18738000 | 5.4677 | 35.8302 | 37.3373
5206 | 18741600 | 5.4678 | 35.8324 | 37.3395
5207 | 18745200 | 5.4678 | 35.8347 | 37.3418
5208 | 18748800 | 5.4679 | 35.837 | 37.3441
5209 | 18752400 | 5.468 | 35.8393 | 37.3464
5210 | 18756000 | 5.4681 | 35.8415 | 37.3487
5211 | 18759600 | 5.4681 | 35.8438 | 37.3509
5212 | 18763200 | 5.4682 | 35.8461 | 37.3532
5213 | 18766800 | 5.4683 | 35.8484 | 37.3555
5214 | 18770400 | 5.4684 | 35.8506 | 37.3578
5215 | 18774000 | 5.4684 | 35.8529 | 37.3601
5216 | 18777600 | 5.4685 | 35.8552 | 37.3623
5217 | 18781200 | 5.4686 | 35.8574 | 37.3646
5218 | 18784800 | 5.4687 | 35.8597 | 37.3669
5219 | 18788400 | 5.4687 | 35.862 | 37.3692
5220 | 18792000 | 5.4688 | 35.8643 | 37.3714
5221 | 18795600 | 5.4689 | 35.8665 | 37.3737
5222 | 18799200 | 5.469 | 35.8688 | 37.376
5223 | 18802800 | 5.469 | 35.8711 | 37.3783
5224 | 18806400 | 5.4691 | 35.8733 | 37.3806
5225 | 18810000 | 5.4692 | 35.8756 | 37.3828
5226 | 18813600 | 5.4693 | 35.8779 | 37.3851
5227 | 18817200 | 5.4694 | 35.8802 | 37.3874
5228 | 18820800 | 5.4694 | 35.8824 | 37.3897
5229 | 18824400 | 5.4695 | 35.8847 | 37.3919
5230 | 18828000 | 5.4696 | 35.887 | 37.3942
5231 | 18831600 | 5.4697 | 35.8892 | 37.3965
5232 | 18835200 | 5.4697 | 35.8915 | 37.3988
5233 | 18838800 | 5.4698 | 35.8938 | 37.401
5234 | 18842400 | 5.4699 | 35.896 | 37.4033
5235 | 18846000 | 5.47 | 35.8983 | 37.4056
5236 | 18849600 | 5.47 | 35.9006 | 37.4079
5237 | 18853200 | 5.4701 | 35.9029 | 37.4101
5238 | 18856800 | 5.4702 | 35.9051 | 37.4124
5239 | 18860400 | 5.4703 | 35.9074 | 37.4147
5240 | 18864000 | 5.4703 | 35.9097 | 37.417
5241 | 18867600 | 5.4704 | 35.9119 | 37.4192
5242 | 18871200 | 5.4705 | 35.9142 | 37.4215
5243 | 18874800 | 5.4706 | 35.9165 | 37.4238
5244 | 18878400 | 5.4706 | 35.9187 | 37.4261
5245 | 18882000 | 5.4707 | 35.921 | 37.4283
5246 | 18885600 | 5.4708 | 35.9233 | 37.4306
5247 | 18889200 | 5.4709 | 35.9255 | 37.4329
5248 | 18892800 | 5.4709 | 35.9278 | 37.4351
5249 | 18896400 | 5.471 | 35.9301 | 37.4374
5250 | 18900000 | 5.4711 | 35.9323 | 37.4397
5251 | 18903600 | 5.4712 | 35.9346 | 37.442
5252 | 18907200 | 5.4712 | 35.9369 | 37.4442
5253 | 18910800 | 5.4713 | 35.9391 | 37.4465
5254 | 18914400 | 5.4714 | 35.9414 | 37.4488
5255 | 18918000 | 5.4715 | 35.9436 | 37.451
5256 | 18921600 | 5.4715 | 35.9459 | 37.4533
5257 | 18925200 | 5.4716 | 35.9482 | 37.4556
5258 | 18928800 | 5.4717 | 35.9504 | 37.4579
5259 | 18932400 | 5.4718 | 35.9527 | 37.4601
5260 | 18936000 | 5.4718 | 35.955 | 37.4624
5261 | 18939600 | 5.4719 | 35.9572 | 37.4647
5262 | 18943200 | 5.472 | 35.9595 | 37.4669
5263 | 18946800 | 5.4721 | 35.9618 | 37.4692
5264 | 18950400 | 5.4721 | 35.964 | 37.4715
5265 | 18954000 | 5.4722 | 35.9663 | 37.4737
5266 | 18957600 | 5.4723 | 35.9685 | 37.476
5267 | 18961200 | 5.4724 | 35.9708 | 37.4783
5268 | 18964800 | 5.4724 | 35.9731 | 37.4805
5269 | 18968400 | 5.4725 | 35.9753 | 37.4828
5270 | 18972000 | 5.4726 | 35.9776 | 37.4851
5271 | 18975600 | 5.4727 | 35.9799 | 37.4873
5272 | 18979200 | 5.4727 | 35.9821 | 37.4896
5273 | 18982800 | 5.4728 | 35.9844 | 37.4919
5274 | 18986400 | 5.4729 | 35.9866 | 37.4941
5275 | 18990000 | 5.473 | 35.9889 | 37.4964
5276 | 18993600 | 5.473 | 35.9912 | 37.4987
5277 | 18997200 | 5.4731 | 35.9934 | 37.5009
5278 | 19000800 | 5.4732 | 35.9957 | 37.5032
5279 | 19004400 | 5.4732 | 35.9979 | 37.5055
5280 | 19008000 | 5.4733 | 36.0002 | 37.5077
5281 | 19011600 | 5.4734 | 36.0025 | 37.51
5282 | 19015200 | 5.4735 | 36.0047 | 37.5123
5283 | 19018800 | 5.4735 | 36.007 | 37.5145
5284 | 19022400 | 5.4736 | 36.0092 | 37.5168
5285 | 19026000 | 5.4737 | 36.0115 | 37.5191
5286 | 19029600 | 5.4738 | 36.0137 | 37.5213
5287 | 19033200 | 5.4738 | 36.016 | 37.5236
5288 | 19036800 | 5.4739 | 36.0183 | 37.5259
5289 | 19040400 | 5.474 | 36.0205 | 37.5281
5290 | 19044000 | 5.4741 | 36.0228 | 37.5304
5291 | 19047600 | 5.4741 | 36.025 | 37.5327
5292 | 19051200 | 5.4742 | 36.0273 | 37.5349
5293 | 19054800 | 5.4743 | 36.0296 | 37.5372
5294 | 19058400 | 5.4744 | 36.0318 | 37.5394
5295 | 19062000 | 5.4744 | 36.0341 | 37.5417
5296 | 19065600 | 5.4745 | 36.0363 | 37.544
5297 | 19069200 | 5.4746 | 36.0386 | 37.5462
5298 | 19072800 | 5.4747 | 36.0408 | 37.5485
5299 | 19076400 | 5.4747 | 36.0431 | 37.5508
5300 | 19080000 | 5.4748 | 36.0453 | 37.553
5301 | 19083600 | 5.4749 | 36.0476 | 37.5553
5302 | 19087200 | 5.475 | 36.0499 | 37.5575
5303 | 19090800 | 5.475 | 36.0521 | 37.5598
5304 | 19094400 | 5.4751 | 36.0544 | 37.5621
5305 | 19098000 | 5.4752 | 36.0566 | 37.5643
5306 | 19101600 | 5.4752 | 36.0589 | 37.5666
5307 | 19105200 | 5.4753 | 36.0611 | 37.5688
5308 | 19108800 | 5.4754 | 36.0634 | 37.5711
5309 | 19112400 | 5.4755 | 36.0656 | 37.5734
5310 | 19116000 | 5.4755 | 36.0679 | 37.5756
5311 | 19119600 | 5.4756 | 36.0701 | 37.5779
5312 | 19123200 | 5.4757 | 36.0724 | 37.5801
5313 | 19126800 | 5.4758 | 36.0746 | 37.5824
5314 | 19130400 | 5.4758 | 36.0769 | 37.5847
5315 | 19134000 | 5.4759 | 36.0792 | 37.5869
5316 | 19137600 | 5.476 | 36.0814 | 37.5892
5317 | 19141200 | 5.4761 | 36.0837 | 37.5914
5318 | 19144800 | 5.4761 | 36.0859 | 37.5937
5319 | 19148400 | 5.4762 | 36.0882 | 37.5959
5320 | 19152000 | 5.4763 | 36.0904 | 37.5982
5321 | 19155600 | 5.4764 | 36.0927 | 37.6005
5322 | 19159200 | 5.4764 | 36.0949 | 37.6027
5323 | 19162800 | 5.4765 | 36.0972 | 37.605
5324 | 19166400 | 5.4766 | 36.0994 | 37.6072
5325 | 19170000 | 5.4766 | 36.1017 | 37.6095
5326 | 19173600 | 5.4767 | 36.1039 | 37.6117
5327 | 19177200 | 5.4768 | 36.1062 | 37.614
5328 | 19180800 | 5.4769 | 36.1084 | 37.6163
5329 | 19184400 | 5.4769 | 36.1107 | 37.6185
5330 | 19188000 | 5.477 | 36.1129 | 37.6208
5331 | 19191600 | 5.4771 | 36.1152 | 37.623
5332 | 19195200 | 5.4772 | 36.1174 | 37.6253
5333 | 19198800 | 5.4772 | 36.1197 | 37.6275
5334 | 19202400 | 5.4773 | 36.1219 | 37.6298
5335 | 19206000 | 5.4774 | 36.1242 | 37.632
5336 | 19209600 | 5.4775 | 36.1264 | 37.6343
5337 | 19213200 | 5.4775 | 36.1287 | 37.6365
5338 | 19216800 | 5.4776 | 36.1309 | 37.6388
5339 | 19220400 | 5.4777 | 36.1331 | 37.6411
5340 | 19224000 | 5.4777 | 36.1354 | 37.6433
5341 | 19227600 | 5.4778 | 36.1376 | 37.6456
5342 | 19231200 | 5.4779 | 36.1399 | 37.6478
5343 | 19234800 | 5.478 | 36.1421 | 37.6501
5344 | 19238400 | 5.478 | 36.1444 | 37.6523
5345 | 19242000 | 5.4781 | 36.1466 | 37.6546
5346 | 19245600 | 5.4782 | 36.1489 | 37.6568
5347 | 19249200 | 5.4783 | 36.1511 | 37.6591
5348 | 19252800 | 5.4783 | 36.1534 | 37.6613
5349 | 19256400 | 5.4784 | 36.1556 | 37.6636
5350 | 19260000 | 5.4785 | 36.1579 | 37.6658
5351 | 19263600 | 5.4786 | 36.1601 | 37.6681
5352 | 19267200 | 5.4786 | 36.1624 | 37.6703
5353 | 19270800 | 5.4787 | 36.1646 | 37.6726
5354 | 19274400 | 5.4788 | 36.1668 | 37.6748
5355 | 19278000 | 5.4788 | 36.1691 | 37.6771
5356 | 19281600 | 5.4789 | 36.1713 | 37.6793
5357 | 19285200 | 5.479 | 36.1736 | 37.6816
5358 | 19288800 | 5.4791 | 36.1758 | 37.6838
5359 | 19292400 | 5.4791 | 36.1781 | 37.6861
5360 | 19296000 | 5.4792 | 36.1803 | 37.6883
5361 | 19299600 | 5.4793 | 36.1825 | 37.6906
5362 | 19303200 | 5.4794 | 36.1848 | 37.6928
5363 | 19306800 | 5.4794 | 36.187 | 37.6951
5364 | 19310400 | 5.4795 | 36.1893 | 37.6973
5365 | 19314000 | 5.4796 | 36.1915 | 37.6996
5366 | 19317600 | 5.4796 | 36.1938 | 37.7018
5367 | 19321200 | 5.4797 | 36.196 | 37.7041
5368 | 19324800 | 5.4798 | 36.1982 | 37.7063
5369 | 19328400 | 5.4799 | 36.2005 | 37.7086
5370 | 19332000 | 5.4799 | 36.2027 | 37.7108
5371 | 19335600 | 5.48 | 36.205 | 37.7131
5372 | 19339200 | 5.4801 | 36.2072 | 37.7153
5373 | 19342800 | 5.4802 | 36.2094 | 37.7176
5374 | 19346400 | 5.4802 | 36.2117 | 37.7198
5375 | 19350000 | 5.4803 | 36.2139 | 37.722
5376 | 19353600 | 5.4804 | 36.2162 | 37.7243
5377 | 19357200 | 5.4804 | 36.2184 | 37.7265
5378 | 19360800 | 5.4805 | 36.2207 | 37.7288
5379 | 19364400 | 5.4806 | 36.2229 | 37.731
5380 | 19368000 | 5.4807 | 36.2251 | 37.7333
5381 | 19371600 | 5.4807 | 36.2274 | 37.7355
5382 | 19375200 | 5.4808 | 36.2296 | 37.7378
5383 | 19378800 | 5.4809 | 36.2318 | 37.74
5384 | 19382400 | 5.481 | 36.2341 | 37.7423
5385 | 19386000 | 5.481 | 36.2363 | 37.7445
5386 | 19389600 | 5.4811 | 36.2386 | 37.7467
5387 | 19393200 | 5.4812 | 36.2408 | 37.749
5388 | 19396800 | 5.4812 | 36.243 | 37.7512
5389 | 19400400 | 5.4813 | 36.2453 | 37.7535
5390 | 19404000 | 5.4814 | 36.2475 | 37.7557
5391 | 19407600 | 5.4815 | 36.2498 | 37.758
5392 | 19411200 | 5.4815 | 36.252 | 37.7602
5393 | 19414800 | 5.4816 | 36.2542 | 37.7624
5394 | 19418400 | 5.4817 | 36.2565 | 37.7647
5395 | 19422000 | 5.4817 | 36.2587 | 37.7669
5396 | 19425600 | 5.4818 | 36.2609 | 37.7692
5397 | 19429200 | 5.4819 | 36.2632 | 37.7714
5398 | 19432800 | 5.482 | 36.2654 | 37.7737
5399 | 19436400 | 5.482 | 36.2676 | 37.7759
5400 | 19440000 | 5.4821 | 36.2699 | 37.7781
5401 | 19443600 | 5.4822 | 36.2721 | 37.7804
5402 | 19447200 | 5.4822 | 36.2743 | 37.7826
5403 | 19450800 | 5.4823 | 36.2766 | 37.7849
5404 | 19454400 | 5.4824 | 36.2788 | 37.7871
5405 | 19458000 | 5.4825 | 36.2811 | 37.7893
5406 | 19461600 | 5.4825 | 36.2833 | 37.7916
5407 | 19465200 | 5.4826 | 36.2855 | 37.7938
5408 | 19468800 | 5.4827 | 36.2878 | 37.7961
5409 | 19472400 | 5.4828 | 36.29 | 37.7983
5410 | 19476000 | 5.4828 | 36.2922 | 37.8005
5411 | 19479600 | 5.4829 | 36.2945 | 37.8028
5412 | 19483200 | 5.483 | 36.2967 | 37.805
5413 | 19486800 | 5.483 | 36.2989 | 37.8073
5414 | 19490400 | 5.4831 | 36.3012 | 37.8095
5415 | 19494000 | 5.4832 | 36.3034 | 37.8117
5416 | 19497600 | 5.4833 | 36.3056 | 37.814
5417 | 19501200 | 5.4833 | 36.3078 | 37.8162
5418 | 19504800 | 5.4834 | 36.3101 | 37.8184
5419 | 19508400 | 5.4835 | 36.3123 | 37.8207
5420 | 19512000 | 5.4835 | 36.3145 | 37.8229
5421 | 19515600 | 5.4836 | 36.3168 | 37.8252
5422 | 19519200 | 5.4837 | 36.319 | 37.8274
5423 | 19522800 | 5.4838 | 36.3212 | 37.8296
5424 | 19526400 | 5.4838 | 36.3235 | 37.8319
5425 | 19530000 | 5.4839 | 36.3257 | 37.8341
5426 | 19533600 | 5.484 | 36.3279 | 37.8363
5427 | 19537200 | 5.484 | 36.3302 | 37.8386
5428 | 19540800 | 5.4841 | 36.3324 | 37.8408
5429 | 19544400 | 5.4842 | 36.3346 | 37.843
5430 | 19548000 | 5.4843 | 36.3368 | 37.8453
5431 | 19551600 | 5.4843 | 36.3391 | 37.8475
5432 | 19555200 | 5.4844 | 36.3413 | 37.8498
5433 | 19558800 | 5.4845 | 36.3435 | 37.852
5434 | 19562400 | 5.4845 | 36.3458 | 37.8542
5435 | 19566000 | 5.4846 | 36.348 | 37.8565
5436 | 19569600 | 5.4847 | 36.3502 | 37.8587
5437 | 19573200 | 5.4848 | 36.3525 | 37.8609
5438 | 19576800 | 5.4848 | 36.3547 | 37.8632
5439 | 19580400 | 5.4849 | 36.3569 | 37.8654
5440 | 19584000 | 5.485 | 36.3591 | 37.8676
5441 | 19587600 | 5.485 | 36.3614 | 37.8699
5442 | 19591200 | 5.4851 | 36.3636 | 37.8721
5443 | 19594800 | 5.4852 | 36.3658 | 37.8743
5444 | 19598400 | 5.4853 | 36.368 | 37.8766
5445 | 19602000 | 5.4853 | 36.3703 | 37.8788
5446 | 19605600 | 5.4854 | 36.3725 | 37.881
5447 | 19609200 | 5.4855 | 36.3747 | 37.8833
5448 | 19612800 | 5.4855 | 36.3769 | 37.8855
5449 | 19616400 | 5.4856 | 36.3792 | 37.8877
5450 | 19620000 | 5.4857 | 36.3814 | 37.8899
5451 | 19623600 | 5.4858 | 36.3836 | 37.8922
5452 | 19627200 | 5.4858 | 36.3859 | 37.8944
5453 | 19630800 | 5.4859 | 36.3881 | 37.8966
5454 | 19634400 | 5.486 | 36.3903 | 37.8989
5455 | 19638000 | 5.486 | 36.3925 | 37.9011
5456 | 19641600 | 5.4861 | 36.3947 | 37.9033
5457 | 19645200 | 5.4862 | 36.397 | 37.9056
5458 | 19648800 | 5.4862 | 36.3992 | 37.9078
5459 | 19652400 | 5.4863 | 36.4014 | 37.91
5460 | 19656000 | 5.4864 | 36.4036 | 37.9123
5461 | 19659600 | 5.4865 | 36.4059 | 37.9145
5462 | 19663200 | 5.4865 | 36.4081 | 37.9167
5463 | 19666800 | 5.4866 | 36.4103 | 37.9189
5464 | 19670400 | 5.4867 | 36.4125 | 37.9212
5465 | 19674000 | 5.4867 | 36.4148 | 37.9234
5466 | 19677600 | 5.4868 | 36.417 | 37.9256
5467 | 19681200 | 5.4869 | 36.4192 | 37.9279
5468 | 19684800 | 5.487 | 36.4214 | 37.9301
5469 | 19688400 | 5.487 | 36.4237 | 37.9323
5470 | 19692000 | 5.4871 | 36.4259 | 37.9345
5471 | 19695600 | 5.4872 | 36.4281 | 37.9368
5472 | 19699200 | 5.4872 | 36.4303 | 37.939
5473 | 19702800 | 5.4873 | 36.4325 | 37.9412
5474 | 19706400 | 5.4874 | 36.4348 | 37.9434
5475 | 19710000 | 5.4875 | 36.437 | 37.9457
5476 | 19713600 | 5.4875 | 36.4392 | 37.9479
5477 | 19717200 | 5.4876 | 36.4414 | 37.9501
5478 | 19720800 | 5.4877 | 36.4436 | 37.9523
5479 | 19724400 | 5.4877 | 36.4459 | 37.9546
5480 | 19728000 | 5.4878 | 36.4481 | 37.9568
5481 | 19731600 | 5.4879 | 36.4503 | 37.959
5482 | 19735200 | 5.4879 | 36.4525 | 37.9613
5483 | 19738800 | 5.488 | 36.4547 | 37.9635
5484 | 19742400 | 5.4881 | 36.457 | 37.9657
5485 | 19746000 | 5.4882 | 36.4592 | 37.9679
5486 | 19749600 | 5.4882 | 36.4614 | 37.9702
5487 | 19753200 | 5.4883 | 36.4636 | 37.9724
5488 | 19756800 | 5.4884 | 36.4658 | 37.9746
5489 | 19760400 | 5.4884 | 36.468 | 37.9768
5490 | 19764000 | 5.4885 | 36.4703 | 37.979
5491 | 19767600 | 5.4886 | 36.4725 | 37.9813
5492 | 19771200 | 5.4886 | 36.4747 | 37.9835
5493 | 19774800 | 5.4887 | 36.4769 | 37.9857
5494 | 19778400 | 5.4888 | 36.4791 | 37.9879
5495 | 19782000 | 5.4889 | 36.4814 | 37.9902
5496 | 19785600 | 5.4889 | 36.4836 | 37.9924
5497 | 19789200 | 5.489 | 36.4858 | 37.9946
5498 | 19792800 | 5.4891 | 36.488 | 37.9968
5499 | 19796400 | 5.4891 | 36.4902 | 37.999
5500 | 19800000 | 5.4892 | 36.4924 | 38.0013
5501 | 19803600 | 5.4893 | 36.4947 | 38.0035
5502 | 19807200 | 5.4893 | 36.4969 | 38.0057
5503 | 19810800 | 5.4894 | 36.4991 | 38.0079
5504 | 19814400 | 5.4895 | 36.5013 | 38.0102
5505 | 19818000 | 5.4896 | 36.5035 | 38.0124
5506 | 19821600 | 5.4896 | 36.5057 | 38.0146
5507 | 19825200 | 5.4897 | 36.5079 | 38.0168
5508 | 19828800 | 5.4898 | 36.5102 | 38.019
5509 | 19832400 | 5.4898 | 36.5124 | 38.0213
5510 | 19836000 | 5.4899 | 36.5146 | 38.0235
5511 | 19839600 | 5.49 | 36.5168 | 38.0257
5512 | 19843200 | 5.49 | 36.519 | 38.0279
5513 | 19846800 | 5.4901 | 36.5212 | 38.0301
5514 | 19850400 | 5.4902 | 36.5234 | 38.0324
5515 | 19854000 | 5.4903 | 36.5257 | 38.0346
5516 | 19857600 | 5.4903 | 36.5279 | 38.0368
5517 | 19861200 | 5.4904 | 36.5301 | 38.039
5518 | 19864800 | 5.4905 | 36.5323 | 38.0412
5519 | 19868400 | 5.4905 | 36.5345 | 38.0434
5520 | 19872000 | 5.4906 | 36.5367 | 38.0457
5521 | 19875600 | 5.4907 | 36.5389 | 38.0479
5522 | 19879200 | 5.4907 | 36.5411 | 38.0501
5523 | 19882800 | 5.4908 | 36.5434 | 38.0523
5524 | 19886400 | 5.4909 | 36.5456 | 38.0545
5525 | 19890000 | 5.491 | 36.5478 | 38.0567
5526 | 19893600 | 5.491 | 36.55 | 38.059
5527 | 19897200 | 5.4911 | 36.5522 | 38.0612
5528 | 19900800 | 5.4912 | 36.5544 | 38.0634
5529 | 19904400 | 5.4912 | 36.5566 | 38.0656
5530 | 19908000 | 5.4913 | 36.5588 | 38.0678
5531 | 19911600 | 5.4914 | 36.561 | 38.07
5532 | 19915200 | 5.4914 | 36.5632 | 38.0723
5533 | 19918800 | 5.4915 | 36.5655 | 38.0745
5534 | 19922400 | 5.4916 | 36.5677 | 38.0767
5535 | 19926000 | 5.4917 | 36.5699 | 38.0789
5536 | 19929600 | 5.4917 | 36.5721 | 38.0811
5537 | 19933200 | 5.4918 | 36.5743 | 38.0833
5538 | 19936800 | 5.4919 | 36.5765 | 38.0856
5539 | 19940400 | 5.4919 | 36.5787 | 38.0878
5540 | 19944000 | 5.492 | 36.5809 | 38.09
5541 | 19947600 | 5.4921 | 36.5831 | 38.0922
5542 | 19951200 | 5.4921 | 36.5853 | 38.0944
5543 | 19954800 | 5.4922 | 36.5875 | 38.0966
5544 | 19958400 | 5.4923 | 36.5897 | 38.0988
5545 | 19962000 | 5.4923 | 36.592 | 38.101
5546 | 19965600 | 5.4924 | 36.5942 | 38.1033
5547 | 19969200 | 5.4925 | 36.5964 | 38.1055
5548 | 19972800 | 5.4926 | 36.5986 | 38.1077
5549 | 19976400 | 5.4926 | 36.6008 | 38.1099
5550 | 19980000 | 5.4927 | 36.603 | 38.1121
5551 | 19983600 | 5.4928 | 36.6052 | 38.1143
5552 | 19987200 | 5.4928 | 36.6074 | 38.1165
5553 | 19990800 | 5.4929 | 36.6096 | 38.1187
5554 | 19994400 | 5.493 | 36.6118 | 38.121
5555 | 19998000 | 5.493 | 36.614 | 38.1232
5556 | 20001600 | 5.4931 | 36.6162 | 38.1254
5557 | 20005200 | 5.4932 | 36.6184 | 38.1276
5558 | 20008800 | 5.4932 | 36.6206 | 38.1298
5559 | 20012400 | 5.4933 | 36.6228 | 38.132
5560 | 20016000 | 5.4934 | 36.625 | 38.1342
5561 | 20019600 | 5.4935 | 36.6272 | 38.1364
5562 | 20023200 | 5.4935 | 36.6295 | 38.1386
5563 | 20026800 | 5.4936 | 36.6317 | 38.1408
5564 | 20030400 | 5.4937 | 36.6339 | 38.1431
5565 | 20034000 | 5.4937 | 36.6361 | 38.1453
5566 | 20037600 | 5.4938 | 36.6383 | 38.1475
5567 | 20041200 | 5.4939 | 36.6405 | 38.1497
5568 | 20044800 | 5.4939 | 36.6427 | 38.1519
5569 | 20048400 | 5.494 | 36.6449 | 38.1541
5570 | 20052000 | 5.4941 | 36.6471 | 38.1563
5571 | 20055600 | 5.4941 | 36.6493 | 38.1585
5572 | 20059200 | 5.4942 | 36.6515 | 38.1607
5573 | 20062800 | 5.4943 | 36.6537 | 38.1629
5574 | 20066400 | 5.4943 | 36.6559 | 38.1651
5575 | 20070000 | 5.4944 | 36.6581 | 38.1673
5576 | 20073600 | 5.4945 | 36.6603 | 38.1696
5577 | 20077200 | 5.4946 | 36.6625 | 38.1718
5578 | 20080800 | 5.4946 | 36.6647 | 38.174
5579 | 20084400 | 5.4947 | 36.6669 | 38.1762
5580 | 20088000 | 5.4948 | 36.6691 | 38.1784
5581 | 20091600 | 5.4948 | 36.6713 | 38.1806
5582 | 20095200 | 5.4949 | 36.6735 | 38.1828
5583 | 20098800 | 5.495 | 36.6757 | 38.185
5584 | 20102400 | 5.495 | 36.6779 | 38.1872
5585 | 20106000 | 5.4951 | 36.6801 | 38.1894
5586 | 20109600 | 5.4952 | 36.6823 | 38.1916
5587 | 20113200 | 5.4952 | 36.6845 | 38.1938
5588 | 20116800 | 5.4953 | 36.6867 | 38.196
5589 | 20120400 | 5.4954 | 36.6889 | 38.1982
5590 | 20124000 | 5.4954 | 36.6911 | 38.2004
5591 | 20127600 | 5.4955 | 36.6933 | 38.2026
5592 | 20131200 | 5.4956 | 36.6955 | 38.2048
5593 | 20134800 | 5.4956 | 36.6977 | 38.207
5594 | 20138400 | 5.4957 | 36.6999 | 38.2092
5595 | 20142000 | 5.4958 | 36.7021 | 38.2115
5596 | 20145600 | 5.4959 | 36.7043 | 38.2137
5597 | 20149200 | 5.4959 | 36.7065 | 38.2159
5598 | 20152800 | 5.496 | 36.7087 | 38.2181
5599 | 20156400 | 5.4961 | 36.7109 | 38.2203
5600 | 20160000 | 5.4961 | 36.7131 | 38.2225
5601 | 20163600 | 5.4962 | 36.7153 | 38.2247
5602 | 20167200 | 5.4963 | 36.7175 | 38.2269
5603 | 20170800 | 5.4963 | 36.7197 | 38.2291
5604 | 20174400 | 5.4964 | 36.7219 | 38.2313
5605 | 20178000 | 5.4965 | 36.7241 | 38.2335
5606 | 20181600 | 5.4965 | 36.7262 | 38.2357
5607 | 20185200 | 5.4966 | 36.7284 | 38.2379
5608 | 20188800 | 5.4967 | 36.7306 | 38.2401
5609 | 20192400 | 5.4967 | 36.7328 | 38.2423
5610 | 20196000 | 5.4968 | 36.735 | 38.2445
5611 | 20199600 | 5.4969 | 36.7372 | 38.2467
5612 | 20203200 | 5.4969 | 36.7394 | 38.2489
5613 | 20206800 | 5.497 | 36.7416 | 38.2511
5614 | 20210400 | 5.4971 | 36.7438 | 38.2533
5615 | 20214000 | 5.4972 | 36.746 | 38.2555
5616 | 20217600 | 5.4972 | 36.7482 | 38.2577
5617 | 20221200 | 5.4973 | 36.7504 | 38.2599
5618 | 20224800 | 5.4974 | 36.7526 | 38.2621
5619 | 20228400 | 5.4974 | 36.7548 | 38.2643
5620 | 20232000 | 5.4975 | 36.757 | 38.2665
5621 | 20235600 | 5.4976 | 36.7592 | 38.2687
5622 | 20239200 | 5.4976 | 36.7614 | 38.2709
5623 | 20242800 | 5.4977 | 36.7636 | 38.2731
5624 | 20246400 | 5.4978 | 36.7657 | 38.2753
5625 | 20250000 | 5.4978 | 36.7679 | 38.2775
5626 | 20253600 | 5.4979 | 36.7701 | 38.2797
5627 | 20257200 | 5.498 | 36.7723 | 38.2819
5628 | 20260800 | 5.498 | 36.7745 | 38.2841
5629 | 20264400 | 5.4981 | 36.7767 | 38.2863
5630 | 20268000 | 5.4982 | 36.7789 | 38.2885
5631 | 20271600 | 5.4982 | 36.7811 | 38.2907
5632 | 20275200 | 5.4983 | 36.7833 | 38.2928
5633 | 20278800 | 5.4984 | 36.7855 | 38.295
5634 | 20282400 | 5.4984 | 36.7877 | 38.2972
5635 | 20286000 | 5.4985 | 36.7898 | 38.2994
5636 | 20289600 | 5.4986 | 36.792 | 38.3016
5637 | 20293200 | 5.4986 | 36.7942 | 38.3038
5638 | 20296800 | 5.4987 | 36.7964 | 38.306
5639 | 20300400 | 5.4988 | 36.7986 | 38.3082
5640 | 20304000 | 5.4988 | 36.8008 | 38.3104
5641 | 20307600 | 5.4989 | 36.803 | 38.3126
5642 | 20311200 | 5.499 | 36.8052 | 38.3148
5643 | 20314800 | 5.499 | 36.8074 | 38.317
5644 | 20318400 | 5.4991 | 36.8096 | 38.3192
5645 | 20322000 | 5.4992 | 36.8117 | 38.3214
5646 | 20325600 | 5.4993 | 36.8139 | 38.3236
5647 | 20329200 | 5.4993 | 36.8161 | 38.3258
5648 | 20332800 | 5.4994 | 36.8183 | 38.328
5649 | 20336400 | 5.4995 | 36.8205 | 38.3302
5650 | 20340000 | 5.4995 | 36.8227 | 38.3324
5651 | 20343600 | 5.4996 | 36.8249 | 38.3345
5652 | 20347200 | 5.4997 | 36.8271 | 38.3367
5653 | 20350800 | 5.4997 | 36.8292 | 38.3389
5654 | 20354400 | 5.4998 | 36.8314 | 38.3411
5655 | 20358000 | 5.4999 | 36.8336 | 38.3433
5656 | 20361600 | 5.4999 | 36.8358 | 38.3455
5657 | 20365200 | 5.5 | 36.838 | 38.3477
5658 | 20368800 | 5.5001 | 36.8402 | 38.3499
5659 | 20372400 | 5.5001 | 36.8424 | 38.3521
5660 | 20376000 | 5.5002 | 36.8445 | 38.3543
5661 | 20379600 | 5.5003 | 36.8467 | 38.3565
5662 | 20383200 | 5.5003 | 36.8489 | 38.3587
5663 | 20386800 | 5.5004 | 36.8511 | 38.3608
5664 | 20390400 | 5.5005 | 36.8533 | 38.363
5665 | 20394000 | 5.5005 | 36.8555 | 38.3652
5666 | 20397600 | 5.5006 | 36.8577 | 38.3674
5667 | 20401200 | 5.5007 | 36.8598 | 38.3696
5668 | 20404800 | 5.5007 | 36.862 | 38.3718
5669 | 20408400 | 5.5008 | 36.8642 | 38.374
5670 | 20412000 | 5.5009 | 36.8664 | 38.3762
5671 | 20415600 | 5.5009 | 36.8686 | 38.3784
5672 | 20419200 | 5.501 | 36.8708 | 38.3806
5673 | 20422800 | 5.5011 | 36.8729 | 38.3827
5674 | 20426400 | 5.5011 | 36.8751 | 38.3849
5675 | 20430000 | 5.5012 | 36.8773 | 38.3871
5676 | 20433600 | 5.5013 | 36.8795 | 38.3893
5677 | 20437200 | 5.5013 | 36.8817 | 38.3915
5678 | 20440800 | 5.5014 | 36.8839 | 38.3937
5679 | 20444400 | 5.5015 | 36.886 | 38.3959
5680 | 20448000 | 5.5015 | 36.8882 | 38.3981
5681 | 20451600 | 5.5016 | 36.8904 | 38.4002
5682 | 20455200 | 5.5017 | 36.8926 | 38.4024
5683 | 20458800 | 5.5017 | 36.8948 | 38.4046
5684 | 20462400 | 5.5018 | 36.897 | 38.4068
5685 | 20466000 | 5.5019 | 36.8991 | 38.409
5686 | 20469600 | 5.5019 | 36.9013 | 38.4112
5687 | 20473200 | 5.502 | 36.9035 | 38.4134
5688 | 20476800 | 5.5021 | 36.9057 | 38.4156
5689 | 20480400 | 5.5021 | 36.9079 | 38.4177
5690 | 20484000 | 5.5022 | 36.91 | 38.4199
5691 | 20487600 | 5.5023 | 36.9122 | 38.4221
5692 | 20491200 | 5.5023 | 36.9144 | 38.4243
5693 | 20494800 | 5.5024 | 36.9166 | 38.4265
5694 | 20498400 | 5.5025 | 36.9188 | 38.4287
5695 | 20502000 | 5.5025 | 36.9209 | 38.4309
5696 | 20505600 | 5.5026 | 36.9231 | 38.433
5697 | 20509200 | 5.5027 | 36.9253 | 38.4352
5698 | 20512800 | 5.5027 | 36.9275 | 38.4374
5699 | 20516400 | 5.5028 | 36.9297 | 38.4396
5700 | 20520000 | 5.5029 | 36.9318 | 38.4418
5701 | 20523600 | 5.5029 | 36.934 | 38.444
5702 | 20527200 | 5.503 | 36.9362 | 38.4461
5703 | 20530800 | 5.5031 | 36.9384 | 38.4483
5704 | 20534400 | 5.5031 | 36.9405 | 38.4505
5705 | 20538000 | 5.5032 | 36.9427 | 38.4527
5706 | 20541600 | 5.5033 | 36.9449 | 38.4549
5707 | 20545200 | 5.5033 | 36.9471 | 38.4571
5708 | 20548800 | 5.5034 | 36.9493 | 38.4592
5709 | 20552400 | 5.5035 | 36.9514 | 38.4614
5710 | 20556000 | 5.5035 | 36.9536 | 38.4636
5711 | 20559600 | 5.5036 | 36.9558 | 38.4658
5712 | 20563200 | 5.5037 | 36.958 | 38.468
5713 | 20566800 | 5.5037 | 36.9601 | 38.4701
5714 | 20570400 | 5.5038 | 36.9623 | 38.4723
5715 | 20574000 | 5.5039 | 36.9645 | 38.4745
5716 | 20577600 | 5.5039 | 36.9667 | 38.4767
5717 | 20581200 | 5.504 | 36.9688 | 38.4789
5718 | 20584800 | 5.5041 | 36.971 | 38.4811
5719 | 20588400 | 5.5041 | 36.9732 | 38.4832
5720 | 20592000 | 5.5042 | 36.9754 | 38.4854
5721 | 20595600 | 5.5043 | 36.9775 | 38.4876
5722 | 20599200 | 5.5043 | 36.9797 | 38.4898
5723 | 20602800 | 5.5044 | 36.9819 | 38.492
5724 | 20606400 | 5.5045 | 36.9841 | 38.4941
5725 | 20610000 | 5.5045 | 36.9862 | 38.4963
5726 | 20613600 | 5.5046 | 36.9884 | 38.4985
5727 | 20617200 | 5.5047 | 36.9906 | 38.5007
5728 | 20620800 | 5.5047 | 36.9928 | 38.5028
5729 | 20624400 | 5.5048 | 36.9949 | 38.505
5730 | 20628000 | 5.5049 | 36.9971 | 38.5072
5731 | 20631600 | 5.5049 | 36.9993 | 38.5094
5732 | 20635200 | 5.505 | 37.0014 | 38.5116
5733 | 20638800 | 5.5051 | 37.0036 | 38.5137
5734 | 20642400 | 5.5051 | 37.0058 | 38.5159
5735 | 20646000 | 5.5052 | 37.008 | 38.5181
5736 | 20649600 | 5.5053 | 37.0101 | 38.5203
5737 | 20653200 | 5.5053 | 37.0123 | 38.5224
5738 | 20656800 | 5.5054 | 37.0145 | 38.5246
5739 | 20660400 | 5.5055 | 37.0167 | 38.5268
5740 | 20664000 | 5.5055 | 37.0188 | 38.529
5741 | 20667600 | 5.5056 | 37.021 | 38.5312
5742 | 20671200 | 5.5056 | 37.0232 | 38.5333
5743 | 20674800 | 5.5057 | 37.0253 | 38.5355
5744 | 20678400 | 5.5058 | 37.0275 | 38.5377
5745 | 20682000 | 5.5058 | 37.0297 | 38.5399
5746 | 20685600 | 5.5059 | 37.0318 | 38.542
5747 | 20689200 | 5.506 | 37.034 | 38.5442
5748 | 20692800 | 5.506 | 37.0362 | 38.5464
5749 | 20696400 | 5.5061 | 37.0384 | 38.5486
5750 | 20700000 | 5.5062 | 37.0405 | 38.5507
5751 | 20703600 | 5.5062 | 37.0427 | 38.5529
5752 | 20707200 | 5.5063 | 37.0449 | 38.5551
5753 | 20710800 | 5.5064 | 37.047 | 38.5573
5754 | 20714400 | 5.5064 | 37.0492 | 38.5594
5755 | 20718000 | 5.5065 | 37.0514 | 38.5616
5756 | 20721600 | 5.5066 | 37.0535 | 38.5638
5757 | 20725200 | 5.5066 | 37.0557 | 38.566
5758 | 20728800 | 5.5067 | 37.0579 | 38.5681
5759 | 20732400 | 5.5068 | 37.06 | 38.5703
5760 | 20736000 | 5.5068 | 37.0622 | 38.5725
5761 | 20739600 | 5.5069 | 37.0644 | 38.5746
5762 | 20743200 | 5.507 | 37.0665 | 38.5768
5763 | 20746800 | 5.507 | 37.0687 | 38.579
5764 | 20750400 | 5.5071 | 37.0709 | 38.5812
5765 | 20754000 | 5.5072 | 37.073 | 38.5833
5766 | 20757600 | 5.5072 | 37.0752 | 38.5855
5767 | 20761200 | 5.5073 | 37.0774 | 38.5877
5768 | 20764800 | 5.5074 | 37.0795 | 38.5898
5769 | 20768400 | 5.5074 | 37.0817 | 38.592
5770 | 20772000 | 5.5075 | 37.0839 | 38.5942
5771 | 20775600 | 5.5076 | 37.086 | 38.5964
5772 | 20779200 | 5.5076 | 37.0882 | 38.5985
5773 | 20782800 | 5.5077 | 37.0904 | 38.6007
5774 | 20786400 | 5.5077 | 37.0925 | 38.6029
5775 | 20790000 | 5.5078 | 37.0947 | 38.605
5776 | 20793600 | 5.5079 | 37.0969 | 38.6072
5777 | 20797200 | 5.5079 | 37.099 | 38.6094
5778 | 20800800 | 5.508 | 37.1012 | 38.6116
5779 | 20804400 | 5.5081 | 37.1034 | 38.6137
5780 | 20808000 | 5.5081 | 37.1055 | 38.6159
5781 | 20811600 | 5.5082 | 37.1077 | 38.6181
5782 | 20815200 | 5.5083 | 37.1099 | 38.6202
5783 | 20818800 | 5.5083 | 37.112 | 38.6224
5784 | 20822400 | 5.5084 | 37.1142 | 38.6246
5785 | 20826000 | 5.5085 | 37.1163 | 38.6267
5786 | 20829600 | 5.5085 | 37.1185 | 38.6289
5787 | 20833200 | 5.5086 | 37.1207 | 38.6311
5788 | 20836800 | 5.5087 | 37.1228 | 38.6332
5789 | 20840400 | 5.5087 | 37.125 | 38.6354
5790 | 20844000 | 5.5088 | 37.1272 | 38.6376
5791 | 20847600 | 5.5089 | 37.1293 | 38.6397
5792 | 20851200 | 5.5089 | 37.1315 | 38.6419
5793 | 20854800 | 5.509 | 37.1336 | 38.6441
5794 | 20858400 | 5.5091 | 37.1358 | 38.6462
5795 | 20862000 | 5.5091 | 37.138 | 38.6484
5796 | 20865600 | 5.5092 | 37.1401 | 38.6506
5797 | 20869200 | 5.5092 | 37.1423 | 38.6527
5798 | 20872800 | 5.5093 | 37.1444 | 38.6549
5799 | 20876400 | 5.5094 | 37.1466 | 38.6571
5800 | 20880000 | 5.5094 | 37.1488 | 38.6592
5801 | 20883600 | 5.5095 | 37.1509 | 38.6614
5802 | 20887200 | 5.5096 | 37.1531 | 38.6636
5803 | 20890800 | 5.5096 | 37.1552 | 38.6657
5804 | 20894400 | 5.5097 | 37.1574 | 38.6679
5805 | 20898000 | 5.5098 | 37.1596 | 38.6701
5806 | 20901600 | 5.5098 | 37.1617 | 38.6722
5807 | 20905200 | 5.5099 | 37.1639 | 38.6744
5808 | 20908800 | 5.51 | 37.166 | 38.6766
5809 | 20912400 | 5.51 | 37.1682 | 38.6787
5810 | 20916000 | 5.5101 | 37.1704 | 38.6809
5811 | 20919600 | 5.5102 | 37.1725 | 38.6831
5812 | 20923200 | 5.5102 | 37.1747 | 38.6852
5813 | 20926800 | 5.5103 | 37.1768 | 38.6874
5814 | 20930400 | 5.5103 | 37.179 | 38.6895
5815 | 20934000 | 5.5104 | 37.1812 | 38.6917
5816 | 20937600 | 5.5105 | 37.1833 | 38.6939
5817 | 20941200 | 5.5105 | 37.1855 | 38.696
5818 | 20944800 | 5.5106 | 37.1876 | 38.6982
5819 | 20948400 | 5.5107 | 37.1898 | 38.7004
5820 | 20952000 | 5.5107 | 37.1919 | 38.7025
5821 | 20955600 | 5.5108 | 37.1941 | 38.7047
5822 | 20959200 | 5.5109 | 37.1963 | 38.7068
5823 | 20962800 | 5.5109 | 37.1984 | 38.709
5824 | 20966400 | 5.511 | 37.2006 | 38.7112
5825 | 20970000 | 5.5111 | 37.2027 | 38.7133
5826 | 20973600 | 5.5111 | 37.2049 | 38.7155
5827 | 20977200 | 5.5112 | 37.207 | 38.7176
5828 | 20980800 | 5.5113 | 37.2092 | 38.7198
5829 | 20984400 | 5.5113 | 37.2113 | 38.722
5830 | 20988000 | 5.5114 | 37.2135 | 38.7241
5831 | 20991600 | 5.5114 | 37.2157 | 38.7263
5832 | 20995200 | 5.5115 | 37.2178 | 38.7284
5833 | 20998800 | 5.5116 | 37.22 | 38.7306
5834 | 21002400 | 5.5116 | 37.2221 | 38.7328
5835 | 21006000 | 5.5117 | 37.2243 | 38.7349
5836 | 21009600 | 5.5118 | 37.2264 | 38.7371
5837 | 21013200 | 5.5118 | 37.2286 | 38.7392
5838 | 21016800 | 5.5119 | 37.2307 | 38.7414
5839 | 21020400 | 5.512 | 37.2329 | 38.7436
5840 | 21024000 | 5.512 | 37.235 | 38.7457
5841 | 21027600 | 5.5121 | 37.2372 | 38.7479
5842 | 21031200 | 5.5122 | 37.2393 | 38.75
5843 | 21034800 | 5.5122 | 37.2415 | 38.7522
5844 | 21038400 | 5.5123 | 37.2436 | 38.7544
5845 | 21042000 | 5.5123 | 37.2458 | 38.7565
5846 | 21045600 | 5.5124 | 37.248 | 38.7587
5847 | 21049200 | 5.5125 | 37.2501 | 38.7608
5848 | 21052800 | 5.5125 | 37.2523 | 38.763
5849 | 21056400 | 5.5126 | 37.2544 | 38.7651
5850 | 21060000 | 5.5127 | 37.2566 | 38.7673
5851 | 21063600 | 5.5127 | 37.2587 | 38.7695
5852 | 21067200 | 5.5128 | 37.2609 | 38.7716
5853 | 21070800 | 5.5129 | 37.263 | 38.7738
5854 | 21074400 | 5.5129 | 37.2652 | 38.7759
5855 | 21078000 | 5.513 | 37.2673 | 38.7781
5856 | 21081600 | 5.513 | 37.2695 | 38.7802
5857 | 21085200 | 5.5131 | 37.2716 | 38.7824
5858 | 21088800 | 5.5132 | 37.2738 | 38.7845
5859 | 21092400 | 5.5132 | 37.2759 | 38.7867
5860 | 21096000 | 5.5133 | 37.2781 | 38.7889
5861 | 21099600 | 5.5134 | 37.2802 | 38.791
5862 | 21103200 | 5.5134 | 37.2824 | 38.7932
5863 | 21106800 | 5.5135 | 37.2845 | 38.7953
5864 | 21110400 | 5.5136 | 37.2867 | 38.7975
5865 | 21114000 | 5.5136 | 37.2888 | 38.7996
5866 | 21117600 | 5.5137 | 37.291 | 38.8018
5867 | 21121200 | 5.5138 | 37.2931 | 38.8039
5868 | 21124800 | 5.5138 | 37.2953 | 38.8061
5869 | 21128400 | 5.5139 | 37.2974 | 38.8082
5870 | 21132000 | 5.5139 | 37.2996 | 38.8104
5871 | 21135600 | 5.514 | 37.3017 | 38.8125
5872 | 21139200 | 5.5141 | 37.3039 | 38.8147
5873 | 21142800 | 5.5141 | 37.306 | 38.8169
5874 | 21146400 | 5.5142 | 37.3081 | 38.819
5875 | 21150000 | 5.5143 | 37.3103 | 38.8212
5876 | 21153600 | 5.5143 | 37.3124 | 38.8233
5877 | 21157200 | 5.5144 | 37.3146 | 38.8255
5878 | 21160800 | 5.5145 | 37.3167 | 38.8276
5879 | 21164400 | 5.5145 | 37.3189 | 38.8298
5880 | 21168000 | 5.5146 | 37.321 | 38.8319
5881 | 21171600 | 5.5146 | 37.3232 | 38.8341
5882 | 21175200 | 5.5147 | 37.3253 | 38.8362
5883 | 21178800 | 5.5148 | 37.3275 | 38.8384
5884 | 21182400 | 5.5148 | 37.3296 | 38.8405
5885 | 21186000 | 5.5149 | 37.3318 | 38.8427
5886 | 21189600 | 5.515 | 37.3339 | 38.8448
5887 | 21193200 | 5.515 | 37.336 | 38.847
5888 | 21196800 | 5.5151 | 37.3382 | 38.8491
5889 | 21200400 | 5.5152 | 37.3403 | 38.8513
5890 | 21204000 | 5.5152 | 37.3425 | 38.8534
5891 | 21207600 | 5.5153 | 37.3446 | 38.8556
5892 | 21211200 | 5.5153 | 37.3468 | 38.8577
5893 | 21214800 | 5.5154 | 37.3489 | 38.8599
5894 | 21218400 | 5.5155 | 37.3511 | 38.862
5895 | 21222000 | 5.5155 | 37.3532 | 38.8642
5896 | 21225600 | 5.5156 | 37.3553 | 38.8663
5897 | 21229200 | 5.5157 | 37.3575 | 38.8685
5898 | 21232800 | 5.5157 | 37.3596 | 38.8706
5899 | 21236400 | 5.5158 | 37.3618 | 38.8728
5900 | 21240000 | 5.5158 | 37.3639 | 38.8749
5901 | 21243600 | 5.5159 | 37.3661 | 38.8771
5902 | 21247200 | 5.516 | 37.3682 | 38.8792
5903 | 21250800 | 5.516 | 37.3703 | 38.8814
5904 | 21254400 | 5.5161 | 37.3725 | 38.8835
5905 | 21258000 | 5.5162 | 37.3746 | 38.8856
5906 | 21261600 | 5.5162 | 37.3768 | 38.8878
5907 | 21265200 | 5.5163 | 37.3789 | 38.8899
5908 | 21268800 | 5.5164 | 37.3811 | 38.8921
5909 | 21272400 | 5.5164 | 37.3832 | 38.8942
5910 | 21276000 | 5.5165 | 37.3853 | 38.8964
5911 | 21279600 | 5.5165 | 37.3875 | 38.8985
5912 | 21283200 | 5.5166 | 37.3896 | 38.9007
5913 | 21286800 | 5.5167 | 37.3918 | 38.9028
5914 | 21290400 | 5.5167 | 37.3939 | 38.905
5915 | 21294000 | 5.5168 | 37.396 | 38.9071
5916 | 21297600 | 5.5169 | 37.3982 | 38.9093
5917 | 21301200 | 5.5169 | 37.4003 | 38.9114
5918 | 21304800 | 5.517 | 37.4025 | 38.9135
5919 | 21308400 | 5.517 | 37.4046 | 38.9157
5920 | 21312000 | 5.5171 | 37.4067 | 38.9178
5921 | 21315600 | 5.5172 | 37.4089 | 38.92
5922 | 21319200 | 5.5172 | 37.411 | 38.9221
5923 | 21322800 | 5.5173 | 37.4132 | 38.9243
5924 | 21326400 | 5.5174 | 37.4153 | 38.9264
5925 | 21330000 | 5.5174 | 37.4174 | 38.9286
5926 | 21333600 | 5.5175 | 37.4196 | 38.9307
5927 | 21337200 | 5.5176 | 37.4217 | 38.9328
5928 | 21340800 | 5.5176 | 37.4238 | 38.935
5929 | 21344400 | 5.5177 | 37.426 | 38.9371
5930 | 21348000 | 5.5177 | 37.4281 | 38.9393
5931 | 21351600 | 5.5178 | 37.4303 | 38.9414
5932 | 21355200 | 5.5179 | 37.4324 | 38.9436
5933 | 21358800 | 5.5179 | 37.4345 | 38.9457
5934 | 21362400 | 5.518 | 37.4367 | 38.9478
5935 | 21366000 | 5.5181 | 37.4388 | 38.95
5936 | 21369600 | 5.5181 | 37.4409 | 38.9521
5937 | 21373200 | 5.5182 | 37.4431 | 38.9543
5938 | 21376800 | 5.5182 | 37.4452 | 38.9564
5939 | 21380400 | 5.5183 | 37.4474 | 38.9585
5940 | 21384000 | 5.5184 | 37.4495 | 38.9607
5941 | 21387600 | 5.5184 | 37.4516 | 38.9628
5942 | 21391200 | 5.5185 | 37.4538 | 38.965
5943 | 21394800 | 5.5186 | 37.4559 | 38.9671
5944 | 21398400 | 5.5186 | 37.458 | 38.9692
5945 | 21402000 | 5.5187 | 37.4602 | 38.9714
5946 | 21405600 | 5.5187 | 37.4623 | 38.9735
5947 | 21409200 | 5.5188 | 37.4644 | 38.9757
5948 | 21412800 | 5.5189 | 37.4666 | 38.9778
5949 | 21416400 | 5.5189 | 37.4687 | 38.9799
5950 | 21420000 | 5.519 | 37.4708 | 38.9821
5951 | 21423600 | 5.5191 | 37.473 | 38.9842
5952 | 21427200 | 5.5191 | 37.4751 | 38.9864
5953 | 21430800 | 5.5192 | 37.4772 | 38.9885
5954 | 21434400 | 5.5192 | 37.4794 | 38.9906
5955 | 21438000 | 5.5193 | 37.4815 | 38.9928
5956 | 21441600 | 5.5194 | 37.4836 | 38.9949
5957 | 21445200 | 5.5194 | 37.4858 | 38.9971
5958 | 21448800 | 5.5195 | 37.4879 | 38.9992
5959 | 21452400 | 5.5196 | 37.49 | 39.0013
5960 | 21456000 | 5.5196 | 37.4922 | 39.0035
5961 | 21459600 | 5.5197 | 37.4943 | 39.0056
5962 | 21463200 | 5.5197 | 37.4964 | 39.0077
5963 | 21466800 | 5.5198 | 37.4986 | 39.0099
5964 | 21470400 | 5.5199 | 37.5007 | 39.012
5965 | 21474000 | 5.5199 | 37.5028 | 39.0142
5966 | 21477600 | 5.52 | 37.505 | 39.0163
5967 | 21481200 | 5.5201 | 37.5071 | 39.0184
5968 | 21484800 | 5.5201 | 37.5092 | 39.0206
5969 | 21488400 | 5.5202 | 37.5114 | 39.0227
5970 | 21492000 | 5.5202 | 37.5135 | 39.0248
5971 | 21495600 | 5.5203 | 37.5156 | 39.027
5972 | 21499200 | 5.5204 | 37.5177 | 39.0291
5973 | 21502800 | 5.5204 | 37.5199 | 39.0312
5974 | 21506400 | 5.5205 | 37.522 | 39.0334
5975 | 21510000 | 5.5206 | 37.5241 | 39.0355
5976 | 21513600 | 5.5206 | 37.5263 | 39.0376
5977 | 21517200 | 5.5207 | 37.5284 | 39.0398
5978 | 21520800 | 5.5207 | 37.5305 | 39.0419
5979 | 21524400 | 5.5208 | 37.5327 | 39.044
5980 | 21528000 | 5.5209 | 37.5348 | 39.0462
5981 | 21531600 | 5.5209 | 37.5369 | 39.0483
5982 | 21535200 | 5.521 | 37.539 | 39.0505
5983 | 21538800 | 5.521 | 37.5412 | 39.0526
5984 | 21542400 | 5.5211 | 37.5433 | 39.0547
5985 | 21546000 | 5.5212 | 37.5454 | 39.0569
5986 | 21549600 | 5.5212 | 37.5476 | 39.059
5987 | 21553200 | 5.5213 | 37.5497 | 39.0611
5988 | 21556800 | 5.5214 | 37.5518 | 39.0633
5989 | 21560400 | 5.5214 | 37.5539 | 39.0654
5990 | 21564000 | 5.5215 | 37.5561 | 39.0675
5991 | 21567600 | 5.5215 | 37.5582 | 39.0696
5992 | 21571200 | 5.5216 | 37.5603 | 39.0718
5993 | 21574800 | 5.5217 | 37.5624 | 39.0739
5994 | 21578400 | 5.5217 | 37.5646 | 39.076
5995 | 21582000 | 5.5218 | 37.5667 | 39.0782
5996 | 21585600 | 5.5219 | 37.5688 | 39.0803
5997 | 21589200 | 5.5219 | 37.571 | 39.0824
5998 | 21592800 | 5.522 | 37.5731 | 39.0846
5999 | 21596400 | 5.522 | 37.5752 | 39.0867
6000 | 21600000 | 5.5221 | 37.5773 | 39.0888
6001 | 21603600 | 5.5222 | 37.5795 | 39.091
6002 | 21607200 | 5.5222 | 37.5816 | 39.0931
6003 | 21610800 | 5.5223 | 37.5837 | 39.0952
6004 | 21614400 | 5.5223 | 37.5858 | 39.0974
6005 | 21618000 | 5.5224 | 37.588 | 39.0995
6006 | 21621600 | 5.5225 | 37.5901 | 39.1016
6007 | 21625200 | 5.5225 | 37.5922 | 39.1037
6008 | 21628800 | 5.5226 | 37.5943 | 39.1059
6009 | 21632400 | 5.5227 | 37.5965 | 39.108
6010 | 21636000 | 5.5227 | 37.5986 | 39.1101
6011 | 21639600 | 5.5228 | 37.6007 | 39.1123
6012 | 21643200 | 5.5228 | 37.6028 | 39.1144
6013 | 21646800 | 5.5229 | 37.6049 | 39.1165
6014 | 21650400 | 5.523 | 37.6071 | 39.1186
6015 | 21654000 | 5.523 | 37.6092 | 39.1208
6016 | 21657600 | 5.5231 | 37.6113 | 39.1229
6017 | 21661200 | 5.5231 | 37.6134 | 39.125
6018 | 21664800 | 5.5232 | 37.6156 | 39.1272
6019 | 21668400 | 5.5233 | 37.6177 | 39.1293
6020 | 21672000 | 5.5233 | 37.6198 | 39.1314
6021 | 21675600 | 5.5234 | 37.6219 | 39.1335
6022 | 21679200 | 5.5235 | 37.6241 | 39.1357
6023 | 21682800 | 5.5235 | 37.6262 | 39.1378
6024 | 21686400 | 5.5236 | 37.6283 | 39.1399
6025 | 21690000 | 5.5236 | 37.6304 | 39.142
6026 | 21693600 | 5.5237 | 37.6325 | 39.1442
6027 | 21697200 | 5.5238 | 37.6347 | 39.1463
6028 | 21700800 | 5.5238 | 37.6368 | 39.1484
6029 | 21704400 | 5.5239 | 37.6389 | 39.1505
6030 | 21708000 | 5.5239 | 37.641 | 39.1527
6031 | 21711600 | 5.524 | 37.6431 | 39.1548
6032 | 21715200 | 5.5241 | 37.6453 | 39.1569
6033 | 21718800 | 5.5241 | 37.6474 | 39.159
6034 | 21722400 | 5.5242 | 37.6495 | 39.1612
6035 | 21726000 | 5.5243 | 37.6516 | 39.1633
6036 | 21729600 | 5.5243 | 37.6537 | 39.1654
6037 | 21733200 | 5.5244 | 37.6559 | 39.1675
6038 | 21736800 | 5.5244 | 37.658 | 39.1697
6039 | 21740400 | 5.5245 | 37.6601 | 39.1718
6040 | 21744000 | 5.5246 | 37.6622 | 39.1739
6041 | 21747600 | 5.5246 | 37.6643 | 39.176
6042 | 21751200 | 5.5247 | 37.6665 | 39.1782
6043 | 21754800 | 5.5247 | 37.6686 | 39.1803
6044 | 21758400 | 5.5248 | 37.6707 | 39.1824
6045 | 21762000 | 5.5249 | 37.6728 | 39.1845
6046 | 21765600 | 5.5249 | 37.6749 | 39.1867
6047 | 21769200 | 5.525 | 37.677 | 39.1888
6048 | 21772800 | 5.525 | 37.6792 | 39.1909
6049 | 21776400 | 5.5251 | 37.6813 | 39.193
6050 | 21780000 | 5.5252 | 37.6834 | 39.1951
6051 | 21783600 | 5.5252 | 37.6855 | 39.1973
6052 | 21787200 | 5.5253 | 37.6876 | 39.1994
6053 | 21790800 | 5.5254 | 37.6897 | 39.2015
6054 | 21794400 | 5.5254 | 37.6919 | 39.2036
6055 | 21798000 | 5.5255 | 37.694 | 39.2058
6056 | 21801600 | 5.5255 | 37.6961 | 39.2079
6057 | 21805200 | 5.5256 | 37.6982 | 39.21
6058 | 21808800 | 5.5257 | 37.7003 | 39.2121
6059 | 21812400 | 5.5257 | 37.7024 | 39.2142
6060 | 21816000 | 5.5258 | 37.7046 | 39.2164
6061 | 21819600 | 5.5258 | 37.7067 | 39.2185
6062 | 21823200 | 5.5259 | 37.7088 | 39.2206
6063 | 21826800 | 5.526 | 37.7109 | 39.2227
6064 | 21830400 | 5.526 | 37.713 | 39.2248
6065 | 21834000 | 5.5261 | 37.7151 | 39.227
6066 | 21837600 | 5.5261 | 37.7173 | 39.2291
6067 | 21841200 | 5.5262 | 37.7194 | 39.2312
6068 | 21844800 | 5.5263 | 37.7215 | 39.2333
6069 | 21848400 | 5.5263 | 37.7236 | 39.2354
6070 | 21852000 | 5.5264 | 37.7257 | 39.2376
6071 | 21855600 | 5.5264 | 37.7278 | 39.2397
6072 | 21859200 | 5.5265 | 37.7299 | 39.2418
6073 | 21862800 | 5.5266 | 37.732 | 39.2439
6074 | 21866400 | 5.5266 | 37.7342 | 39.246
6075 | 21870000 | 5.5267 | 37.7363 | 39.2481
6076 | 21873600 | 5.5267 | 37.7384 | 39.2503
6077 | 21877200 | 5.5268 | 37.7405 | 39.2524
6078 | 21880800 | 5.5269 | 37.7426 | 39.2545
6079 | 21884400 | 5.5269 | 37.7447 | 39.2566
6080 | 21888000 | 5.527 | 37.7468 | 39.2587
6081 | 21891600 | 5.5271 | 37.7489 | 39.2608
6082 | 21895200 | 5.5271 | 37.7511 | 39.263
6083 | 21898800 | 5.5272 | 37.7532 | 39.2651
6084 | 21902400 | 5.5272 | 37.7553 | 39.2672
6085 | 21906000 | 5.5273 | 37.7574 | 39.2693
6086 | 21909600 | 5.5274 | 37.7595 | 39.2714
6087 | 21913200 | 5.5274 | 37.7616 | 39.2735
6088 | 21916800 | 5.5275 | 37.7637 | 39.2757
6089 | 21920400 | 5.5275 | 37.7658 | 39.2778
6090 | 21924000 | 5.5276 | 37.7679 | 39.2799
6091 | 21927600 | 5.5277 | 37.7701 | 39.282
6092 | 21931200 | 5.5277 | 37.7722 | 39.2841
6093 | 21934800 | 5.5278 | 37.7743 | 39.2862
6094 | 21938400 | 5.5278 | 37.7764 | 39.2884
6095 | 21942000 | 5.5279 | 37.7785 | 39.2905
6096 | 21945600 | 5.528 | 37.7806 | 39.2926
6097 | 21949200 | 5.528 | 37.7827 | 39.2947
6098 | 21952800 | 5.5281 | 37.7848 | 39.2968
6099 | 21956400 | 5.5281 | 37.7869 | 39.2989
6100 | 21960000 | 5.5282 | 37.789 | 39.301
6101 | 21963600 | 5.5283 | 37.7912 | 39.3032
6102 | 21967200 | 5.5283 | 37.7933 | 39.3053
6103 | 21970800 | 5.5284 | 37.7954 | 39.3074
6104 | 21974400 | 5.5284 | 37.7975 | 39.3095
6105 | 21978000 | 5.5285 | 37.7996 | 39.3116
6106 | 21981600 | 5.5286 | 37.8017 | 39.3137
6107 | 21985200 | 5.5286 | 37.8038 | 39.3158
6108 | 21988800 | 5.5287 | 37.8059 | 39.3179
6109 | 21992400 | 5.5287 | 37.808 | 39.3201
6110 | 21996000 | 5.5288 | 37.8101 | 39.3222
6111 | 21999600 | 5.5289 | 37.8122 | 39.3243
6112 | 22003200 | 5.5289 | 37.8143 | 39.3264
6113 | 22006800 | 5.529 | 37.8164 | 39.3285
6114 | 22010400 | 5.529 | 37.8186 | 39.3306
6115 | 22014000 | 5.5291 | 37.8207 | 39.3327
6116 | 22017600 | 5.5292 | 37.8228 | 39.3348
6117 | 22021200 | 5.5292 | 37.8249 | 39.3369
6118 | 22024800 | 5.5293 | 37.827 | 39.3391
6119 | 22028400 | 5.5293 | 37.8291 | 39.3412
6120 | 22032000 | 5.5294 | 37.8312 | 39.3433
6121 | 22035600 | 5.5295 | 37.8333 | 39.3454
6122 | 22039200 | 5.5295 | 37.8354 | 39.3475
6123 | 22042800 | 5.5296 | 37.8375 | 39.3496
6124 | 22046400 | 5.5296 | 37.8396 | 39.3517
6125 | 22050000 | 5.5297 | 37.8417 | 39.3538
6126 | 22053600 | 5.5298 | 37.8438 | 39.3559
6127 | 22057200 | 5.5298 | 37.8459 | 39.358
6128 | 22060800 | 5.5299 | 37.848 | 39.3602
6129 | 22064400 | 5.5299 | 37.8501 | 39.3623
6130 | 22068000 | 5.53 | 37.8522 | 39.3644
6131 | 22071600 | 5.5301 | 37.8543 | 39.3665
6132 | 22075200 | 5.5301 | 37.8564 | 39.3686
6133 | 22078800 | 5.5302 | 37.8585 | 39.3707
6134 | 22082400 | 5.5302 | 37.8606 | 39.3728
6135 | 22086000 | 5.5303 | 37.8628 | 39.3749
6136 | 22089600 | 5.5304 | 37.8649 | 39.377
6137 | 22093200 | 5.5304 | 37.867 | 39.3791
6138 | 22096800 | 5.5305 | 37.8691 | 39.3812
6139 | 22100400 | 5.5305 | 37.8712 | 39.3833
6140 | 22104000 | 5.5306 | 37.8733 | 39.3855
6141 | 22107600 | 5.5307 | 37.8754 | 39.3876
6142 | 22111200 | 5.5307 | 37.8775 | 39.3897
6143 | 22114800 | 5.5308 | 37.8796 | 39.3918
6144 | 22118400 | 5.5308 | 37.8817 | 39.3939
6145 | 22122000 | 5.5309 | 37.8838 | 39.396
6146 | 22125600 | 5.531 | 37.8859 | 39.3981
6147 | 22129200 | 5.531 | 37.888 | 39.4002
6148 | 22132800 | 5.5311 | 37.8901 | 39.4023
6149 | 22136400 | 5.5311 | 37.8922 | 39.4044
6150 | 22140000 | 5.5312 | 37.8943 | 39.4065
6151 | 22143600 | 5.5313 | 37.8964 | 39.4086
6152 | 22147200 | 5.5313 | 37.8985 | 39.4107
6153 | 22150800 | 5.5314 | 37.9006 | 39.4128
6154 | 22154400 | 5.5314 | 37.9027 | 39.4149
6155 | 22158000 | 5.5315 | 37.9048 | 39.417
6156 | 22161600 | 5.5316 | 37.9069 | 39.4191
6157 | 22165200 | 5.5316 | 37.909 | 39.4212
6158 | 22168800 | 5.5317 | 37.9111 | 39.4234
6159 | 22172400 | 5.5317 | 37.9132 | 39.4255
6160 | 22176000 | 5.5318 | 37.9153 | 39.4276
6161 | 22179600 | 5.5319 | 37.9174 | 39.4297
6162 | 22183200 | 5.5319 | 37.9195 | 39.4318
6163 | 22186800 | 5.532 | 37.9216 | 39.4339
6164 | 22190400 | 5.532 | 37.9237 | 39.436
6165 | 22194000 | 5.5321 | 37.9258 | 39.4381
6166 | 22197600 | 5.5321 | 37.9279 | 39.4402
6167 | 22201200 | 5.5322 | 37.93 | 39.4423
6168 | 22204800 | 5.5323 | 37.9321 | 39.4444
6169 | 22208400 | 5.5323 | 37.9342 | 39.4465
6170 | 22212000 | 5.5324 | 37.9363 | 39.4486
6171 | 22215600 | 5.5324 | 37.9384 | 39.4507
6172 | 22219200 | 5.5325 | 37.9405 | 39.4528
6173 | 22222800 | 5.5326 | 37.9425 | 39.4549
6174 | 22226400 | 5.5326 | 37.9446 | 39.457
6175 | 22230000 | 5.5327 | 37.9467 | 39.4591
6176 | 22233600 | 5.5327 | 37.9488 | 39.4612
6177 | 22237200 | 5.5328 | 37.9509 | 39.4633
6178 | 22240800 | 5.5329 | 37.953 | 39.4654
6179 | 22244400 | 5.5329 | 37.9551 | 39.4675
6180 | 22248000 | 5.533 | 37.9572 | 39.4696
6181 | 22251600 | 5.533 | 37.9593 | 39.4717
6182 | 22255200 | 5.5331 | 37.9614 | 39.4738
6183 | 22258800 | 5.5332 | 37.9635 | 39.4759
6184 | 22262400 | 5.5332 | 37.9656 | 39.478
6185 | 22266000 | 5.5333 | 37.9677 | 39.4801
6186 | 22269600 | 5.5333 | 37.9698 | 39.4822
6187 | 22273200 | 5.5334 | 37.9719 | 39.4843
6188 | 22276800 | 5.5334 | 37.974 | 39.4864
6189 | 22280400 | 5.5335 | 37.9761 | 39.4885
6190 | 22284000 | 5.5336 | 37.9782 | 39.4906
6191 | 22287600 | 5.5336 | 37.9803 | 39.4927
6192 | 22291200 | 5.5337 | 37.9824 | 39.4948
6193 | 22294800 | 5.5337 | 37.9845 | 39.4969
6194 | 22298400 | 5.5338 | 37.9865 | 39.499
6195 | 22302000 | 5.5339 | 37.9886 | 39.5011
6196 | 22305600 | 5.5339 | 37.9907 | 39.5032
6197 | 22309200 | 5.534 | 37.9928 | 39.5053
6198 | 22312800 | 5.534 | 37.9949 | 39.5074
6199 | 22316400 | 5.5341 | 37.997 | 39.5095
6200 | 22320000 | 5.5342 | 37.9991 | 39.5116
6201 | 22323600 | 5.5342 | 38.0012 | 39.5137
6202 | 22327200 | 5.5343 | 38.0033 | 39.5158
6203 | 22330800 | 5.5343 | 38.0054 | 39.5179
6204 | 22334400 | 5.5344 | 38.0075 | 39.52
6205 | 22338000 | 5.5345 | 38.0096 | 39.5221
6206 | 22341600 | 5.5345 | 38.0117 | 39.5242
6207 | 22345200 | 5.5346 | 38.0137 | 39.5263
6208 | 22348800 | 5.5346 | 38.0158 | 39.5284
6209 | 22352400 | 5.5347 | 38.0179 | 39.5304
6210 | 22356000 | 5.5347 | 38.02 | 39.5325
6211 | 22359600 | 5.5348 | 38.0221 | 39.5346
6212 | 22363200 | 5.5349 | 38.0242 | 39.5367
6213 | 22366800 | 5.5349 | 38.0263 | 39.5388
6214 | 22370400 | 5.535 | 38.0284 | 39.5409
6215 | 22374000 | 5.535 | 38.0305 | 39.543
6216 | 22377600 | 5.5351 | 38.0326 | 39.5451
6217 | 22381200 | 5.5352 | 38.0347 | 39.5472
6218 | 22384800 | 5.5352 | 38.0367 | 39.5493
6219 | 22388400 | 5.5353 | 38.0388 | 39.5514
6220 | 22392000 | 5.5353 | 38.0409 | 39.5535
6221 | 22395600 | 5.5354 | 38.043 | 39.5556
6222 | 22399200 | 5.5354 | 38.0451 | 39.5577
6223 | 22402800 | 5.5355 | 38.0472 | 39.5598
6224 | 22406400 | 5.5356 | 38.0493 | 39.5619
6225 | 22410000 | 5.5356 | 38.0514 | 39.564
6226 | 22413600 | 5.5357 | 38.0535 | 39.566
6227 | 22417200 | 5.5357 | 38.0555 | 39.5681
6228 | 22420800 | 5.5358 | 38.0576 | 39.5702
6229 | 22424400 | 5.5359 | 38.0597 | 39.5723
6230 | 22428000 | 5.5359 | 38.0618 | 39.5744
6231 | 22431600 | 5.536 | 38.0639 | 39.5765
6232 | 22435200 | 5.536 | 38.066 | 39.5786
6233 | 22438800 | 5.5361 | 38.0681 | 39.5807
6234 | 22442400 | 5.5361 | 38.0702 | 39.5828
6235 | 22446000 | 5.5362 | 38.0722 | 39.5849
6236 | 22449600 | 5.5363 | 38.0743 | 39.587
6237 | 22453200 | 5.5363 | 38.0764 | 39.5891
6238 | 22456800 | 5.5364 | 38.0785 | 39.5912
6239 | 22460400 | 5.5364 | 38.0806 | 39.5932
6240 | 22464000 | 5.5365 | 38.0827 | 39.5953
6241 | 22467600 | 5.5366 | 38.0848 | 39.5974
6242 | 22471200 | 5.5366 | 38.0868 | 39.5995
6243 | 22474800 | 5.5367 | 38.0889 | 39.6016
6244 | 22478400 | 5.5367 | 38.091 | 39.6037
6245 | 22482000 | 5.5368 | 38.0931 | 39.6058
6246 | 22485600 | 5.5368 | 38.0952 | 39.6079
6247 | 22489200 | 5.5369 | 38.0973 | 39.61
6248 | 22492800 | 5.537 | 38.0994 | 39.6121
6249 | 22496400 | 5.537 | 38.1014 | 39.6141
6250 | 22500000 | 5.5371 | 38.1035 | 39.6162
6251 | 22503600 | 5.5371 | 38.1056 | 39.6183
6252 | 22507200 | 5.5372 | 38.1077 | 39.6204
6253 | 22510800 | 5.5373 | 38.1098 | 39.6225
6254 | 22514400 | 5.5373 | 38.1119 | 39.6246
6255 | 22518000 | 5.5374 | 38.1139 | 39.6267
6256 | 22521600 | 5.5374 | 38.116 | 39.6288
6257 | 22525200 | 5.5375 | 38.1181 | 39.6309
6258 | 22528800 | 5.5375 | 38.1202 | 39.6329
6259 | 22532400 | 5.5376 | 38.1223 | 39.635
6260 | 22536000 | 5.5377 | 38.1244 | 39.6371
6261 | 22539600 | 5.5377 | 38.1264 | 39.6392
6262 | 22543200 | 5.5378 | 38.1285 | 39.6413
6263 | 22546800 | 5.5378 | 38.1306 | 39.6434
6264 | 22550400 | 5.5379 | 38.1327 | 39.6455
6265 | 22554000 | 5.538 | 38.1348 | 39.6476
6266 | 22557600 | 5.538 | 38.1369 | 39.6496
6267 | 22561200 | 5.5381 | 38.1389 | 39.6517
6268 | 22564800 | 5.5381 | 38.141 | 39.6538
6269 | 22568400 | 5.5382 | 38.1431 | 39.6559
6270 | 22572000 | 5.5382 | 38.1452 | 39.658
6271 | 22575600 | 5.5383 | 38.1473 | 39.6601
6272 | 22579200 | 5.5384 | 38.1493 | 39.6622
6273 | 22582800 | 5.5384 | 38.1514 | 39.6642
6274 | 22586400 | 5.5385 | 38.1535 | 39.6663
6275 | 22590000 | 5.5385 | 38.1556 | 39.6684
6276 | 22593600 | 5.5386 | 38.1577 | 39.6705
6277 | 22597200 | 5.5386 | 38.1597 | 39.6726
6278 | 22600800 | 5.5387 | 38.1618 | 39.6747
6279 | 22604400 | 5.5388 | 38.1639 | 39.6767
6280 | 22608000 | 5.5388 | 38.166 | 39.6788
6281 | 22611600 | 5.5389 | 38.1681 | 39.6809
6282 | 22615200 | 5.5389 | 38.1701 | 39.683
6283 | 22618800 | 5.539 | 38.1722 | 39.6851
6284 | 22622400 | 5.5391 | 38.1743 | 39.6872
6285 | 22626000 | 5.5391 | 38.1764 | 39.6893
6286 | 22629600 | 5.5392 | 38.1785 | 39.6913
6287 | 22633200 | 5.5392 | 38.1805 | 39.6934
6288 | 22636800 | 5.5393 | 38.1826 | 39.6955
6289 | 22640400 | 5.5393 | 38.1847 | 39.6976
6290 | 22644000 | 5.5394 | 38.1868 | 39.6997
6291 | 22647600 | 5.5395 | 38.1888 | 39.7018
6292 | 22651200 | 5.5395 | 38.1909 | 39.7038
6293 | 22654800 | 5.5396 | 38.193 | 39.7059
6294 | 22658400 | 5.5396 | 38.1951 | 39.708
6295 | 22662000 | 5.5397 | 38.1972 | 39.7101
6296 | 22665600 | 5.5397 | 38.1992 | 39.7122
6297 | 22669200 | 5.5398 | 38.2013 | 39.7142
6298 | 22672800 | 5.5399 | 38.2034 | 39.7163
6299 | 22676400 | 5.5399 | 38.2055 | 39.7184
6300 | 22680000 | 5.54 | 38.2075 | 39.7205
6301 | 22683600 | 5.54 | 38.2096 | 39.7226
6302 | 22687200 | 5.5401 | 38.2117 | 39.7246
6303 | 22690800 | 5.5401 | 38.2138 | 39.7267
6304 | 22694400 | 5.5402 | 38.2158 | 39.7288
6305 | 22698000 | 5.5403 | 38.2179 | 39.7309
6306 | 22701600 | 5.5403 | 38.22 | 39.733
6307 | 22705200 | 5.5404 | 38.2221 | 39.7351
6308 | 22708800 | 5.5404 | 38.2241 | 39.7371
6309 | 22712400 | 5.5405 | 38.2262 | 39.7392
6310 | 22716000 | 5.5405 | 38.2283 | 39.7413
6311 | 22719600 | 5.5406 | 38.2304 | 39.7434
6312 | 22723200 | 5.5407 | 38.2324 | 39.7454
6313 | 22726800 | 5.5407 | 38.2345 | 39.7475
6314 | 22730400 | 5.5408 | 38.2366 | 39.7496
6315 | 22734000 | 5.5408 | 38.2387 | 39.7517
6316 | 22737600 | 5.5409 | 38.2407 | 39.7538
6317 | 22741200 | 5.5409 | 38.2428 | 39.7558
6318 | 22744800 | 5.541 | 38.2449 | 39.7579
6319 | 22748400 | 5.5411 | 38.247 | 39.76
6320 | 22752000 | 5.5411 | 38.249 | 39.7621
6321 | 22755600 | 5.5412 | 38.2511 | 39.7642
6322 | 22759200 | 5.5412 | 38.2532 | 39.7662
6323 | 22762800 | 5.5413 | 38.2553 | 39.7683
6324 | 22766400 | 5.5414 | 38.2573 | 39.7704
6325 | 22770000 | 5.5414 | 38.2594 | 39.7725
6326 | 22773600 | 5.5415 | 38.2615 | 39.7745
6327 | 22777200 | 5.5415 | 38.2635 | 39.7766
6328 | 22780800 | 5.5416 | 38.2656 | 39.7787
6329 | 22784400 | 5.5416 | 38.2677 | 39.7808
6330 | 22788000 | 5.5417 | 38.2698 | 39.7828
6331 | 22791600 | 5.5418 | 38.2718 | 39.7849
6332 | 22795200 | 5.5418 | 38.2739 | 39.787
6333 | 22798800 | 5.5419 | 38.276 | 39.7891
6334 | 22802400 | 5.5419 | 38.278 | 39.7912
6335 | 22806000 | 5.542 | 38.2801 | 39.7932
6336 | 22809600 | 5.542 | 38.2822 | 39.7953
6337 | 22813200 | 5.5421 | 38.2843 | 39.7974
6338 | 22816800 | 5.5421 | 38.2863 | 39.7995
6339 | 22820400 | 5.5422 | 38.2884 | 39.8015
6340 | 22824000 | 5.5423 | 38.2905 | 39.8036
6341 | 22827600 | 5.5423 | 38.2925 | 39.8057
6342 | 22831200 | 5.5424 | 38.2946 | 39.8078
6343 | 22834800 | 5.5424 | 38.2967 | 39.8098
6344 | 22838400 | 5.5425 | 38.2987 | 39.8119
6345 | 22842000 | 5.5425 | 38.3008 | 39.814
6346 | 22845600 | 5.5426 | 38.3029 | 39.816
6347 | 22849200 | 5.5427 | 38.305 | 39.8181
6348 | 22852800 | 5.5427 | 38.307 | 39.8202
6349 | 22856400 | 5.5428 | 38.3091 | 39.8223
6350 | 22860000 | 5.5428 | 38.3112 | 39.8243
6351 | 22863600 | 5.5429 | 38.3132 | 39.8264
6352 | 22867200 | 5.5429 | 38.3153 | 39.8285
6353 | 22870800 | 5.543 | 38.3174 | 39.8306
6354 | 22874400 | 5.5431 | 38.3194 | 39.8326
6355 | 22878000 | 5.5431 | 38.3215 | 39.8347
6356 | 22881600 | 5.5432 | 38.3236 | 39.8368
6357 | 22885200 | 5.5432 | 38.3256 | 39.8388
6358 | 22888800 | 5.5433 | 38.3277 | 39.8409
6359 | 22892400 | 5.5433 | 38.3298 | 39.843
6360 | 22896000 | 5.5434 | 38.3318 | 39.8451
6361 | 22899600 | 5.5435 | 38.3339 | 39.8471
6362 | 22903200 | 5.5435 | 38.336 | 39.8492
6363 | 22906800 | 5.5436 | 38.338 | 39.8513
6364 | 22910400 | 5.5436 | 38.3401 | 39.8534
6365 | 22914000 | 5.5437 | 38.3422 | 39.8554
6366 | 22917600 | 5.5437 | 38.3442 | 39.8575
6367 | 22921200 | 5.5438 | 38.3463 | 39.8596
6368 | 22924800 | 5.5439 | 38.3484 | 39.8616
6369 | 22928400 | 5.5439 | 38.3504 | 39.8637
6370 | 22932000 | 5.544 | 38.3525 | 39.8658
6371 | 22935600 | 5.544 | 38.3546 | 39.8678
6372 | 22939200 | 5.5441 | 38.3566 | 39.8699
6373 | 22942800 | 5.5441 | 38.3587 | 39.872
6374 | 22946400 | 5.5442 | 38.3608 | 39.8741
6375 | 22950000 | 5.5442 | 38.3628 | 39.8761
6376 | 22953600 | 5.5443 | 38.3649 | 39.8782
6377 | 22957200 | 5.5444 | 38.367 | 39.8803
6378 | 22960800 | 5.5444 | 38.369 | 39.8823
6379 | 22964400 | 5.5445 | 38.3711 | 39.8844
6380 | 22968000 | 5.5445 | 38.3731 | 39.8865
6381 | 22971600 | 5.5446 | 38.3752 | 39.8885
6382 | 22975200 | 5.5446 | 38.3773 | 39.8906
6383 | 22978800 | 5.5447 | 38.3793 | 39.8927
6384 | 22982400 | 5.5448 | 38.3814 | 39.8947
6385 | 22986000 | 5.5448 | 38.3835 | 39.8968
6386 | 22989600 | 5.5449 | 38.3855 | 39.8989
6387 | 22993200 | 5.5449 | 38.3876 | 39.9009
6388 | 22996800 | 5.545 | 38.3897 | 39.903
6389 | 23000400 | 5.545 | 38.3917 | 39.9051
6390 | 23004000 | 5.5451 | 38.3938 | 39.9071
6391 | 23007600 | 5.5452 | 38.3958 | 39.9092
6392 | 23011200 | 5.5452 | 38.3979 | 39.9113
6393 | 23014800 | 5.5453 | 38.4 | 39.9133
6394 | 23018400 | 5.5453 | 38.402 | 39.9154
6395 | 23022000 | 5.5454 | 38.4041 | 39.9175
6396 | 23025600 | 5.5454 | 38.4062 | 39.9195
6397 | 23029200 | 5.5455 | 38.4082 | 39.9216
6398 | 23032800 | 5.5455 | 38.4103 | 39.9237
6399 | 23036400 | 5.5456 | 38.4123 | 39.9257
6400 | 23040000 | 5.5457 | 38.4144 | 39.9278
6401 | 23043600 | 5.5457 | 38.4165 | 39.9299
6402 | 23047200 | 5.5458 | 38.4185 | 39.9319
6403 | 23050800 | 5.5458 | 38.4206 | 39.934
6404 | 23054400 | 5.5459 | 38.4226 | 39.9361
6405 | 23058000 | 5.5459 | 38.4247 | 39.9381
6406 | 23061600 | 5.546 | 38.4268 | 39.9402
6407 | 23065200 | 5.5461 | 38.4288 | 39.9423
6408 | 23068800 | 5.5461 | 38.4309 | 39.9443
6409 | 23072400 | 5.5462 | 38.4329 | 39.9464
6410 | 23076000 | 5.5462 | 38.435 | 39.9484
6411 | 23079600 | 5.5463 | 38.4371 | 39.9505
6412 | 23083200 | 5.5463 | 38.4391 | 39.9526
6413 | 23086800 | 5.5464 | 38.4412 | 39.9546
6414 | 23090400 | 5.5464 | 38.4432 | 39.9567
6415 | 23094000 | 5.5465 | 38.4453 | 39.9588
6416 | 23097600 | 5.5466 | 38.4473 | 39.9608
6417 | 23101200 | 5.5466 | 38.4494 | 39.9629
6418 | 23104800 | 5.5467 | 38.4515 | 39.965
6419 | 23108400 | 5.5467 | 38.4535 | 39.967
6420 | 23112000 | 5.5468 | 38.4556 | 39.9691
6421 | 23115600 | 5.5468 | 38.4576 | 39.9711
6422 | 23119200 | 5.5469 | 38.4597 | 39.9732
6423 | 23122800 | 5.5469 | 38.4618 | 39.9753
6424 | 23126400 | 5.547 | 38.4638 | 39.9773
6425 | 23130000 | 5.5471 | 38.4659 | 39.9794
6426 | 23133600 | 5.5471 | 38.4679 | 39.9814
6427 | 23137200 | 5.5472 | 38.47 | 39.9835
6428 | 23140800 | 5.5472 | 38.472 | 39.9856
6429 | 23144400 | 5.5473 | 38.4741 | 39.9876
6430 | 23148000 | 5.5473 | 38.4761 | 39.9897
6431 | 23151600 | 5.5474 | 38.4782 | 39.9918
6432 | 23155200 | 5.5474 | 38.4803 | 39.9938
6433 | 23158800 | 5.5475 | 38.4823 | 39.9959
6434 | 23162400 | 5.5476 | 38.4844 | 39.9979
6435 | 23166000 | 5.5476 | 38.4864 | 40
6436 | 23169600 | 5.5477 | 38.4885 | 40.0021
6437 | 23173200 | 5.5477 | 38.4905 | 40.0041
6438 | 23176800 | 5.5478 | 38.4926 | 40.0062
6439 | 23180400 | 5.5478 | 38.4946 | 40.0082
6440 | 23184000 | 5.5479 | 38.4967 | 40.0103
6441 | 23187600 | 5.548 | 38.4988 | 40.0123
6442 | 23191200 | 5.548 | 38.5008 | 40.0144
6443 | 23194800 | 5.5481 | 38.5029 | 40.0165
6444 | 23198400 | 5.5481 | 38.5049 | 40.0185
6445 | 23202000 | 5.5482 | 38.507 | 40.0206
6446 | 23205600 | 5.5482 | 38.509 | 40.0226
6447 | 23209200 | 5.5483 | 38.5111 | 40.0247
6448 | 23212800 | 5.5483 | 38.5131 | 40.0268
6449 | 23216400 | 5.5484 | 38.5152 | 40.0288
6450 | 23220000 | 5.5485 | 38.5172 | 40.0309
6451 | 23223600 | 5.5485 | 38.5193 | 40.0329
6452 | 23227200 | 5.5486 | 38.5213 | 40.035
6453 | 23230800 | 5.5486 | 38.5234 | 40.037
6454 | 23234400 | 5.5487 | 38.5255 | 40.0391
6455 | 23238000 | 5.5487 | 38.5275 | 40.0412
6456 | 23241600 | 5.5488 | 38.5296 | 40.0432
6457 | 23245200 | 5.5488 | 38.5316 | 40.0453
6458 | 23248800 | 5.5489 | 38.5337 | 40.0473
6459 | 23252400 | 5.549 | 38.5357 | 40.0494
6460 | 23256000 | 5.549 | 38.5378 | 40.0514
6461 | 23259600 | 5.5491 | 38.5398 | 40.0535
6462 | 23263200 | 5.5491 | 38.5419 | 40.0556
6463 | 23266800 | 5.5492 | 38.5439 | 40.0576
6464 | 23270400 | 5.5492 | 38.546 | 40.0597
6465 | 23274000 | 5.5493 | 38.548 | 40.0617
6466 | 23277600 | 5.5493 | 38.5501 | 40.0638
6467 | 23281200 | 5.5494 | 38.5521 | 40.0658
6468 | 23284800 | 5.5494 | 38.5542 | 40.0679
6469 | 23288400 | 5.5495 | 38.5562 | 40.0699
6470 | 23292000 | 5.5496 | 38.5583 | 40.072
6471 | 23295600 | 5.5496 | 38.5603 | 40.074
6472 | 23299200 | 5.5497 | 38.5624 | 40.0761
6473 | 23302800 | 5.5497 | 38.5644 | 40.0782
6474 | 23306400 | 5.5498 | 38.5665 | 40.0802
6475 | 23310000 | 5.5498 | 38.5685 | 40.0823
6476 | 23313600 | 5.5499 | 38.5706 | 40.0843
6477 | 23317200 | 5.5499 | 38.5726 | 40.0864
6478 | 23320800 | 5.55 | 38.5747 | 40.0884
6479 | 23324400 | 5.5501 | 38.5767 | 40.0905
6480 | 23328000 | 5.5501 | 38.5788 | 40.0925
6481 | 23331600 | 5.5502 | 38.5808 | 40.0946
6482 | 23335200 | 5.5502 | 38.5829 | 40.0966
6483 | 23338800 | 5.5503 | 38.5849 | 40.0987
6484 | 23342400 | 5.5503 | 38.587 | 40.1007
6485 | 23346000 | 5.5504 | 38.589 | 40.1028
6486 | 23349600 | 5.5504 | 38.5911 | 40.1048
6487 | 23353200 | 5.5505 | 38.5931 | 40.1069
6488 | 23356800 | 5.5506 | 38.5951 | 40.109
6489 | 23360400 | 5.5506 | 38.5972 | 40.111
6490 | 23364000 | 5.5507 | 38.5992 | 40.1131
6491 | 23367600 | 5.5507 | 38.6013 | 40.1151
6492 | 23371200 | 5.5508 | 38.6033 | 40.1172
6493 | 23374800 | 5.5508 | 38.6054 | 40.1192
6494 | 23378400 | 5.5509 | 38.6074 | 40.1213
6495 | 23382000 | 5.5509 | 38.6095 | 40.1233
6496 | 23385600 | 5.551 | 38.6115 | 40.1254
6497 | 23389200 | 5.551 | 38.6136 | 40.1274
6498 | 23392800 | 5.5511 | 38.6156 | 40.1295
6499 | 23396400 | 5.5512 | 38.6177 | 40.1315
6500 | 23400000 | 5.5512 | 38.6197 | 40.1336
6501 | 23403600 | 5.5513 | 38.6217 | 40.1356
6502 | 23407200 | 5.5513 | 38.6238 | 40.1377
6503 | 23410800 | 5.5514 | 38.6258 | 40.1397
6504 | 23414400 | 5.5514 | 38.6279 | 40.1418
6505 | 23418000 | 5.5515 | 38.6299 | 40.1438
6506 | 23421600 | 5.5515 | 38.632 | 40.1459
6507 | 23425200 | 5.5516 | 38.634 | 40.1479
6508 | 23428800 | 5.5517 | 38.6361 | 40.15
6509 | 23432400 | 5.5517 | 38.6381 | 40.152
6510 | 23436000 | 5.5518 | 38.6402 | 40.1541
6511 | 23439600 | 5.5518 | 38.6422 | 40.1561
6512 | 23443200 | 5.5519 | 38.6442 | 40.1581
6513 | 23446800 | 5.5519 | 38.6463 | 40.1602
6514 | 23450400 | 5.552 | 38.6483 | 40.1622
6515 | 23454000 | 5.552 | 38.6504 | 40.1643
6516 | 23457600 | 5.5521 | 38.6524 | 40.1663
6517 | 23461200 | 5.5521 | 38.6545 | 40.1684
6518 | 23464800 | 5.5522 | 38.6565 | 40.1704
6519 | 23468400 | 5.5523 | 38.6585 | 40.1725
6520 | 23472000 | 5.5523 | 38.6606 | 40.1745
6521 | 23475600 | 5.5524 | 38.6626 | 40.1766
6522 | 23479200 | 5.5524 | 38.6647 | 40.1786
6523 | 23482800 | 5.5525 | 38.6667 | 40.1807
6524 | 23486400 | 5.5525 | 38.6688 | 40.1827
6525 | 23490000 | 5.5526 | 38.6708 | 40.1848
6526 | 23493600 | 5.5526 | 38.6728 | 40.1868
6527 | 23497200 | 5.5527 | 38.6749 | 40.1889
6528 | 23500800 | 5.5527 | 38.6769 | 40.1909
6529 | 23504400 | 5.5528 | 38.679 | 40.1929
6530 | 23508000 | 5.5529 | 38.681 | 40.195
6531 | 23511600 | 5.5529 | 38.683 | 40.197
6532 | 23515200 | 5.553 | 38.6851 | 40.1991
6533 | 23518800 | 5.553 | 38.6871 | 40.2011
6534 | 23522400 | 5.5531 | 38.6892 | 40.2032
6535 | 23526000 | 5.5531 | 38.6912 | 40.2052
6536 | 23529600 | 5.5532 | 38.6932 | 40.2073
6537 | 23533200 | 5.5532 | 38.6953 | 40.2093
6538 | 23536800 | 5.5533 | 38.6973 | 40.2113
6539 | 23540400 | 5.5533 | 38.6994 | 40.2134
6540 | 23544000 | 5.5534 | 38.7014 | 40.2154
6541 | 23547600 | 5.5535 | 38.7034 | 40.2175
6542 | 23551200 | 5.5535 | 38.7055 | 40.2195
6543 | 23554800 | 5.5536 | 38.7075 | 40.2216
6544 | 23558400 | 5.5536 | 38.7096 | 40.2236
6545 | 23562000 | 5.5537 | 38.7116 | 40.2257
6546 | 23565600 | 5.5537 | 38.7136 | 40.2277
6547 | 23569200 | 5.5538 | 38.7157 | 40.2297
6548 | 23572800 | 5.5538 | 38.7177 | 40.2318
6549 | 23576400 | 5.5539 | 38.7197 | 40.2338
6550 | 23580000 | 5.5539 | 38.7218 | 40.2359
6551 | 23583600 | 5.554 | 38.7238 | 40.2379
6552 | 23587200 | 5.5541 | 38.7259 | 40.24
6553 | 23590800 | 5.5541 | 38.7279 | 40.242
6554 | 23594400 | 5.5542 | 38.7299 | 40.244
6555 | 23598000 | 5.5542 | 38.732 | 40.2461
6556 | 23601600 | 5.5543 | 38.734 | 40.2481
6557 | 23605200 | 5.5543 | 38.736 | 40.2502
6558 | 23608800 | 5.5544 | 38.7381 | 40.2522
6559 | 23612400 | 5.5544 | 38.7401 | 40.2542
6560 | 23616000 | 5.5545 | 38.7422 | 40.2563
6561 | 23619600 | 5.5545 | 38.7442 | 40.2583
6562 | 23623200 | 5.5546 | 38.7462 | 40.2604
6563 | 23626800 | 5.5547 | 38.7483 | 40.2624
6564 | 23630400 | 5.5547 | 38.7503 | 40.2644
6565 | 23634000 | 5.5548 | 38.7523 | 40.2665
6566 | 23637600 | 5.5548 | 38.7544 | 40.2685
6567 | 23641200 | 5.5549 | 38.7564 | 40.2706
6568 | 23644800 | 5.5549 | 38.7584 | 40.2726
6569 | 23648400 | 5.555 | 38.7605 | 40.2746
6570 | 23652000 | 5.555 | 38.7625 | 40.2767
6571 | 23655600 | 5.5551 | 38.7646 | 40.2787
6572 | 23659200 | 5.5551 | 38.7666 | 40.2808
6573 | 23662800 | 5.5552 | 38.7686 | 40.2828
6574 | 23666400 | 5.5552 | 38.7707 | 40.2848
6575 | 23670000 | 5.5553 | 38.7727 | 40.2869
6576 | 23673600 | 5.5554 | 38.7747 | 40.2889
6577 | 23677200 | 5.5554 | 38.7768 | 40.291
6578 | 23680800 | 5.5555 | 38.7788 | 40.293
6579 | 23684400 | 5.5555 | 38.7808 | 40.295
6580 | 23688000 | 5.5556 | 38.7829 | 40.2971
6581 | 23691600 | 5.5556 | 38.7849 | 40.2991
6582 | 23695200 | 5.5557 | 38.7869 | 40.3011
6583 | 23698800 | 5.5557 | 38.789 | 40.3032
6584 | 23702400 | 5.5558 | 38.791 | 40.3052
6585 | 23706000 | 5.5558 | 38.793 | 40.3073
6586 | 23709600 | 5.5559 | 38.7951 | 40.3093
6587 | 23713200 | 5.5559 | 38.7971 | 40.3113
6588 | 23716800 | 5.556 | 38.7991 | 40.3134
6589 | 23720400 | 5.5561 | 38.8012 | 40.3154
6590 | 23724000 | 5.5561 | 38.8032 | 40.3174
6591 | 23727600 | 5.5562 | 38.8052 | 40.3195
6592 | 23731200 | 5.5562 | 38.8072 | 40.3215
6593 | 23734800 | 5.5563 | 38.8093 | 40.3235
6594 | 23738400 | 5.5563 | 38.8113 | 40.3256
6595 | 23742000 | 5.5564 | 38.8133 | 40.3276
6596 | 23745600 | 5.5564 | 38.8154 | 40.3297
6597 | 23749200 | 5.5565 | 38.8174 | 40.3317
6598 | 23752800 | 5.5565 | 38.8194 | 40.3337
6599 | 23756400 | 5.5566 | 38.8215 | 40.3358
6600 | 23760000 | 5.5566 | 38.8235 | 40.3378
6601 | 23763600 | 5.5567 | 38.8255 | 40.3398
6602 | 23767200 | 5.5568 | 38.8276 | 40.3419
6603 | 23770800 | 5.5568 | 38.8296 | 40.3439
6604 | 23774400 | 5.5569 | 38.8316 | 40.3459
6605 | 23778000 | 5.5569 | 38.8336 | 40.348
6606 | 23781600 | 5.557 | 38.8357 | 40.35
6607 | 23785200 | 5.557 | 38.8377 | 40.352
6608 | 23788800 | 5.5571 | 38.8397 | 40.3541
6609 | 23792400 | 5.5571 | 38.8418 | 40.3561
6610 | 23796000 | 5.5572 | 38.8438 | 40.3581
6611 | 23799600 | 5.5572 | 38.8458 | 40.3602
6612 | 23803200 | 5.5573 | 38.8479 | 40.3622
6613 | 23806800 | 5.5573 | 38.8499 | 40.3642
6614 | 23810400 | 5.5574 | 38.8519 | 40.3663
6615 | 23814000 | 5.5575 | 38.8539 | 40.3683
6616 | 23817600 | 5.5575 | 38.856 | 40.3703
6617 | 23821200 | 5.5576 | 38.858 | 40.3724
6618 | 23824800 | 5.5576 | 38.86 | 40.3744
6619 | 23828400 | 5.5577 | 38.8621 | 40.3764
6620 | 23832000 | 5.5577 | 38.8641 | 40.3785
6621 | 23835600 | 5.5578 | 38.8661 | 40.3805
6622 | 23839200 | 5.5578 | 38.8681 | 40.3825
6623 | 23842800 | 5.5579 | 38.8702 | 40.3846
6624 | 23846400 | 5.5579 | 38.8722 | 40.3866
6625 | 23850000 | 5.558 | 38.8742 | 40.3886
6626 | 23853600 | 5.558 | 38.8762 | 40.3907
6627 | 23857200 | 5.5581 | 38.8783 | 40.3927
6628 | 23860800 | 5.5581 | 38.8803 | 40.3947
6629 | 23864400 | 5.5582 | 38.8823 | 40.3967
6630 | 23868000 | 5.5583 | 38.8843 | 40.3988
6631 | 23871600 | 5.5583 | 38.8864 | 40.4008
6632 | 23875200 | 5.5584 | 38.8884 | 40.4028
6633 | 23878800 | 5.5584 | 38.8904 | 40.4049
6634 | 23882400 | 5.5585 | 38.8924 | 40.4069
6635 | 23886000 | 5.5585 | 38.8945 | 40.4089
6636 | 23889600 | 5.5586 | 38.8965 | 40.411
6637 | 23893200 | 5.5586 | 38.8985 | 40.413
6638 | 23896800 | 5.5587 | 38.9006 | 40.415
6639 | 23900400 | 5.5587 | 38.9026 | 40.417
6640 | 23904000 | 5.5588 | 38.9046 | 40.4191
6641 | 23907600 | 5.5588 | 38.9066 | 40.4211
6642 | 23911200 | 5.5589 | 38.9086 | 40.4231
6643 | 23914800 | 5.5589 | 38.9107 | 40.4252
6644 | 23918400 | 5.559 | 38.9127 | 40.4272
6645 | 23922000 | 5.5591 | 38.9147 | 40.4292
6646 | 23925600 | 5.5591 | 38.9167 | 40.4312
6647 | 23929200 | 5.5592 | 38.9188 | 40.4333
6648 | 23932800 | 5.5592 | 38.9208 | 40.4353
6649 | 23936400 | 5.5593 | 38.9228 | 40.4373
6650 | 23940000 | 5.5593 | 38.9248 | 40.4394
6651 | 23943600 | 5.5594 | 38.9269 | 40.4414
6652 | 23947200 | 5.5594 | 38.9289 | 40.4434
6653 | 23950800 | 5.5595 | 38.9309 | 40.4454
6654 | 23954400 | 5.5595 | 38.9329 | 40.4475
6655 | 23958000 | 5.5596 | 38.935 | 40.4495
6656 | 23961600 | 5.5596 | 38.937 | 40.4515
6657 | 23965200 | 5.5597 | 38.939 | 40.4535
6658 | 23968800 | 5.5597 | 38.941 | 40.4556
6659 | 23972400 | 5.5598 | 38.943 | 40.4576
6660 | 23976000 | 5.5598 | 38.9451 | 40.4596
6661 | 23979600 | 5.5599 | 38.9471 | 40.4616
6662 | 23983200 | 5.56 | 38.9491 | 40.4637
6663 | 23986800 | 5.56 | 38.9511 | 40.4657
6664 | 23990400 | 5.5601 | 38.9531 | 40.4677
6665 | 23994000 | 5.5601 | 38.9552 | 40.4697
6666 | 23997600 | 5.5602 | 38.9572 | 40.4718
6667 | 24001200 | 5.5602 | 38.9592 | 40.4738
6668 | 24004800 | 5.5603 | 38.9612 | 40.4758
6669 | 24008400 | 5.5603 | 38.9633 | 40.4778
6670 | 24012000 | 5.5604 | 38.9653 | 40.4799
6671 | 24015600 | 5.5604 | 38.9673 | 40.4819
6672 | 24019200 | 5.5605 | 38.9693 | 40.4839
6673 | 24022800 | 5.5605 | 38.9713 | 40.4859
6674 | 24026400 | 5.5606 | 38.9734 | 40.488
6675 | 24030000 | 5.5606 | 38.9754 | 40.49
6676 | 24033600 | 5.5607 | 38.9774 | 40.492
6677 | 24037200 | 5.5607 | 38.9794 | 40.494
6678 | 24040800 | 5.5608 | 38.9814 | 40.4961
6679 | 24044400 | 5.5609 | 38.9834 | 40.4981
6680 | 24048000 | 5.5609 | 38.9855 | 40.5001
6681 | 24051600 | 5.561 | 38.9875 | 40.5021
6682 | 24055200 | 5.561 | 38.9895 | 40.5042
6683 | 24058800 | 5.5611 | 38.9915 | 40.5062
6684 | 24062400 | 5.5611 | 38.9935 | 40.5082
6685 | 24066000 | 5.5612 | 38.9956 | 40.5102
6686 | 24069600 | 5.5612 | 38.9976 | 40.5122
6687 | 24073200 | 5.5613 | 38.9996 | 40.5143
6688 | 24076800 | 5.5613 | 39.0016 | 40.5163
6689 | 24080400 | 5.5614 | 39.0036 | 40.5183
6690 | 24084000 | 5.5614 | 39.0056 | 40.5203
6691 | 24087600 | 5.5615 | 39.0077 | 40.5224
6692 | 24091200 | 5.5615 | 39.0097 | 40.5244
6693 | 24094800 | 5.5616 | 39.0117 | 40.5264
6694 | 24098400 | 5.5616 | 39.0137 | 40.5284
6695 | 24102000 | 5.5617 | 39.0157 | 40.5304
6696 | 24105600 | 5.5617 | 39.0177 | 40.5325
6697 | 24109200 | 5.5618 | 39.0198 | 40.5345
6698 | 24112800 | 5.5619 | 39.0218 | 40.5365
6699 | 24116400 | 5.5619 | 39.0238 | 40.5385
6700 | 24120000 | 5.562 | 39.0258 | 40.5405
6701 | 24123600 | 5.562 | 39.0278 | 40.5426
6702 | 24127200 | 5.5621 | 39.0298 | 40.5446
6703 | 24130800 | 5.5621 | 39.0319 | 40.5466
6704 | 24134400 | 5.5622 | 39.0339 | 40.5486
6705 | 24138000 | 5.5622 | 39.0359 | 40.5506
6706 | 24141600 | 5.5623 | 39.0379 | 40.5527
6707 | 24145200 | 5.5623 | 39.0399 | 40.5547
6708 | 24148800 | 5.5624 | 39.0419 | 40.5567
6709 | 24152400 | 5.5624 | 39.044 | 40.5587
6710 | 24156000 | 5.5625 | 39.046 | 40.5607
6711 | 24159600 | 5.5625 | 39.048 | 40.5628
6712 | 24163200 | 5.5626 | 39.05 | 40.5648
6713 | 24166800 | 5.5626 | 39.052 | 40.5668
6714 | 24170400 | 5.5627 | 39.054 | 40.5688
6715 | 24174000 | 5.5627 | 39.056 | 40.5708
6716 | 24177600 | 5.5628 | 39.058 | 40.5728
6717 | 24181200 | 5.5629 | 39.0601 | 40.5749
6718 | 24184800 | 5.5629 | 39.0621 | 40.5769
6719 | 24188400 | 5.563 | 39.0641 | 40.5789
6720 | 24192000 | 5.563 | 39.0661 | 40.5809
6721 | 24195600 | 5.5631 | 39.0681 | 40.5829
6722 | 24199200 | 5.5631 | 39.0701 | 40.5849
6723 | 24202800 | 5.5632 | 39.0721 | 40.587
6724 | 24206400 | 5.5632 | 39.0742 | 40.589
6725 | 24210000 | 5.5633 | 39.0762 | 40.591
6726 | 24213600 | 5.5633 | 39.0782 | 40.593
6727 | 24217200 | 5.5634 | 39.0802 | 40.595
6728 | 24220800 | 5.5634 | 39.0822 | 40.597
6729 | 24224400 | 5.5635 | 39.0842 | 40.5991
6730 | 24228000 | 5.5635 | 39.0862 | 40.6011
6731 | 24231600 | 5.5636 | 39.0882 | 40.6031
6732 | 24235200 | 5.5636 | 39.0902 | 40.6051
6733 | 24238800 | 5.5637 | 39.0923 | 40.6071
6734 | 24242400 | 5.5637 | 39.0943 | 40.6091
6735 | 24246000 | 5.5638 | 39.0963 | 40.6112
6736 | 24249600 | 5.5638 | 39.0983 | 40.6132
6737 | 24253200 | 5.5639 | 39.1003 | 40.6152
6738 | 24256800 | 5.5639 | 39.1023 | 40.6172
6739 | 24260400 | 5.564 | 39.1043 | 40.6192
6740 | 24264000 | 5.5641 | 39.1063 | 40.6212
6741 | 24267600 | 5.5641 | 39.1083 | 40.6232
6742 | 24271200 | 5.5642 | 39.1104 | 40.6253
6743 | 24274800 | 5.5642 | 39.1124 | 40.6273
6744 | 24278400 | 5.5643 | 39.1144 | 40.6293
6745 | 24282000 | 5.5643 | 39.1164 | 40.6313
6746 | 24285600 | 5.5644 | 39.1184 | 40.6333
6747 | 24289200 | 5.5644 | 39.1204 | 40.6353
6748 | 24292800 | 5.5645 | 39.1224 | 40.6373
6749 | 24296400 | 5.5645 | 39.1244 | 40.6394
6750 | 24300000 | 5.5646 | 39.1264 | 40.6414
6751 | 24303600 | 5.5646 | 39.1284 | 40.6434
6752 | 24307200 | 5.5647 | 39.1304 | 40.6454
6753 | 24310800 | 5.5647 | 39.1325 | 40.6474
6754 | 24314400 | 5.5648 | 39.1345 | 40.6494
6755 | 24318000 | 5.5648 | 39.1365 | 40.6514
6756 | 24321600 | 5.5649 | 39.1385 | 40.6534
6757 | 24325200 | 5.5649 | 39.1405 | 40.6555
6758 | 24328800 | 5.565 | 39.1425 | 40.6575
6759 | 24332400 | 5.565 | 39.1445 | 40.6595
6760 | 24336000 | 5.5651 | 39.1465 | 40.6615
6761 | 24339600 | 5.5651 | 39.1485 | 40.6635
6762 | 24343200 | 5.5652 | 39.1505 | 40.6655
6763 | 24346800 | 5.5652 | 39.1525 | 40.6675
6764 | 24350400 | 5.5653 | 39.1545 | 40.6695
6765 | 24354000 | 5.5654 | 39.1565 | 40.6715
6766 | 24357600 | 5.5654 | 39.1585 | 40.6736
6767 | 24361200 | 5.5655 | 39.1606 | 40.6756
6768 | 24364800 | 5.5655 | 39.1626 | 40.6776
6769 | 24368400 | 5.5656 | 39.1646 | 40.6796
6770 | 24372000 | 5.5656 | 39.1666 | 40.6816
6771 | 24375600 | 5.5657 | 39.1686 | 40.6836
6772 | 24379200 | 5.5657 | 39.1706 | 40.6856
6773 | 24382800 | 5.5658 | 39.1726 | 40.6876
6774 | 24386400 | 5.5658 | 39.1746 | 40.6896
6775 | 24390000 | 5.5659 | 39.1766 | 40.6916
6776 | 24393600 | 5.5659 | 39.1786 | 40.6937
6777 | 24397200 | 5.566 | 39.1806 | 40.6957
6778 | 24400800 | 5.566 | 39.1826 | 40.6977
6779 | 24404400 | 5.5661 | 39.1846 | 40.6997
6780 | 24408000 | 5.5661 | 39.1866 | 40.7017
6781 | 24411600 | 5.5662 | 39.1886 | 40.7037
6782 | 24415200 | 5.5662 | 39.1906 | 40.7057
6783 | 24418800 | 5.5663 | 39.1926 | 40.7077
6784 | 24422400 | 5.5663 | 39.1946 | 40.7097
6785 | 24426000 | 5.5664 | 39.1966 | 40.7117
6786 | 24429600 | 5.5664 | 39.1986 | 40.7137
6787 | 24433200 | 5.5665 | 39.2006 | 40.7157
6788 | 24436800 | 5.5665 | 39.2027 | 40.7177
6789 | 24440400 | 5.5666 | 39.2047 | 40.7198
6790 | 24444000 | 5.5666 | 39.2067 | 40.7218
6791 | 24447600 | 5.5667 | 39.2087 | 40.7238
6792 | 24451200 | 5.5667 | 39.2107 | 40.7258
6793 | 24454800 | 5.5668 | 39.2127 | 40.7278
6794 | 24458400 | 5.5668 | 39.2147 | 40.7298
6795 | 24462000 | 5.5669 | 39.2167 | 40.7318
6796 | 24465600 | 5.567 | 39.2187 | 40.7338
6797 | 24469200 | 5.567 | 39.2207 | 40.7358
6798 | 24472800 | 5.5671 | 39.2227 | 40.7378
6799 | 24476400 | 5.5671 | 39.2247 | 40.7398
6800 | 24480000 | 5.5672 | 39.2267 | 40.7418
6801 | 24483600 | 5.5672 | 39.2287 | 40.7438
6802 | 24487200 | 5.5673 | 39.2307 | 40.7458
6803 | 24490800 | 5.5673 | 39.2327 | 40.7478
6804 | 24494400 | 5.5674 | 39.2347 | 40.7498
6805 | 24498000 | 5.5674 | 39.2367 | 40.7519
6806 | 24501600 | 5.5675 | 39.2387 | 40.7539
6807 | 24505200 | 5.5675 | 39.2407 | 40.7559
6808 | 24508800 | 5.5676 | 39.2427 | 40.7579
6809 | 24512400 | 5.5676 | 39.2447 | 40.7599
6810 | 24516000 | 5.5677 | 39.2467 | 40.7619
6811 | 24519600 | 5.5677 | 39.2487 | 40.7639
6812 | 24523200 | 5.5678 | 39.2507 | 40.7659
6813 | 24526800 | 5.5678 | 39.2527 | 40.7679
6814 | 24530400 | 5.5679 | 39.2547 | 40.7699
6815 | 24534000 | 5.5679 | 39.2567 | 40.7719
6816 | 24537600 | 5.568 | 39.2587 | 40.7739
6817 | 24541200 | 5.568 | 39.2607 | 40.7759
6818 | 24544800 | 5.5681 | 39.2627 | 40.7779
6819 | 24548400 | 5.5681 | 39.2647 | 40.7799
6820 | 24552000 | 5.5682 | 39.2667 | 40.7819
6821 | 24555600 | 5.5682 | 39.2687 | 40.7839
6822 | 24559200 | 5.5683 | 39.2707 | 40.7859
6823 | 24562800 | 5.5683 | 39.2727 | 40.7879
6824 | 24566400 | 5.5684 | 39.2747 | 40.7899
6825 | 24570000 | 5.5684 | 39.2767 | 40.7919
6826 | 24573600 | 5.5685 | 39.2787 | 40.7939
6827 | 24577200 | 5.5685 | 39.2807 | 40.7959
6828 | 24580800 | 5.5686 | 39.2827 | 40.7979
6829 | 24584400 | 5.5686 | 39.2847 | 40.7999
6830 | 24588000 | 5.5687 | 39.2867 | 40.8019
6831 | 24591600 | 5.5687 | 39.2887 | 40.8039
6832 | 24595200 | 5.5688 | 39.2907 | 40.8059
6833 | 24598800 | 5.5688 | 39.2927 | 40.8079
6834 | 24602400 | 5.5689 | 39.2947 | 40.8099
6835 | 24606000 | 5.569 | 39.2966 | 40.8119
6836 | 24609600 | 5.569 | 39.2986 | 40.8139
6837 | 24613200 | 5.5691 | 39.3006 | 40.8159
6838 | 24616800 | 5.5691 | 39.3026 | 40.8179
6839 | 24620400 | 5.5692 | 39.3046 | 40.8199
6840 | 24624000 | 5.5692 | 39.3066 | 40.8219
6841 | 24627600 | 5.5693 | 39.3086 | 40.8239
6842 | 24631200 | 5.5693 | 39.3106 | 40.8259
6843 | 24634800 | 5.5694 | 39.3126 | 40.8279
6844 | 24638400 | 5.5694 | 39.3146 | 40.8299
6845 | 24642000 | 5.5695 | 39.3166 | 40.8319
6846 | 24645600 | 5.5695 | 39.3186 | 40.8339
6847 | 24649200 | 5.5696 | 39.3206 | 40.8359
6848 | 24652800 | 5.5696 | 39.3226 | 40.8379
6849 | 24656400 | 5.5697 | 39.3246 | 40.8399
6850 | 24660000 | 5.5697 | 39.3266 | 40.8419
6851 | 24663600 | 5.5698 | 39.3286 | 40.8439
6852 | 24667200 | 5.5698 | 39.3306 | 40.8459
6853 | 24670800 | 5.5699 | 39.3326 | 40.8479
6854 | 24674400 | 5.5699 | 39.3346 | 40.8499
6855 | 24678000 | 5.57 | 39.3366 | 40.8519
6856 | 24681600 | 5.57 | 39.3385 | 40.8539
6857 | 24685200 | 5.5701 | 39.3405 | 40.8559
6858 | 24688800 | 5.5701 | 39.3425 | 40.8579
6859 | 24692400 | 5.5702 | 39.3445 | 40.8599
6860 | 24696000 | 5.5702 | 39.3465 | 40.8619
6861 | 24699600 | 5.5703 | 39.3485 | 40.8639
6862 | 24703200 | 5.5703 | 39.3505 | 40.8659
6863 | 24706800 | 5.5704 | 39.3525 | 40.8679
6864 | 24710400 | 5.5704 | 39.3545 | 40.8699
6865 | 24714000 | 5.5705 | 39.3565 | 40.8719
6866 | 24717600 | 5.5705 | 39.3585 | 40.8739
6867 | 24721200 | 5.5706 | 39.3605 | 40.8759
6868 | 24724800 | 5.5706 | 39.3625 | 40.8779
6869 | 24728400 | 5.5707 | 39.3645 | 40.8799
6870 | 24732000 | 5.5707 | 39.3664 | 40.8819
6871 | 24735600 | 5.5708 | 39.3684 | 40.8839
6872 | 24739200 | 5.5708 | 39.3704 | 40.8859
6873 | 24742800 | 5.5709 | 39.3724 | 40.8879
6874 | 24746400 | 5.5709 | 39.3744 | 40.8899
6875 | 24750000 | 5.571 | 39.3764 | 40.8919
6876 | 24753600 | 5.571 | 39.3784 | 40.8939
6877 | 24757200 | 5.5711 | 39.3804 | 40.8958
6878 | 24760800 | 5.5711 | 39.3824 | 40.8978
6879 | 24764400 | 5.5712 | 39.3844 | 40.8998
6880 | 24768000 | 5.5712 | 39.3864 | 40.9018
6881 | 24771600 | 5.5713 | 39.3883 | 40.9038
6882 | 24775200 | 5.5713 | 39.3903 | 40.9058
6883 | 24778800 | 5.5714 | 39.3923 | 40.9078
6884 | 24782400 | 5.5714 | 39.3943 | 40.9098
6885 | 24786000 | 5.5715 | 39.3963 | 40.9118
6886 | 24789600 | 5.5715 | 39.3983 | 40.9138
6887 | 24793200 | 5.5716 | 39.4003 | 40.9158
6888 | 24796800 | 5.5716 | 39.4023 | 40.9178
6889 | 24800400 | 5.5717 | 39.4043 | 40.9198
6890 | 24804000 | 5.5717 | 39.4062 | 40.9218
6891 | 24807600 | 5.5718 | 39.4082 | 40.9238
6892 | 24811200 | 5.5718 | 39.4102 | 40.9258
6893 | 24814800 | 5.5719 | 39.4122 | 40.9277
6894 | 24818400 | 5.5719 | 39.4142 | 40.9297
6895 | 24822000 | 5.572 | 39.4162 | 40.9317
6896 | 24825600 | 5.572 | 39.4182 | 40.9337
6897 | 24829200 | 5.5721 | 39.4202 | 40.9357
6898 | 24832800 | 5.5721 | 39.4222 | 40.9377
6899 | 24836400 | 5.5722 | 39.4241 | 40.9397
6900 | 24840000 | 5.5722 | 39.4261 | 40.9417
6901 | 24843600 | 5.5723 | 39.4281 | 40.9437
6902 | 24847200 | 5.5723 | 39.4301 | 40.9457
6903 | 24850800 | 5.5724 | 39.4321 | 40.9477
6904 | 24854400 | 5.5724 | 39.4341 | 40.9497
6905 | 24858000 | 5.5725 | 39.4361 | 40.9516
6906 | 24861600 | 5.5725 | 39.4381 | 40.9536
6907 | 24865200 | 5.5726 | 39.44 | 40.9556
6908 | 24868800 | 5.5726 | 39.442 | 40.9576
6909 | 24872400 | 5.5727 | 39.444 | 40.9596
6910 | 24876000 | 5.5727 | 39.446 | 40.9616
6911 | 24879600 | 5.5728 | 39.448 | 40.9636
6912 | 24883200 | 5.5728 | 39.45 | 40.9656
6913 | 24886800 | 5.5729 | 39.452 | 40.9676
6914 | 24890400 | 5.5729 | 39.4539 | 40.9696
6915 | 24894000 | 5.573 | 39.4559 | 40.9715
6916 | 24897600 | 5.573 | 39.4579 | 40.9735
6917 | 24901200 | 5.5731 | 39.4599 | 40.9755
6918 | 24904800 | 5.5731 | 39.4619 | 40.9775
6919 | 24908400 | 5.5732 | 39.4639 | 40.9795
6920 | 24912000 | 5.5732 | 39.4659 | 40.9815
6921 | 24915600 | 5.5733 | 39.4678 | 40.9835
6922 | 24919200 | 5.5733 | 39.4698 | 40.9855
6923 | 24922800 | 5.5734 | 39.4718 | 40.9875
6924 | 24926400 | 5.5734 | 39.4738 | 40.9894
6925 | 24930000 | 5.5735 | 39.4758 | 40.9914
6926 | 24933600 | 5.5735 | 39.4778 | 40.9934
6927 | 24937200 | 5.5736 | 39.4797 | 40.9954
6928 | 24940800 | 5.5736 | 39.4817 | 40.9974
6929 | 24944400 | 5.5737 | 39.4837 | 40.9994
6930 | 24948000 | 5.5737 | 39.4857 | 41.0014
6931 | 24951600 | 5.5738 | 39.4877 | 41.0034
6932 | 24955200 | 5.5738 | 39.4897 | 41.0053
6933 | 24958800 | 5.5739 | 39.4916 | 41.0073
6934 | 24962400 | 5.5739 | 39.4936 | 41.0093
6935 | 24966000 | 5.574 | 39.4956 | 41.0113
6936 | 24969600 | 5.574 | 39.4976 | 41.0133
6937 | 24973200 | 5.5741 | 39.4996 | 41.0153
6938 | 24976800 | 5.5741 | 39.5016 | 41.0173
6939 | 24980400 | 5.5742 | 39.5035 | 41.0193
6940 | 24984000 | 5.5742 | 39.5055 | 41.0212
6941 | 24987600 | 5.5743 | 39.5075 | 41.0232
6942 | 24991200 | 5.5743 | 39.5095 | 41.0252
6943 | 24994800 | 5.5744 | 39.5115 | 41.0272
6944 | 24998400 | 5.5744 | 39.5134 | 41.0292
6945 | 25002000 | 5.5745 | 39.5154 | 41.0312
6946 | 25005600 | 5.5745 | 39.5174 | 41.0332
6947 | 25009200 | 5.5746 | 39.5194 | 41.0351
6948 | 25012800 | 5.5746 | 39.5214 | 41.0371
6949 | 25016400 | 5.5747 | 39.5234 | 41.0391
6950 | 25020000 | 5.5747 | 39.5253 | 41.0411
6951 | 25023600 | 5.5748 | 39.5273 | 41.0431
6952 | 25027200 | 5.5748 | 39.5293 | 41.0451
6953 | 25030800 | 5.5749 | 39.5313 | 41.047
6954 | 25034400 | 5.5749 | 39.5333 | 41.049
6955 | 25038000 | 5.575 | 39.5352 | 41.051
6956 | 25041600 | 5.575 | 39.5372 | 41.053
6957 | 25045200 | 5.5751 | 39.5392 | 41.055
6958 | 25048800 | 5.5751 | 39.5412 | 41.057
6959 | 25052400 | 5.5752 | 39.5432 | 41.059
6960 | 25056000 | 5.5752 | 39.5451 | 41.0609
6961 | 25059600 | 5.5753 | 39.5471 | 41.0629
6962 | 25063200 | 5.5753 | 39.5491 | 41.0649
6963 | 25066800 | 5.5754 | 39.5511 | 41.0669
6964 | 25070400 | 5.5754 | 39.553 | 41.0689
6965 | 25074000 | 5.5755 | 39.555 | 41.0708
6966 | 25077600 | 5.5755 | 39.557 | 41.0728
6967 | 25081200 | 5.5756 | 39.559 | 41.0748
6968 | 25084800 | 5.5756 | 39.561 | 41.0768
6969 | 25088400 | 5.5757 | 39.5629 | 41.0788
6970 | 25092000 | 5.5757 | 39.5649 | 41.0808
6971 | 25095600 | 5.5758 | 39.5669 | 41.0827
6972 | 25099200 | 5.5758 | 39.5689 | 41.0847
6973 | 25102800 | 5.5759 | 39.5708 | 41.0867
6974 | 25106400 | 5.5759 | 39.5728 | 41.0887
6975 | 25110000 | 5.576 | 39.5748 | 41.0907
6976 | 25113600 | 5.576 | 39.5768 | 41.0926
6977 | 25117200 | 5.5761 | 39.5788 | 41.0946
6978 | 25120800 | 5.5761 | 39.5807 | 41.0966
6979 | 25124400 | 5.5762 | 39.5827 | 41.0986
6980 | 25128000 | 5.5762 | 39.5847 | 41.1006
6981 | 25131600 | 5.5763 | 39.5867 | 41.1026
6982 | 25135200 | 5.5763 | 39.5886 | 41.1045
6983 | 25138800 | 5.5764 | 39.5906 | 41.1065
6984 | 25142400 | 5.5764 | 39.5926 | 41.1085
6985 | 25146000 | 5.5765 | 39.5946 | 41.1105
6986 | 25149600 | 5.5765 | 39.5965 | 41.1125
6987 | 25153200 | 5.5766 | 39.5985 | 41.1144
6988 | 25156800 | 5.5766 | 39.6005 | 41.1164
6989 | 25160400 | 5.5767 | 39.6025 | 41.1184
6990 | 25164000 | 5.5767 | 39.6044 | 41.1204
6991 | 25167600 | 5.5768 | 39.6064 | 41.1223
6992 | 25171200 | 5.5768 | 39.6084 | 41.1243
6993 | 25174800 | 5.5769 | 39.6104 | 41.1263
6994 | 25178400 | 5.5769 | 39.6123 | 41.1283
6995 | 25182000 | 5.577 | 39.6143 | 41.1303
6996 | 25185600 | 5.577 | 39.6163 | 41.1322
6997 | 25189200 | 5.5771 | 39.6183 | 41.1342
6998 | 25192800 | 5.5771 | 39.6202 | 41.1362
6999 | 25196400 | 5.5772 | 39.6222 | 41.1382
7000 | 25200000 | 5.5772 | 39.6242 | 41.1402
7001 | 25203600 | 5.5773 | 39.6262 | 41.1421
7002 | 25207200 | 5.5773 | 39.6281 | 41.1441
7003 | 25210800 | 5.5774 | 39.6301 | 41.1461
7004 | 25214400 | 5.5774 | 39.6321 | 41.1481
7005 | 25218000 | 5.5775 | 39.6341 | 41.15
7006 | 25221600 | 5.5775 | 39.636 | 41.152
7007 | 25225200 | 5.5776 | 39.638 | 41.154
7008 | 25228800 | 5.5776 | 39.64 | 41.156
7009 | 25232400 | 5.5777 | 39.6419 | 41.1579
7010 | 25236000 | 5.5777 | 39.6439 | 41.1599
7011 | 25239600 | 5.5778 | 39.6459 | 41.1619
7012 | 25243200 | 5.5778 | 39.6479 | 41.1639
7013 | 25246800 | 5.5779 | 39.6498 | 41.1659
7014 | 25250400 | 5.5779 | 39.6518 | 41.1678
7015 | 25254000 | 5.578 | 39.6538 | 41.1698
7016 | 25257600 | 5.578 | 39.6558 | 41.1718
7017 | 25261200 | 5.5781 | 39.6577 | 41.1738
7018 | 25264800 | 5.5781 | 39.6597 | 41.1757
7019 | 25268400 | 5.5782 | 39.6617 | 41.1777
7020 | 25272000 | 5.5782 | 39.6636 | 41.1797
7021 | 25275600 | 5.5783 | 39.6656 | 41.1817
7022 | 25279200 | 5.5783 | 39.6676 | 41.1836
7023 | 25282800 | 5.5784 | 39.6696 | 41.1856
7024 | 25286400 | 5.5784 | 39.6715 | 41.1876
7025 | 25290000 | 5.5785 | 39.6735 | 41.1896
7026 | 25293600 | 5.5785 | 39.6755 | 41.1915
7027 | 25297200 | 5.5786 | 39.6774 | 41.1935
7028 | 25300800 | 5.5786 | 39.6794 | 41.1955
7029 | 25304400 | 5.5787 | 39.6814 | 41.1975
7030 | 25308000 | 5.5787 | 39.6833 | 41.1994
7031 | 25311600 | 5.5787 | 39.6853 | 41.2014
7032 | 25315200 | 5.5788 | 39.6873 | 41.2034
7033 | 25318800 | 5.5788 | 39.6893 | 41.2053
7034 | 25322400 | 5.5789 | 39.6912 | 41.2073
7035 | 25326000 | 5.5789 | 39.6932 | 41.2093
7036 | 25329600 | 5.579 | 39.6952 | 41.2113
7037 | 25333200 | 5.579 | 39.6971 | 41.2132
7038 | 25336800 | 5.5791 | 39.6991 | 41.2152
7039 | 25340400 | 5.5791 | 39.7011 | 41.2172
7040 | 25344000 | 5.5792 | 39.703 | 41.2192
7041 | 25347600 | 5.5792 | 39.705 | 41.2211
7042 | 25351200 | 5.5793 | 39.707 | 41.2231
7043 | 25354800 | 5.5793 | 39.7089 | 41.2251
7044 | 25358400 | 5.5794 | 39.7109 | 41.227
7045 | 25362000 | 5.5794 | 39.7129 | 41.229
7046 | 25365600 | 5.5795 | 39.7148 | 41.231
7047 | 25369200 | 5.5795 | 39.7168 | 41.233
7048 | 25372800 | 5.5796 | 39.7188 | 41.2349
7049 | 25376400 | 5.5796 | 39.7207 | 41.2369
7050 | 25380000 | 5.5797 | 39.7227 | 41.2389
7051 | 25383600 | 5.5797 | 39.7247 | 41.2408
7052 | 25387200 | 5.5798 | 39.7266 | 41.2428
7053 | 25390800 | 5.5798 | 39.7286 | 41.2448
7054 | 25394400 | 5.5799 | 39.7306 | 41.2468
7055 | 25398000 | 5.5799 | 39.7325 | 41.2487
7056 | 25401600 | 5.58 | 39.7345 | 41.2507
7057 | 25405200 | 5.58 | 39.7365 | 41.2527
7058 | 25408800 | 5.5801 | 39.7384 | 41.2546
7059 | 25412400 | 5.5801 | 39.7404 | 41.2566
7060 | 25416000 | 5.5802 | 39.7424 | 41.2586
7061 | 25419600 | 5.5802 | 39.7443 | 41.2605
7062 | 25423200 | 5.5803 | 39.7463 | 41.2625
7063 | 25426800 | 5.5803 | 39.7483 | 41.2645
7064 | 25430400 | 5.5804 | 39.7502 | 41.2665
7065 | 25434000 | 5.5804 | 39.7522 | 41.2684
7066 | 25437600 | 5.5805 | 39.7542 | 41.2704
7067 | 25441200 | 5.5805 | 39.7561 | 41.2724
7068 | 25444800 | 5.5806 | 39.7581 | 41.2743
7069 | 25448400 | 5.5806 | 39.7601 | 41.2763
7070 | 25452000 | 5.5806 | 39.762 | 41.2783
7071 | 25455600 | 5.5807 | 39.764 | 41.2802
7072 | 25459200 | 5.5807 | 39.766 | 41.2822
7073 | 25462800 | 5.5808 | 39.7679 | 41.2842
7074 | 25466400 | 5.5808 | 39.7699 | 41.2861
7075 | 25470000 | 5.5809 | 39.7718 | 41.2881
7076 | 25473600 | 5.5809 | 39.7738 | 41.2901
7077 | 25477200 | 5.581 | 39.7758 | 41.292
7078 | 25480800 | 5.581 | 39.7777 | 41.294
7079 | 25484400 | 5.5811 | 39.7797 | 41.296
7080 | 25488000 | 5.5811 | 39.7817 | 41.2979
7081 | 25491600 | 5.5812 | 39.7836 | 41.2999
7082 | 25495200 | 5.5812 | 39.7856 | 41.3019
7083 | 25498800 | 5.5813 | 39.7875 | 41.3038
7084 | 25502400 | 5.5813 | 39.7895 | 41.3058
7085 | 25506000 | 5.5814 | 39.7915 | 41.3078
7086 | 25509600 | 5.5814 | 39.7934 | 41.3097
7087 | 25513200 | 5.5815 | 39.7954 | 41.3117
7088 | 25516800 | 5.5815 | 39.7974 | 41.3137
7089 | 25520400 | 5.5816 | 39.7993 | 41.3156
7090 | 25524000 | 5.5816 | 39.8013 | 41.3176
7091 | 25527600 | 5.5817 | 39.8032 | 41.3196
7092 | 25531200 | 5.5817 | 39.8052 | 41.3215
7093 | 25534800 | 5.5818 | 39.8072 | 41.3235
7094 | 25538400 | 5.5818 | 39.8091 | 41.3255
7095 | 25542000 | 5.5819 | 39.8111 | 41.3274
7096 | 25545600 | 5.5819 | 39.8131 | 41.3294
7097 | 25549200 | 5.582 | 39.815 | 41.3314
7098 | 25552800 | 5.582 | 39.817 | 41.3333
7099 | 25556400 | 5.5821 | 39.8189 | 41.3353
7100 | 25560000 | 5.5821 | 39.8209 | 41.3373
7101 | 25563600 | 5.5822 | 39.8229 | 41.3392
7102 | 25567200 | 5.5822 | 39.8248 | 41.3412
7103 | 25570800 | 5.5822 | 39.8268 | 41.3431
7104 | 25574400 | 5.5823 | 39.8287 | 41.3451
7105 | 25578000 | 5.5823 | 39.8307 | 41.3471
7106 | 25581600 | 5.5824 | 39.8327 | 41.349
7107 | 25585200 | 5.5824 | 39.8346 | 41.351
7108 | 25588800 | 5.5825 | 39.8366 | 41.353
7109 | 25592400 | 5.5825 | 39.8385 | 41.3549
7110 | 25596000 | 5.5826 | 39.8405 | 41.3569
7111 | 25599600 | 5.5826 | 39.8424 | 41.3588
7112 | 25603200 | 5.5827 | 39.8444 | 41.3608
7113 | 25606800 | 5.5827 | 39.8464 | 41.3628
7114 | 25610400 | 5.5828 | 39.8483 | 41.3647
7115 | 25614000 | 5.5828 | 39.8503 | 41.3667
7116 | 25617600 | 5.5829 | 39.8522 | 41.3687
7117 | 25621200 | 5.5829 | 39.8542 | 41.3706
7118 | 25624800 | 5.583 | 39.8562 | 41.3726
7119 | 25628400 | 5.583 | 39.8581 | 41.3745
7120 | 25632000 | 5.5831 | 39.8601 | 41.3765
7121 | 25635600 | 5.5831 | 39.862 | 41.3785
7122 | 25639200 | 5.5832 | 39.864 | 41.3804
7123 | 25642800 | 5.5832 | 39.8659 | 41.3824
7124 | 25646400 | 5.5833 | 39.8679 | 41.3844
7125 | 25650000 | 5.5833 | 39.8699 | 41.3863
7126 | 25653600 | 5.5834 | 39.8718 | 41.3883
7127 | 25657200 | 5.5834 | 39.8738 | 41.3902
7128 | 25660800 | 5.5835 | 39.8757 | 41.3922
7129 | 25664400 | 5.5835 | 39.8777 | 41.3942
7130 | 25668000 | 5.5835 | 39.8796 | 41.3961
7131 | 25671600 | 5.5836 | 39.8816 | 41.3981
7132 | 25675200 | 5.5836 | 39.8836 | 41.4
7133 | 25678800 | 5.5837 | 39.8855 | 41.402
7134 | 25682400 | 5.5837 | 39.8875 | 41.404
7135 | 25686000 | 5.5838 | 39.8894 | 41.4059
7136 | 25689600 | 5.5838 | 39.8914 | 41.4079
7137 | 25693200 | 5.5839 | 39.8933 | 41.4098
7138 | 25696800 | 5.5839 | 39.8953 | 41.4118
7139 | 25700400 | 5.584 | 39.8972 | 41.4138
7140 | 25704000 | 5.584 | 39.8992 | 41.4157
7141 | 25707600 | 5.5841 | 39.9012 | 41.4177
7142 | 25711200 | 5.5841 | 39.9031 | 41.4196
7143 | 25714800 | 5.5842 | 39.9051 | 41.4216
7144 | 25718400 | 5.5842 | 39.907 | 41.4235
7145 | 25722000 | 5.5843 | 39.909 | 41.4255
7146 | 25725600 | 5.5843 | 39.9109 | 41.4275
7147 | 25729200 | 5.5844 | 39.9129 | 41.4294
7148 | 25732800 | 5.5844 | 39.9148 | 41.4314
7149 | 25736400 | 5.5845 | 39.9168 | 41.4333
7150 | 25740000 | 5.5845 | 39.9187 | 41.4353
7151 | 25743600 | 5.5846 | 39.9207 | 41.4373
7152 | 25747200 | 5.5846 | 39.9227 | 41.4392
7153 | 25750800 | 5.5846 | 39.9246 | 41.4412
7154 | 25754400 | 5.5847 | 39.9266 | 41.4431
7155 | 25758000 | 5.5847 | 39.9285 | 41.4451
7156 | 25761600 | 5.5848 | 39.9305 | 41.447
7157 | 25765200 | 5.5848 | 39.9324 | 41.449
7158 | 25768800 | 5.5849 | 39.9344 | 41.451
7159 | 25772400 | 5.5849 | 39.9363 | 41.4529
7160 | 25776000 | 5.585 | 39.9383 | 41.4549
7161 | 25779600 | 5.585 | 39.9402 | 41.4568
7162 | 25783200 | 5.5851 | 39.9422 | 41.4588
7163 | 25786800 | 5.5851 | 39.9441 | 41.4607
7164 | 25790400 | 5.5852 | 39.9461 | 41.4627
7165 | 25794000 | 5.5852 | 39.948 | 41.4646
7166 | 25797600 | 5.5853 | 39.95 | 41.4666
7167 | 25801200 | 5.5853 | 39.9519 | 41.4686
7168 | 25804800 | 5.5854 | 39.9539 | 41.4705
7169 | 25808400 | 5.5854 | 39.9558 | 41.4725
7170 | 25812000 | 5.5855 | 39.9578 | 41.4744
7171 | 25815600 | 5.5855 | 39.9597 | 41.4764
7172 | 25819200 | 5.5856 | 39.9617 | 41.4783
7173 | 25822800 | 5.5856 | 39.9636 | 41.4803
7174 | 25826400 | 5.5856 | 39.9656 | 41.4822
7175 | 25830000 | 5.5857 | 39.9675 | 41.4842
7176 | 25833600 | 5.5857 | 39.9695 | 41.4861
7177 | 25837200 | 5.5858 | 39.9714 | 41.4881
7178 | 25840800 | 5.5858 | 39.9734 | 41.4901
7179 | 25844400 | 5.5859 | 39.9753 | 41.492
7180 | 25848000 | 5.5859 | 39.9773 | 41.494
7181 | 25851600 | 5.586 | 39.9792 | 41.4959
7182 | 25855200 | 5.586 | 39.9812 | 41.4979
7183 | 25858800 | 5.5861 | 39.9831 | 41.4998
7184 | 25862400 | 5.5861 | 39.9851 | 41.5018
7185 | 25866000 | 5.5862 | 39.987 | 41.5037
7186 | 25869600 | 5.5862 | 39.989 | 41.5057
7187 | 25873200 | 5.5863 | 39.9909 | 41.5076
7188 | 25876800 | 5.5863 | 39.9929 | 41.5096
7189 | 25880400 | 5.5864 | 39.9948 | 41.5115
7190 | 25884000 | 5.5864 | 39.9968 | 41.5135
7191 | 25887600 | 5.5865 | 39.9987 | 41.5154
7192 | 25891200 | 5.5865 | 40.0007 | 41.5174
7193 | 25894800 | 5.5865 | 40.0026 | 41.5193
7194 | 25898400 | 5.5866 | 40.0046 | 41.5213
7195 | 25902000 | 5.5866 | 40.0065 | 41.5233
7196 | 25905600 | 5.5867 | 40.0085 | 41.5252
7197 | 25909200 | 5.5867 | 40.0104 | 41.5272
7198 | 25912800 | 5.5868 | 40.0124 | 41.5291
7199 | 25916400 | 5.5868 | 40.0143 | 41.5311
7200 | 25920000 | 5.5869 | 40.0163 | 41.533
7201 | 25923600 | 5.5869 | 40.0182 | 41.535
7202 | 25927200 | 5.587 | 40.0202 | 41.5369
7203 | 25930800 | 5.587 | 40.0221 | 41.5389
7204 | 25934400 | 5.5871 | 40.0241 | 41.5408
7205 | 25938000 | 5.5871 | 40.026 | 41.5428
7206 | 25941600 | 5.5872 | 40.0279 | 41.5447
7207 | 25945200 | 5.5872 | 40.0299 | 41.5467
7208 | 25948800 | 5.5873 | 40.0318 | 41.5486
7209 | 25952400 | 5.5873 | 40.0338 | 41.5506
7210 | 25956000 | 5.5874 | 40.0357 | 41.5525
7211 | 25959600 | 5.5874 | 40.0377 | 41.5545
7212 | 25963200 | 5.5874 | 40.0396 | 41.5564
7213 | 25966800 | 5.5875 | 40.0416 | 41.5584
7214 | 25970400 | 5.5875 | 40.0435 | 41.5603
7215 | 25974000 | 5.5876 | 40.0455 | 41.5623
7216 | 25977600 | 5.5876 | 40.0474 | 41.5642
7217 | 25981200 | 5.5877 | 40.0493 | 41.5662
7218 | 25984800 | 5.5877 | 40.0513 | 41.5681
7219 | 25988400 | 5.5878 | 40.0532 | 41.5701
7220 | 25992000 | 5.5878 | 40.0552 | 41.572
7221 | 25995600 | 5.5879 | 40.0571 | 41.5739
7222 | 25999200 | 5.5879 | 40.0591 | 41.5759
7223 | 26002800 | 5.588 | 40.061 | 41.5778
7224 | 26006400 | 5.588 | 40.063 | 41.5798
7225 | 26010000 | 5.5881 | 40.0649 | 41.5817
7226 | 26013600 | 5.5881 | 40.0668 | 41.5837
7227 | 26017200 | 5.5882 | 40.0688 | 41.5856
7228 | 26020800 | 5.5882 | 40.0707 | 41.5876
7229 | 26024400 | 5.5882 | 40.0727 | 41.5895
7230 | 26028000 | 5.5883 | 40.0746 | 41.5915
7231 | 26031600 | 5.5883 | 40.0766 | 41.5934
7232 | 26035200 | 5.5884 | 40.0785 | 41.5954
7233 | 26038800 | 5.5884 | 40.0804 | 41.5973
7234 | 26042400 | 5.5885 | 40.0824 | 41.5993
7235 | 26046000 | 5.5885 | 40.0843 | 41.6012
7236 | 26049600 | 5.5886 | 40.0863 | 41.6032
7237 | 26053200 | 5.5886 | 40.0882 | 41.6051
7238 | 26056800 | 5.5887 | 40.0902 | 41.6071
7239 | 26060400 | 5.5887 | 40.0921 | 41.609
7240 | 26064000 | 5.5888 | 40.094 | 41.6109
7241 | 26067600 | 5.5888 | 40.096 | 41.6129
7242 | 26071200 | 5.5889 | 40.0979 | 41.6148
7243 | 26074800 | 5.5889 | 40.0999 | 41.6168
7244 | 26078400 | 5.589 | 40.1018 | 41.6187
7245 | 26082000 | 5.589 | 40.1038 | 41.6207
7246 | 26085600 | 5.589 | 40.1057 | 41.6226
7247 | 26089200 | 5.5891 | 40.1076 | 41.6246
7248 | 26092800 | 5.5891 | 40.1096 | 41.6265
7249 | 26096400 | 5.5892 | 40.1115 | 41.6284
7250 | 26100000 | 5.5892 | 40.1135 | 41.6304
7251 | 26103600 | 5.5893 | 40.1154 | 41.6323
7252 | 26107200 | 5.5893 | 40.1173 | 41.6343
7253 | 26110800 | 5.5894 | 40.1193 | 41.6362
7254 | 26114400 | 5.5894 | 40.1212 | 41.6382
7255 | 26118000 | 5.5895 | 40.1232 | 41.6401
7256 | 26121600 | 5.5895 | 40.1251 | 41.6421
7257 | 26125200 | 5.5896 | 40.127 | 41.644
7258 | 26128800 | 5.5896 | 40.129 | 41.6459
7259 | 26132400 | 5.5897 | 40.1309 | 41.6479
7260 | 26136000 | 5.5897 | 40.1329 | 41.6498
7261 | 26139600 | 5.5897 | 40.1348 | 41.6518
7262 | 26143200 | 5.5898 | 40.1367 | 41.6537
7263 | 26146800 | 5.5898 | 40.1387 | 41.6557
7264 | 26150400 | 5.5899 | 40.1406 | 41.6576
7265 | 26154000 | 5.5899 | 40.1426 | 41.6595
7266 | 26157600 | 5.59 | 40.1445 | 41.6615
7267 | 26161200 | 5.59 | 40.1464 | 41.6634
7268 | 26164800 | 5.5901 | 40.1484 | 41.6654
7269 | 26168400 | 5.5901 | 40.1503 | 41.6673
7270 | 26172000 | 5.5902 | 40.1522 | 41.6693
7271 | 26175600 | 5.5902 | 40.1542 | 41.6712
7272 | 26179200 | 5.5903 | 40.1561 | 41.6731
7273 | 26182800 | 5.5903 | 40.1581 | 41.6751
7274 | 26186400 | 5.5904 | 40.16 | 41.677
7275 | 26190000 | 5.5904 | 40.1619 | 41.679
7276 | 26193600 | 5.5904 | 40.1639 | 41.6809
7277 | 26197200 | 5.5905 | 40.1658 | 41.6828
7278 | 26200800 | 5.5905 | 40.1677 | 41.6848
7279 | 26204400 | 5.5906 | 40.1697 | 41.6867
7280 | 26208000 | 5.5906 | 40.1716 | 41.6887
7281 | 26211600 | 5.5907 | 40.1736 | 41.6906
7282 | 26215200 | 5.5907 | 40.1755 | 41.6925
7283 | 26218800 | 5.5908 | 40.1774 | 41.6945
7284 | 26222400 | 5.5908 | 40.1794 | 41.6964
7285 | 26226000 | 5.5909 | 40.1813 | 41.6984
7286 | 26229600 | 5.5909 | 40.1832 | 41.7003
7287 | 26233200 | 5.591 | 40.1852 | 41.7022
7288 | 26236800 | 5.591 | 40.1871 | 41.7042
7289 | 26240400 | 5.5911 | 40.189 | 41.7061
7290 | 26244000 | 5.5911 | 40.191 | 41.7081
7291 | 26247600 | 5.5911 | 40.1929 | 41.71
7292 | 26251200 | 5.5912 | 40.1949 | 41.7119
7293 | 26254800 | 5.5912 | 40.1968 | 41.7139
7294 | 26258400 | 5.5913 | 40.1987 | 41.7158
7295 | 26262000 | 5.5913 | 40.2007 | 41.7178
7296 | 26265600 | 5.5914 | 40.2026 | 41.7197
7297 | 26269200 | 5.5914 | 40.2045 | 41.7216
7298 | 26272800 | 5.5915 | 40.2065 | 41.7236
7299 | 26276400 | 5.5915 | 40.2084 | 41.7255
7300 | 26280000 | 5.5916 | 40.2103 | 41.7275
7301 | 26283600 | 5.5916 | 40.2123 | 41.7294
7302 | 26287200 | 5.5917 | 40.2142 | 41.7313
7303 | 26290800 | 5.5917 | 40.2161 | 41.7333
7304 | 26294400 | 5.5917 | 40.2181 | 41.7352
7305 | 26298000 | 5.5918 | 40.22 | 41.7371
7306 | 26301600 | 5.5918 | 40.2219 | 41.7391
7307 | 26305200 | 5.5919 | 40.2239 | 41.741
7308 | 26308800 | 5.5919 | 40.2258 | 41.743
7309 | 26312400 | 5.592 | 40.2277 | 41.7449
7310 | 26316000 | 5.592 | 40.2297 | 41.7468
7311 | 26319600 | 5.5921 | 40.2316 | 41.7488
7312 | 26323200 | 5.5921 | 40.2335 | 41.7507
7313 | 26326800 | 5.5922 | 40.2355 | 41.7526
7314 | 26330400 | 5.5922 | 40.2374 | 41.7546
7315 | 26334000 | 5.5923 | 40.2393 | 41.7565
7316 | 26337600 | 5.5923 | 40.2413 | 41.7584
7317 | 26341200 | 5.5923 | 40.2432 | 41.7604
7318 | 26344800 | 5.5924 | 40.2451 | 41.7623
7319 | 26348400 | 5.5924 | 40.2471 | 41.7643
7320 | 26352000 | 5.5925 | 40.249 | 41.7662
7321 | 26355600 | 5.5925 | 40.2509 | 41.7681
7322 | 26359200 | 5.5926 | 40.2529 | 41.7701
7323 | 26362800 | 5.5926 | 40.2548 | 41.772
7324 | 26366400 | 5.5927 | 40.2567 | 41.7739
7325 | 26370000 | 5.5927 | 40.2586 | 41.7759
7326 | 26373600 | 5.5928 | 40.2606 | 41.7778
7327 | 26377200 | 5.5928 | 40.2625 | 41.7797
7328 | 26380800 | 5.5929 | 40.2644 | 41.7817
7329 | 26384400 | 5.5929 | 40.2664 | 41.7836
7330 | 26388000 | 5.5929 | 40.2683 | 41.7855
7331 | 26391600 | 5.593 | 40.2702 | 41.7875
7332 | 26395200 | 5.593 | 40.2722 | 41.7894
7333 | 26398800 | 5.5931 | 40.2741 | 41.7913
7334 | 26402400 | 5.5931 | 40.276 | 41.7933
7335 | 26406000 | 5.5932 | 40.2779 | 41.7952
7336 | 26409600 | 5.5932 | 40.2799 | 41.7971
7337 | 26413200 | 5.5933 | 40.2818 | 41.7991
7338 | 26416800 | 5.5933 | 40.2837 | 41.801
7339 | 26420400 | 5.5934 | 40.2857 | 41.8029
7340 | 26424000 | 5.5934 | 40.2876 | 41.8049
7341 | 26427600 | 5.5935 | 40.2895 | 41.8068
7342 | 26431200 | 5.5935 | 40.2915 | 41.8087
7343 | 26434800 | 5.5935 | 40.2934 | 41.8107
7344 | 26438400 | 5.5936 | 40.2953 | 41.8126
7345 | 26442000 | 5.5936 | 40.2972 | 41.8145
7346 | 26445600 | 5.5937 | 40.2992 | 41.8165
7347 | 26449200 | 5.5937 | 40.3011 | 41.8184
7348 | 26452800 | 5.5938 | 40.303 | 41.8203
7349 | 26456400 | 5.5938 | 40.305 | 41.8223
7350 | 26460000 | 5.5939 | 40.3069 | 41.8242
7351 | 26463600 | 5.5939 | 40.3088 | 41.8261
7352 | 26467200 | 5.594 | 40.3107 | 41.8281
7353 | 26470800 | 5.594 | 40.3127 | 41.83
7354 | 26474400 | 5.5941 | 40.3146 | 41.8319
7355 | 26478000 | 5.5941 | 40.3165 | 41.8338
7356 | 26481600 | 5.5941 | 40.3184 | 41.8358
7357 | 26485200 | 5.5942 | 40.3204 | 41.8377
7358 | 26488800 | 5.5942 | 40.3223 | 41.8396
7359 | 26492400 | 5.5943 | 40.3242 | 41.8416
7360 | 26496000 | 5.5943 | 40.3262 | 41.8435
7361 | 26499600 | 5.5944 | 40.3281 | 41.8454
7362 | 26503200 | 5.5944 | 40.33 | 41.8474
7363 | 26506800 | 5.5945 | 40.3319 | 41.8493
7364 | 26510400 | 5.5945 | 40.3339 | 41.8512
7365 | 26514000 | 5.5946 | 40.3358 | 41.8531
7366 | 26517600 | 5.5946 | 40.3377 | 41.8551
7367 | 26521200 | 5.5946 | 40.3396 | 41.857
7368 | 26524800 | 5.5947 | 40.3416 | 41.8589
7369 | 26528400 | 5.5947 | 40.3435 | 41.8609
7370 | 26532000 | 5.5948 | 40.3454 | 41.8628
7371 | 26535600 | 5.5948 | 40.3473 | 41.8647
7372 | 26539200 | 5.5949 | 40.3493 | 41.8667
7373 | 26542800 | 5.5949 | 40.3512 | 41.8686
7374 | 26546400 | 5.595 | 40.3531 | 41.8705
7375 | 26550000 | 5.595 | 40.355 | 41.8724
7376 | 26553600 | 5.5951 | 40.357 | 41.8744
7377 | 26557200 | 5.5951 | 40.3589 | 41.8763
7378 | 26560800 | 5.5951 | 40.3608 | 41.8782
7379 | 26564400 | 5.5952 | 40.3627 | 41.8802
7380 | 26568000 | 5.5952 | 40.3647 | 41.8821
7381 | 26571600 | 5.5953 | 40.3666 | 41.884
7382 | 26575200 | 5.5953 | 40.3685 | 41.8859
7383 | 26578800 | 5.5954 | 40.3704 | 41.8879
7384 | 26582400 | 5.5954 | 40.3724 | 41.8898
7385 | 26586000 | 5.5955 | 40.3743 | 41.8917
7386 | 26589600 | 5.5955 | 40.3762 | 41.8936
7387 | 26593200 | 5.5956 | 40.3781 | 41.8956
7388 | 26596800 | 5.5956 | 40.38 | 41.8975
7389 | 26600400 | 5.5956 | 40.382 | 41.8994
7390 | 26604000 | 5.5957 | 40.3839 | 41.9014
7391 | 26607600 | 5.5957 | 40.3858 | 41.9033
7392 | 26611200 | 5.5958 | 40.3877 | 41.9052
7393 | 26614800 | 5.5958 | 40.3897 | 41.9071
7394 | 26618400 | 5.5959 | 40.3916 | 41.9091
7395 | 26622000 | 5.5959 | 40.3935 | 41.911
7396 | 26625600 | 5.596 | 40.3954 | 41.9129
7397 | 26629200 | 5.596 | 40.3973 | 41.9148
7398 | 26632800 | 5.5961 | 40.3993 | 41.9168
7399 | 26636400 | 5.5961 | 40.4012 | 41.9187
7400 | 26640000 | 5.5961 | 40.4031 | 41.9206
7401 | 26643600 | 5.5962 | 40.405 | 41.9225
7402 | 26647200 | 5.5962 | 40.407 | 41.9245
7403 | 26650800 | 5.5963 | 40.4089 | 41.9264
7404 | 26654400 | 5.5963 | 40.4108 | 41.9283
7405 | 26658000 | 5.5964 | 40.4127 | 41.9302
7406 | 26661600 | 5.5964 | 40.4146 | 41.9322
7407 | 26665200 | 5.5965 | 40.4166 | 41.9341
7408 | 26668800 | 5.5965 | 40.4185 | 41.936
7409 | 26672400 | 5.5966 | 40.4204 | 41.9379
7410 | 26676000 | 5.5966 | 40.4223 | 41.9399
7411 | 26679600 | 5.5966 | 40.4242 | 41.9418
7412 | 26683200 | 5.5967 | 40.4262 | 41.9437
7413 | 26686800 | 5.5967 | 40.4281 | 41.9456
7414 | 26690400 | 5.5968 | 40.43 | 41.9476
7415 | 26694000 | 5.5968 | 40.4319 | 41.9495
7416 | 26697600 | 5.5969 | 40.4338 | 41.9514
7417 | 26701200 | 5.5969 | 40.4358 | 41.9533
7418 | 26704800 | 5.597 | 40.4377 | 41.9552
7419 | 26708400 | 5.597 | 40.4396 | 41.9572
7420 | 26712000 | 5.5971 | 40.4415 | 41.9591
7421 | 26715600 | 5.5971 | 40.4434 | 41.961
7422 | 26719200 | 5.5971 | 40.4454 | 41.9629
7423 | 26722800 | 5.5972 | 40.4473 | 41.9649
7424 | 26726400 | 5.5972 | 40.4492 | 41.9668
7425 | 26730000 | 5.5973 | 40.4511 | 41.9687
7426 | 26733600 | 5.5973 | 40.453 | 41.9706
7427 | 26737200 | 5.5974 | 40.455 | 41.9725
7428 | 26740800 | 5.5974 | 40.4569 | 41.9745
7429 | 26744400 | 5.5975 | 40.4588 | 41.9764
7430 | 26748000 | 5.5975 | 40.4607 | 41.9783
7431 | 26751600 | 5.5976 | 40.4626 | 41.9802
7432 | 26755200 | 5.5976 | 40.4645 | 41.9822
7433 | 26758800 | 5.5976 | 40.4665 | 41.9841
7434 | 26762400 | 5.5977 | 40.4684 | 41.986
7435 | 26766000 | 5.5977 | 40.4703 | 41.9879
7436 | 26769600 | 5.5978 | 40.4722 | 41.9898
7437 | 26773200 | 5.5978 | 40.4741 | 41.9918
7438 | 26776800 | 5.5979 | 40.476 | 41.9937
7439 | 26780400 | 5.5979 | 40.478 | 41.9956
7440 | 26784000 | 5.598 | 40.4799 | 41.9975
7441 | 26787600 | 5.598 | 40.4818 | 41.9994
7442 | 26791200 | 5.598 | 40.4837 | 42.0014
7443 | 26794800 | 5.5981 | 40.4856 | 42.0033
7444 | 26798400 | 5.5981 | 40.4875 | 42.0052
7445 | 26802000 | 5.5982 | 40.4895 | 42.0071
7446 | 26805600 | 5.5982 | 40.4914 | 42.009
7447 | 26809200 | 5.5983 | 40.4933 | 42.011
7448 | 26812800 | 5.5983 | 40.4952 | 42.0129
7449 | 26816400 | 5.5984 | 40.4971 | 42.0148
7450 | 26820000 | 5.5984 | 40.499 | 42.0167
7451 | 26823600 | 5.5985 | 40.501 | 42.0186
7452 | 26827200 | 5.5985 | 40.5029 | 42.0206
7453 | 26830800 | 5.5985 | 40.5048 | 42.0225
7454 | 26834400 | 5.5986 | 40.5067 | 42.0244
7455 | 26838000 | 5.5986 | 40.5086 | 42.0263
7456 | 26841600 | 5.5987 | 40.5105 | 42.0282
7457 | 26845200 | 5.5987 | 40.5124 | 42.0301
7458 | 26848800 | 5.5988 | 40.5144 | 42.0321
7459 | 26852400 | 5.5988 | 40.5163 | 42.034
7460 | 26856000 | 5.5989 | 40.5182 | 42.0359
7461 | 26859600 | 5.5989 | 40.5201 | 42.0378
7462 | 26863200 | 5.5989 | 40.522 | 42.0397
7463 | 26866800 | 5.599 | 40.5239 | 42.0416
7464 | 26870400 | 5.599 | 40.5258 | 42.0436
7465 | 26874000 | 5.5991 | 40.5278 | 42.0455
7466 | 26877600 | 5.5991 | 40.5297 | 42.0474
7467 | 26881200 | 5.5992 | 40.5316 | 42.0493
7468 | 26884800 | 5.5992 | 40.5335 | 42.0512
7469 | 26888400 | 5.5993 | 40.5354 | 42.0532
7470 | 26892000 | 5.5993 | 40.5373 | 42.0551
7471 | 26895600 | 5.5994 | 40.5392 | 42.057
7472 | 26899200 | 5.5994 | 40.5411 | 42.0589
7473 | 26902800 | 5.5994 | 40.5431 | 42.0608
7474 | 26906400 | 5.5995 | 40.545 | 42.0627
7475 | 26910000 | 5.5995 | 40.5469 | 42.0646
7476 | 26913600 | 5.5996 | 40.5488 | 42.0666
7477 | 26917200 | 5.5996 | 40.5507 | 42.0685
7478 | 26920800 | 5.5997 | 40.5526 | 42.0704
7479 | 26924400 | 5.5997 | 40.5545 | 42.0723
7480 | 26928000 | 5.5998 | 40.5564 | 42.0742
7481 | 26931600 | 5.5998 | 40.5584 | 42.0761
7482 | 26935200 | 5.5998 | 40.5603 | 42.0781
7483 | 26938800 | 5.5999 | 40.5622 | 42.08
7484 | 26942400 | 5.5999 | 40.5641 | 42.0819
7485 | 26946000 | 5.6 | 40.566 | 42.0838
7486 | 26949600 | 5.6 | 40.5679 | 42.0857
7487 | 26953200 | 5.6001 | 40.5698 | 42.0876
7488 | 26956800 | 5.6001 | 40.5717 | 42.0895
7489 | 26960400 | 5.6002 | 40.5736 | 42.0915
7490 | 26964000 | 5.6002 | 40.5755 | 42.0934
7491 | 26967600 | 5.6002 | 40.5775 | 42.0953
7492 | 26971200 | 5.6003 | 40.5794 | 42.0972
7493 | 26974800 | 5.6003 | 40.5813 | 42.0991
7494 | 26978400 | 5.6004 | 40.5832 | 42.101
7495 | 26982000 | 5.6004 | 40.5851 | 42.1029
7496 | 26985600 | 5.6005 | 40.587 | 42.1049
7497 | 26989200 | 5.6005 | 40.5889 | 42.1068
7498 | 26992800 | 5.6006 | 40.5908 | 42.1087
7499 | 26996400 | 5.6006 | 40.5927 | 42.1106
7500 | 27000000 | 5.6006 | 40.5946 | 42.1125
7501 | 27003600 | 5.6007 | 40.5966 | 42.1144
7502 | 27007200 | 5.6007 | 40.5985 | 42.1163
7503 | 27010800 | 5.6008 | 40.6004 | 42.1182
7504 | 27014400 | 5.6008 | 40.6023 | 42.1202
7505 | 27018000 | 5.6009 | 40.6042 | 42.1221
7506 | 27021600 | 5.6009 | 40.6061 | 42.124
7507 | 27025200 | 5.601 | 40.608 | 42.1259
7508 | 27028800 | 5.601 | 40.6099 | 42.1278
7509 | 27032400 | 5.601 | 40.6118 | 42.1297
7510 | 27036000 | 5.6011 | 40.6137 | 42.1316
7511 | 27039600 | 5.6011 | 40.6156 | 42.1335
7512 | 27043200 | 5.6012 | 40.6175 | 42.1354
7513 | 27046800 | 5.6012 | 40.6195 | 42.1374
7514 | 27050400 | 5.6013 | 40.6214 | 42.1393
7515 | 27054000 | 5.6013 | 40.6233 | 42.1412
7516 | 27057600 | 5.6014 | 40.6252 | 42.1431
7517 | 27061200 | 5.6014 | 40.6271 | 42.145
7518 | 27064800 | 5.6014 | 40.629 | 42.1469
7519 | 27068400 | 5.6015 | 40.6309 | 42.1488
7520 | 27072000 | 5.6015 | 40.6328 | 42.1507
7521 | 27075600 | 5.6016 | 40.6347 | 42.1526
7522 | 27079200 | 5.6016 | 40.6366 | 42.1546
7523 | 27082800 | 5.6017 | 40.6385 | 42.1565
7524 | 27086400 | 5.6017 | 40.6404 | 42.1584
7525 | 27090000 | 5.6018 | 40.6423 | 42.1603
7526 | 27093600 | 5.6018 | 40.6442 | 42.1622
7527 | 27097200 | 5.6018 | 40.6461 | 42.1641
7528 | 27100800 | 5.6019 | 40.6481 | 42.166
7529 | 27104400 | 5.6019 | 40.65 | 42.1679
7530 | 27108000 | 5.602 | 40.6519 | 42.1698
7531 | 27111600 | 5.602 | 40.6538 | 42.1717
7532 | 27115200 | 5.6021 | 40.6557 | 42.1736
7533 | 27118800 | 5.6021 | 40.6576 | 42.1756
7534 | 27122400 | 5.6022 | 40.6595 | 42.1775
7535 | 27126000 | 5.6022 | 40.6614 | 42.1794
7536 | 27129600 | 5.6022 | 40.6633 | 42.1813
7537 | 27133200 | 5.6023 | 40.6652 | 42.1832
7538 | 27136800 | 5.6023 | 40.6671 | 42.1851
7539 | 27140400 | 5.6024 | 40.669 | 42.187
7540 | 27144000 | 5.6024 | 40.6709 | 42.1889
7541 | 27147600 | 5.6025 | 40.6728 | 42.1908
7542 | 27151200 | 5.6025 | 40.6747 | 42.1927
7543 | 27154800 | 5.6026 | 40.6766 | 42.1946
7544 | 27158400 | 5.6026 | 40.6785 | 42.1965
7545 | 27162000 | 5.6026 | 40.6804 | 42.1985
7546 | 27165600 | 5.6027 | 40.6823 | 42.2004
7547 | 27169200 | 5.6027 | 40.6842 | 42.2023
7548 | 27172800 | 5.6028 | 40.6861 | 42.2042
7549 | 27176400 | 5.6028 | 40.688 | 42.2061
7550 | 27180000 | 5.6029 | 40.6899 | 42.208
7551 | 27183600 | 5.6029 | 40.6919 | 42.2099
7552 | 27187200 | 5.603 | 40.6938 | 42.2118
7553 | 27190800 | 5.603 | 40.6957 | 42.2137
7554 | 27194400 | 5.603 | 40.6976 | 42.2156
7555 | 27198000 | 5.6031 | 40.6995 | 42.2175
7556 | 27201600 | 5.6031 | 40.7014 | 42.2194
7557 | 27205200 | 5.6032 | 40.7033 | 42.2213
7558 | 27208800 | 5.6032 | 40.7052 | 42.2232
7559 | 27212400 | 5.6033 | 40.7071 | 42.2251
7560 | 27216000 | 5.6033 | 40.709 | 42.227
7561 | 27219600 | 5.6033 | 40.7109 | 42.229
7562 | 27223200 | 5.6034 | 40.7128 | 42.2309
7563 | 27226800 | 5.6034 | 40.7147 | 42.2328
7564 | 27230400 | 5.6035 | 40.7166 | 42.2347
7565 | 27234000 | 5.6035 | 40.7185 | 42.2366
7566 | 27237600 | 5.6036 | 40.7204 | 42.2385
7567 | 27241200 | 5.6036 | 40.7223 | 42.2404
7568 | 27244800 | 5.6037 | 40.7242 | 42.2423
7569 | 27248400 | 5.6037 | 40.7261 | 42.2442
7570 | 27252000 | 5.6037 | 40.728 | 42.2461
7571 | 27255600 | 5.6038 | 40.7299 | 42.248
7572 | 27259200 | 5.6038 | 40.7318 | 42.2499
7573 | 27262800 | 5.6039 | 40.7337 | 42.2518
7574 | 27266400 | 5.6039 | 40.7356 | 42.2537
7575 | 27270000 | 5.604 | 40.7375 | 42.2556
7576 | 27273600 | 5.604 | 40.7394 | 42.2575
7577 | 27277200 | 5.6041 | 40.7413 | 42.2594
7578 | 27280800 | 5.6041 | 40.7432 | 42.2613
7579 | 27284400 | 5.6041 | 40.7451 | 42.2632
7580 | 27288000 | 5.6042 | 40.747 | 42.2651
7581 | 27291600 | 5.6042 | 40.7489 | 42.267
7582 | 27295200 | 5.6043 | 40.7508 | 42.2689
7583 | 27298800 | 5.6043 | 40.7527 | 42.2708
7584 | 27302400 | 5.6044 | 40.7546 | 42.2727
7585 | 27306000 | 5.6044 | 40.7565 | 42.2746
7586 | 27309600 | 5.6044 | 40.7584 | 42.2765
7587 | 27313200 | 5.6045 | 40.7603 | 42.2784
7588 | 27316800 | 5.6045 | 40.7622 | 42.2803
7589 | 27320400 | 5.6046 | 40.7641 | 42.2823
7590 | 27324000 | 5.6046 | 40.766 | 42.2842
7591 | 27327600 | 5.6047 | 40.7679 | 42.2861
7592 | 27331200 | 5.6047 | 40.7698 | 42.288
7593 | 27334800 | 5.6048 | 40.7717 | 42.2899
7594 | 27338400 | 5.6048 | 40.7736 | 42.2918
7595 | 27342000 | 5.6048 | 40.7755 | 42.2937
7596 | 27345600 | 5.6049 | 40.7774 | 42.2956
7597 | 27349200 | 5.6049 | 40.7793 | 42.2975
7598 | 27352800 | 5.605 | 40.7812 | 42.2994
7599 | 27356400 | 5.605 | 40.783 | 42.3013
7600 | 27360000 | 5.6051 | 40.7849 | 42.3032
7601 | 27363600 | 5.6051 | 40.7868 | 42.3051
7602 | 27367200 | 5.6051 | 40.7887 | 42.307
7603 | 27370800 | 5.6052 | 40.7906 | 42.3089
7604 | 27374400 | 5.6052 | 40.7925 | 42.3108
7605 | 27378000 | 5.6053 | 40.7944 | 42.3127
7606 | 27381600 | 5.6053 | 40.7963 | 42.3146
7607 | 27385200 | 5.6054 | 40.7982 | 42.3165
7608 | 27388800 | 5.6054 | 40.8001 | 42.3184
7609 | 27392400 | 5.6055 | 40.802 | 42.3203
7610 | 27396000 | 5.6055 | 40.8039 | 42.3222
7611 | 27399600 | 5.6055 | 40.8058 | 42.3241
7612 | 27403200 | 5.6056 | 40.8077 | 42.326
7613 | 27406800 | 5.6056 | 40.8096 | 42.3279
7614 | 27410400 | 5.6057 | 40.8115 | 42.3298
7615 | 27414000 | 5.6057 | 40.8134 | 42.3317
7616 | 27417600 | 5.6058 | 40.8153 | 42.3336
7617 | 27421200 | 5.6058 | 40.8172 | 42.3355
7618 | 27424800 | 5.6058 | 40.8191 | 42.3374
7619 | 27428400 | 5.6059 | 40.821 | 42.3393
7620 | 27432000 | 5.6059 | 40.8229 | 42.3411
7621 | 27435600 | 5.606 | 40.8248 | 42.343
7622 | 27439200 | 5.606 | 40.8267 | 42.3449
7623 | 27442800 | 5.6061 | 40.8285 | 42.3468
7624 | 27446400 | 5.6061 | 40.8304 | 42.3487
7625 | 27450000 | 5.6061 | 40.8323 | 42.3506
7626 | 27453600 | 5.6062 | 40.8342 | 42.3525
7627 | 27457200 | 5.6062 | 40.8361 | 42.3544
7628 | 27460800 | 5.6063 | 40.838 | 42.3563
7629 | 27464400 | 5.6063 | 40.8399 | 42.3582
7630 | 27468000 | 5.6064 | 40.8418 | 42.3601
7631 | 27471600 | 5.6064 | 40.8437 | 42.362
7632 | 27475200 | 5.6065 | 40.8456 | 42.3639
7633 | 27478800 | 5.6065 | 40.8475 | 42.3658
7634 | 27482400 | 5.6065 | 40.8494 | 42.3677
7635 | 27486000 | 5.6066 | 40.8513 | 42.3696
7636 | 27489600 | 5.6066 | 40.8532 | 42.3715
7637 | 27493200 | 5.6067 | 40.8551 | 42.3734
7638 | 27496800 | 5.6067 | 40.8569 | 42.3753
7639 | 27500400 | 5.6068 | 40.8588 | 42.3772
7640 | 27504000 | 5.6068 | 40.8607 | 42.3791
7641 | 27507600 | 5.6068 | 40.8626 | 42.381
7642 | 27511200 | 5.6069 | 40.8645 | 42.3829
7643 | 27514800 | 5.6069 | 40.8664 | 42.3848
7644 | 27518400 | 5.607 | 40.8683 | 42.3867
7645 | 27522000 | 5.607 | 40.8702 | 42.3886
7646 | 27525600 | 5.6071 | 40.8721 | 42.3905
7647 | 27529200 | 5.6071 | 40.874 | 42.3924
7648 | 27532800 | 5.6071 | 40.8759 | 42.3942
7649 | 27536400 | 5.6072 | 40.8778 | 42.3961
7650 | 27540000 | 5.6072 | 40.8796 | 42.398
7651 | 27543600 | 5.6073 | 40.8815 | 42.3999
7652 | 27547200 | 5.6073 | 40.8834 | 42.4018
7653 | 27550800 | 5.6074 | 40.8853 | 42.4037
7654 | 27554400 | 5.6074 | 40.8872 | 42.4056
7655 | 27558000 | 5.6074 | 40.8891 | 42.4075
7656 | 27561600 | 5.6075 | 40.891 | 42.4094
7657 | 27565200 | 5.6075 | 40.8929 | 42.4113
7658 | 27568800 | 5.6076 | 40.8948 | 42.4132
7659 | 27572400 | 5.6076 | 40.8967 | 42.4151
7660 | 27576000 | 5.6077 | 40.8985 | 42.417
7661 | 27579600 | 5.6077 | 40.9004 | 42.4189
7662 | 27583200 | 5.6078 | 40.9023 | 42.4208
7663 | 27586800 | 5.6078 | 40.9042 | 42.4227
7664 | 27590400 | 5.6078 | 40.9061 | 42.4245
7665 | 27594000 | 5.6079 | 40.908 | 42.4264
7666 | 27597600 | 5.6079 | 40.9099 | 42.4283
7667 | 27601200 | 5.608 | 40.9118 | 42.4302
7668 | 27604800 | 5.608 | 40.9137 | 42.4321
7669 | 27608400 | 5.6081 | 40.9155 | 42.434
7670 | 27612000 | 5.6081 | 40.9174 | 42.4359
7671 | 27615600 | 5.6081 | 40.9193 | 42.4378
7672 | 27619200 | 5.6082 | 40.9212 | 42.4397
7673 | 27622800 | 5.6082 | 40.9231 | 42.4416
7674 | 27626400 | 5.6083 | 40.925 | 42.4435
7675 | 27630000 | 5.6083 | 40.9269 | 42.4454
7676 | 27633600 | 5.6084 | 40.9288 | 42.4473
7677 | 27637200 | 5.6084 | 40.9307 | 42.4491
7678 | 27640800 | 5.6084 | 40.9325 | 42.451
7679 | 27644400 | 5.6085 | 40.9344 | 42.4529
7680 | 27648000 | 5.6085 | 40.9363 | 42.4548
7681 | 27651600 | 5.6086 | 40.9382 | 42.4567
7682 | 27655200 | 5.6086 | 40.9401 | 42.4586
7683 | 27658800 | 5.6087 | 40.942 | 42.4605
7684 | 27662400 | 5.6087 | 40.9439 | 42.4624
7685 | 27666000 | 5.6087 | 40.9458 | 42.4643
7686 | 27669600 | 5.6088 | 40.9476 | 42.4662
7687 | 27673200 | 5.6088 | 40.9495 | 42.468
7688 | 27676800 | 5.6089 | 40.9514 | 42.4699
7689 | 27680400 | 5.6089 | 40.9533 | 42.4718
7690 | 27684000 | 5.609 | 40.9552 | 42.4737
7691 | 27687600 | 5.609 | 40.9571 | 42.4756
7692 | 27691200 | 5.609 | 40.959 | 42.4775
7693 | 27694800 | 5.6091 | 40.9608 | 42.4794
7694 | 27698400 | 5.6091 | 40.9627 | 42.4813
7695 | 27702000 | 5.6092 | 40.9646 | 42.4832
7696 | 27705600 | 5.6092 | 40.9665 | 42.4851
7697 | 27709200 | 5.6093 | 40.9684 | 42.4869
7698 | 27712800 | 5.6093 | 40.9703 | 42.4888
7699 | 27716400 | 5.6093 | 40.9722 | 42.4907
7700 | 27720000 | 5.6094 | 40.974 | 42.4926
7701 | 27723600 | 5.6094 | 40.9759 | 42.4945
7702 | 27727200 | 5.6095 | 40.9778 | 42.4964
7703 | 27730800 | 5.6095 | 40.9797 | 42.4983
7704 | 27734400 | 5.6096 | 40.9816 | 42.5002
7705 | 27738000 | 5.6096 | 40.9835 | 42.502
7706 | 27741600 | 5.6096 | 40.9853 | 42.5039
7707 | 27745200 | 5.6097 | 40.9872 | 42.5058
7708 | 27748800 | 5.6097 | 40.9891 | 42.5077
7709 | 27752400 | 5.6098 | 40.991 | 42.5096
7710 | 27756000 | 5.6098 | 40.9929 | 42.5115
7711 | 27759600 | 5.6099 | 40.9948 | 42.5134
7712 | 27763200 | 5.6099 | 40.9967 | 42.5153
7713 | 27766800 | 5.6099 | 40.9985 | 42.5171
7714 | 27770400 | 5.61 | 41.0004 | 42.519
7715 | 27774000 | 5.61 | 41.0023 | 42.5209
7716 | 27777600 | 5.6101 | 41.0042 | 42.5228
7717 | 27781200 | 5.6101 | 41.0061 | 42.5247
7718 | 27784800 | 5.6102 | 41.008 | 42.5266
7719 | 27788400 | 5.6102 | 41.0098 | 42.5285
7720 | 27792000 | 5.6102 | 41.0117 | 42.5304
7721 | 27795600 | 5.6103 | 41.0136 | 42.5322
7722 | 27799200 | 5.6103 | 41.0155 | 42.5341
7723 | 27802800 | 5.6104 | 41.0174 | 42.536
7724 | 27806400 | 5.6104 | 41.0192 | 42.5379
7725 | 27810000 | 5.6105 | 41.0211 | 42.5398
7726 | 27813600 | 5.6105 | 41.023 | 42.5417
7727 | 27817200 | 5.6105 | 41.0249 | 42.5436
7728 | 27820800 | 5.6106 | 41.0268 | 42.5454
7729 | 27824400 | 5.6106 | 41.0287 | 42.5473
7730 | 27828000 | 5.6107 | 41.0305 | 42.5492
7731 | 27831600 | 5.6107 | 41.0324 | 42.5511
7732 | 27835200 | 5.6108 | 41.0343 | 42.553
7733 | 27838800 | 5.6108 | 41.0362 | 42.5549
7734 | 27842400 | 5.6108 | 41.0381 | 42.5567
7735 | 27846000 | 5.6109 | 41.0399 | 42.5586
7736 | 27849600 | 5.6109 | 41.0418 | 42.5605
7737 | 27853200 | 5.611 | 41.0437 | 42.5624
7738 | 27856800 | 5.611 | 41.0456 | 42.5643
7739 | 27860400 | 5.611 | 41.0475 | 42.5662
7740 | 27864000 | 5.6111 | 41.0493 | 42.5681
7741 | 27867600 | 5.6111 | 41.0512 | 42.5699
7742 | 27871200 | 5.6112 | 41.0531 | 42.5718
7743 | 27874800 | 5.6112 | 41.055 | 42.5737
7744 | 27878400 | 5.6113 | 41.0569 | 42.5756
7745 | 27882000 | 5.6113 | 41.0587 | 42.5775
7746 | 27885600 | 5.6113 | 41.0606 | 42.5794
7747 | 27889200 | 5.6114 | 41.0625 | 42.5812
7748 | 27892800 | 5.6114 | 41.0644 | 42.5831
7749 | 27896400 | 5.6115 | 41.0663 | 42.585
7750 | 27900000 | 5.6115 | 41.0681 | 42.5869
7751 | 27903600 | 5.6116 | 41.07 | 42.5888
7752 | 27907200 | 5.6116 | 41.0719 | 42.5906
7753 | 27910800 | 5.6116 | 41.0738 | 42.5925
7754 | 27914400 | 5.6117 | 41.0757 | 42.5944
7755 | 27918000 | 5.6117 | 41.0775 | 42.5963
7756 | 27921600 | 5.6118 | 41.0794 | 42.5982
7757 | 27925200 | 5.6118 | 41.0813 | 42.6001
7758 | 27928800 | 5.6119 | 41.0832 | 42.6019
7759 | 27932400 | 5.6119 | 41.0851 | 42.6038
7760 | 27936000 | 5.6119 | 41.0869 | 42.6057
7761 | 27939600 | 5.612 | 41.0888 | 42.6076
7762 | 27943200 | 5.612 | 41.0907 | 42.6095
7763 | 27946800 | 5.6121 | 41.0926 | 42.6113
7764 | 27950400 | 5.6121 | 41.0944 | 42.6132
7765 | 27954000 | 5.6122 | 41.0963 | 42.6151
7766 | 27957600 | 5.6122 | 41.0982 | 42.617
7767 | 27961200 | 5.6122 | 41.1001 | 42.6189
7768 | 27964800 | 5.6123 | 41.1019 | 42.6207
7769 | 27968400 | 5.6123 | 41.1038 | 42.6226
7770 | 27972000 | 5.6124 | 41.1057 | 42.6245
7771 | 27975600 | 5.6124 | 41.1076 | 42.6264
7772 | 27979200 | 5.6124 | 41.1095 | 42.6283
7773 | 27982800 | 5.6125 | 41.1113 | 42.6301
7774 | 27986400 | 5.6125 | 41.1132 | 42.632
7775 | 27990000 | 5.6126 | 41.1151 | 42.6339
7776 | 27993600 | 5.6126 | 41.117 | 42.6358
7777 | 27997200 | 5.6127 | 41.1188 | 42.6377
7778 | 28000800 | 5.6127 | 41.1207 | 42.6395
7779 | 28004400 | 5.6127 | 41.1226 | 42.6414
7780 | 28008000 | 5.6128 | 41.1245 | 42.6433
7781 | 28011600 | 5.6128 | 41.1263 | 42.6452
7782 | 28015200 | 5.6129 | 41.1282 | 42.6471
7783 | 28018800 | 5.6129 | 41.1301 | 42.6489
7784 | 28022400 | 5.613 | 41.132 | 42.6508
7785 | 28026000 | 5.613 | 41.1338 | 42.6527
7786 | 28029600 | 5.613 | 41.1357 | 42.6546
7787 | 28033200 | 5.6131 | 41.1376 | 42.6565
7788 | 28036800 | 5.6131 | 41.1395 | 42.6583
7789 | 28040400 | 5.6132 | 41.1413 | 42.6602
7790 | 28044000 | 5.6132 | 41.1432 | 42.6621
7791 | 28047600 | 5.6133 | 41.1451 | 42.664
7792 | 28051200 | 5.6133 | 41.147 | 42.6658
7793 | 28054800 | 5.6133 | 41.1488 | 42.6677
7794 | 28058400 | 5.6134 | 41.1507 | 42.6696
7795 | 28062000 | 5.6134 | 41.1526 | 42.6715
7796 | 28065600 | 5.6135 | 41.1545 | 42.6734
7797 | 28069200 | 5.6135 | 41.1563 | 42.6752
7798 | 28072800 | 5.6135 | 41.1582 | 42.6771
7799 | 28076400 | 5.6136 | 41.1601 | 42.679
7800 | 28080000 | 5.6136 | 41.162 | 42.6809
7801 | 28083600 | 5.6137 | 41.1638 | 42.6827
7802 | 28087200 | 5.6137 | 41.1657 | 42.6846
7803 | 28090800 | 5.6138 | 41.1676 | 42.6865
7804 | 28094400 | 5.6138 | 41.1694 | 42.6884
7805 | 28098000 | 5.6138 | 41.1713 | 42.6902
7806 | 28101600 | 5.6139 | 41.1732 | 42.6921
7807 | 28105200 | 5.6139 | 41.1751 | 42.694
7808 | 28108800 | 5.614 | 41.1769 | 42.6959
7809 | 28112400 | 5.614 | 41.1788 | 42.6977
7810 | 28116000 | 5.614 | 41.1807 | 42.6996
7811 | 28119600 | 5.6141 | 41.1826 | 42.7015
7812 | 28123200 | 5.6141 | 41.1844 | 42.7034
7813 | 28126800 | 5.6142 | 41.1863 | 42.7052
7814 | 28130400 | 5.6142 | 41.1882 | 42.7071
7815 | 28134000 | 5.6143 | 41.19 | 42.709
7816 | 28137600 | 5.6143 | 41.1919 | 42.7109
7817 | 28141200 | 5.6143 | 41.1938 | 42.7127
7818 | 28144800 | 5.6144 | 41.1957 | 42.7146
7819 | 28148400 | 5.6144 | 41.1975 | 42.7165
7820 | 28152000 | 5.6145 | 41.1994 | 42.7184
7821 | 28155600 | 5.6145 | 41.2013 | 42.7202
7822 | 28159200 | 5.6146 | 41.2031 | 42.7221
7823 | 28162800 | 5.6146 | 41.205 | 42.724
7824 | 28166400 | 5.6146 | 41.2069 | 42.7259
7825 | 28170000 | 5.6147 | 41.2087 | 42.7277
7826 | 28173600 | 5.6147 | 41.2106 | 42.7296
7827 | 28177200 | 5.6148 | 41.2125 | 42.7315
7828 | 28180800 | 5.6148 | 41.2144 | 42.7334
7829 | 28184400 | 5.6148 | 41.2162 | 42.7352
7830 | 28188000 | 5.6149 | 41.2181 | 42.7371
7831 | 28191600 | 5.6149 | 41.22 | 42.739
7832 | 28195200 | 5.615 | 41.2218 | 42.7409
7833 | 28198800 | 5.615 | 41.2237 | 42.7427
7834 | 28202400 | 5.6151 | 41.2256 | 42.7446
7835 | 28206000 | 5.6151 | 41.2274 | 42.7465
7836 | 28209600 | 5.6151 | 41.2293 | 42.7483
7837 | 28213200 | 5.6152 | 41.2312 | 42.7502
7838 | 28216800 | 5.6152 | 41.2331 | 42.7521
7839 | 28220400 | 5.6153 | 41.2349 | 42.754
7840 | 28224000 | 5.6153 | 41.2368 | 42.7558
7841 | 28227600 | 5.6153 | 41.2387 | 42.7577
7842 | 28231200 | 5.6154 | 41.2405 | 42.7596
7843 | 28234800 | 5.6154 | 41.2424 | 42.7615
7844 | 28238400 | 5.6155 | 41.2443 | 42.7633
7845 | 28242000 | 5.6155 | 41.2461 | 42.7652
7846 | 28245600 | 5.6156 | 41.248 | 42.7671
7847 | 28249200 | 5.6156 | 41.2499 | 42.7689
7848 | 28252800 | 5.6156 | 41.2517 | 42.7708
7849 | 28256400 | 5.6157 | 41.2536 | 42.7727
7850 | 28260000 | 5.6157 | 41.2555 | 42.7745
7851 | 28263600 | 5.6158 | 41.2573 | 42.7764
7852 | 28267200 | 5.6158 | 41.2592 | 42.7783
7853 | 28270800 | 5.6158 | 41.2611 | 42.7802
7854 | 28274400 | 5.6159 | 41.2629 | 42.782
7855 | 28278000 | 5.6159 | 41.2648 | 42.7839
7856 | 28281600 | 5.616 | 41.2667 | 42.7858
7857 | 28285200 | 5.616 | 41.2685 | 42.7876
7858 | 28288800 | 5.6161 | 41.2704 | 42.7895
7859 | 28292400 | 5.6161 | 41.2723 | 42.7914
7860 | 28296000 | 5.6161 | 41.2741 | 42.7933
7861 | 28299600 | 5.6162 | 41.276 | 42.7951
7862 | 28303200 | 5.6162 | 41.2779 | 42.797
7863 | 28306800 | 5.6163 | 41.2797 | 42.7989
7864 | 28310400 | 5.6163 | 41.2816 | 42.8007
7865 | 28314000 | 5.6163 | 41.2835 | 42.8026
7866 | 28317600 | 5.6164 | 41.2853 | 42.8045
7867 | 28321200 | 5.6164 | 41.2872 | 42.8063
7868 | 28324800 | 5.6165 | 41.2891 | 42.8082
7869 | 28328400 | 5.6165 | 41.2909 | 42.8101
7870 | 28332000 | 5.6166 | 41.2928 | 42.8119
7871 | 28335600 | 5.6166 | 41.2947 | 42.8138
7872 | 28339200 | 5.6166 | 41.2965 | 42.8157
7873 | 28342800 | 5.6167 | 41.2984 | 42.8175
7874 | 28346400 | 5.6167 | 41.3003 | 42.8194
7875 | 28350000 | 5.6168 | 41.3021 | 42.8213
7876 | 28353600 | 5.6168 | 41.304 | 42.8232
7877 | 28357200 | 5.6168 | 41.3058 | 42.825
7878 | 28360800 | 5.6169 | 41.3077 | 42.8269
7879 | 28364400 | 5.6169 | 41.3096 | 42.8288
7880 | 28368000 | 5.617 | 41.3114 | 42.8306
7881 | 28371600 | 5.617 | 41.3133 | 42.8325
7882 | 28375200 | 5.6171 | 41.3152 | 42.8344
7883 | 28378800 | 5.6171 | 41.317 | 42.8362
7884 | 28382400 | 5.6171 | 41.3189 | 42.8381
7885 | 28386000 | 5.6172 | 41.3208 | 42.84
7886 | 28389600 | 5.6172 | 41.3226 | 42.8418
7887 | 28393200 | 5.6173 | 41.3245 | 42.8437
7888 | 28396800 | 5.6173 | 41.3264 | 42.8456
7889 | 28400400 | 5.6173 | 41.3282 | 42.8474
7890 | 28404000 | 5.6174 | 41.3301 | 42.8493
7891 | 28407600 | 5.6174 | 41.3319 | 42.8512
7892 | 28411200 | 5.6175 | 41.3338 | 42.853
7893 | 28414800 | 5.6175 | 41.3357 | 42.8549
7894 | 28418400 | 5.6175 | 41.3375 | 42.8568
7895 | 28422000 | 5.6176 | 41.3394 | 42.8586
7896 | 28425600 | 5.6176 | 41.3413 | 42.8605
7897 | 28429200 | 5.6177 | 41.3431 | 42.8624
7898 | 28432800 | 5.6177 | 41.345 | 42.8642
7899 | 28436400 | 5.6178 | 41.3468 | 42.8661
7900 | 28440000 | 5.6178 | 41.3487 | 42.8679
7901 | 28443600 | 5.6178 | 41.3506 | 42.8698
7902 | 28447200 | 5.6179 | 41.3524 | 42.8717
7903 | 28450800 | 5.6179 | 41.3543 | 42.8735
7904 | 28454400 | 5.618 | 41.3561 | 42.8754
7905 | 28458000 | 5.618 | 41.358 | 42.8773
7906 | 28461600 | 5.618 | 41.3599 | 42.8791
7907 | 28465200 | 5.6181 | 41.3617 | 42.881
7908 | 28468800 | 5.6181 | 41.3636 | 42.8829
7909 | 28472400 | 5.6182 | 41.3655 | 42.8847
7910 | 28476000 | 5.6182 | 41.3673 | 42.8866
7911 | 28479600 | 5.6182 | 41.3692 | 42.8885
7912 | 28483200 | 5.6183 | 41.371 | 42.8903
7913 | 28486800 | 5.6183 | 41.3729 | 42.8922
7914 | 28490400 | 5.6184 | 41.3748 | 42.894
7915 | 28494000 | 5.6184 | 41.3766 | 42.8959
7916 | 28497600 | 5.6185 | 41.3785 | 42.8978
7917 | 28501200 | 5.6185 | 41.3803 | 42.8996
7918 | 28504800 | 5.6185 | 41.3822 | 42.9015
7919 | 28508400 | 5.6186 | 41.3841 | 42.9034
7920 | 28512000 | 5.6186 | 41.3859 | 42.9052
7921 | 28515600 | 5.6187 | 41.3878 | 42.9071
7922 | 28519200 | 5.6187 | 41.3896 | 42.909
7923 | 28522800 | 5.6187 | 41.3915 | 42.9108
7924 | 28526400 | 5.6188 | 41.3933 | 42.9127
7925 | 28530000 | 5.6188 | 41.3952 | 42.9145
7926 | 28533600 | 5.6189 | 41.3971 | 42.9164
7927 | 28537200 | 5.6189 | 41.3989 | 42.9183
7928 | 28540800 | 5.6189 | 41.4008 | 42.9201
7929 | 28544400 | 5.619 | 41.4026 | 42.922
7930 | 28548000 | 5.619 | 41.4045 | 42.9238
7931 | 28551600 | 5.6191 | 41.4064 | 42.9257
7932 | 28555200 | 5.6191 | 41.4082 | 42.9276
7933 | 28558800 | 5.6192 | 41.4101 | 42.9294
7934 | 28562400 | 5.6192 | 41.4119 | 42.9313
7935 | 28566000 | 5.6192 | 41.4138 | 42.9332
7936 | 28569600 | 5.6193 | 41.4156 | 42.935
7937 | 28573200 | 5.6193 | 41.4175 | 42.9369
7938 | 28576800 | 5.6194 | 41.4194 | 42.9387
7939 | 28580400 | 5.6194 | 41.4212 | 42.9406
7940 | 28584000 | 5.6194 | 41.4231 | 42.9425
7941 | 28587600 | 5.6195 | 41.4249 | 42.9443
7942 | 28591200 | 5.6195 | 41.4268 | 42.9462
7943 | 28594800 | 5.6196 | 41.4286 | 42.948
7944 | 28598400 | 5.6196 | 41.4305 | 42.9499
7945 | 28602000 | 5.6196 | 41.4324 | 42.9518
7946 | 28605600 | 5.6197 | 41.4342 | 42.9536
7947 | 28609200 | 5.6197 | 41.4361 | 42.9555
7948 | 28612800 | 5.6198 | 41.4379 | 42.9573
7949 | 28616400 | 5.6198 | 41.4398 | 42.9592
7950 | 28620000 | 5.6198 | 41.4416 | 42.9611
7951 | 28623600 | 5.6199 | 41.4435 | 42.9629
7952 | 28627200 | 5.6199 | 41.4454 | 42.9648
7953 | 28630800 | 5.62 | 41.4472 | 42.9666
7954 | 28634400 | 5.62 | 41.4491 | 42.9685
7955 | 28638000 | 5.6201 | 41.4509 | 42.9704
7956 | 28641600 | 5.6201 | 41.4528 | 42.9722
7957 | 28645200 | 5.6201 | 41.4546 | 42.9741
7958 | 28648800 | 5.6202 | 41.4565 | 42.9759
7959 | 28652400 | 5.6202 | 41.4583 | 42.9778
7960 | 28656000 | 5.6203 | 41.4602 | 42.9796
7961 | 28659600 | 5.6203 | 41.4621 | 42.9815
7962 | 28663200 | 5.6203 | 41.4639 | 42.9834
7963 | 28666800 | 5.6204 | 41.4658 | 42.9852
7964 | 28670400 | 5.6204 | 41.4676 | 42.9871
7965 | 28674000 | 5.6205 | 41.4695 | 42.9889
7966 | 28677600 | 5.6205 | 41.4713 | 42.9908
7967 | 28681200 | 5.6205 | 41.4732 | 42.9927
7968 | 28684800 | 5.6206 | 41.475 | 42.9945
7969 | 28688400 | 5.6206 | 41.4769 | 42.9964
7970 | 28692000 | 5.6207 | 41.4787 | 42.9982
7971 | 28695600 | 5.6207 | 41.4806 | 43.0001
7972 | 28699200 | 5.6207 | 41.4825 | 43.0019
7973 | 28702800 | 5.6208 | 41.4843 | 43.0038
7974 | 28706400 | 5.6208 | 41.4862 | 43.0057
7975 | 28710000 | 5.6209 | 41.488 | 43.0075
7976 | 28713600 | 5.6209 | 41.4899 | 43.0094
7977 | 28717200 | 5.6209 | 41.4917 | 43.0112
7978 | 28720800 | 5.621 | 41.4936 | 43.0131
7979 | 28724400 | 5.621 | 41.4954 | 43.0149
7980 | 28728000 | 5.6211 | 41.4973 | 43.0168
7981 | 28731600 | 5.6211 | 41.4991 | 43.0186
7982 | 28735200 | 5.6212 | 41.501 | 43.0205
7983 | 28738800 | 5.6212 | 41.5028 | 43.0224
7984 | 28742400 | 5.6212 | 41.5047 | 43.0242
7985 | 28746000 | 5.6213 | 41.5065 | 43.0261
7986 | 28749600 | 5.6213 | 41.5084 | 43.0279
7987 | 28753200 | 5.6214 | 41.5102 | 43.0298
7988 | 28756800 | 5.6214 | 41.5121 | 43.0316
7989 | 28760400 | 5.6214 | 41.5139 | 43.0335
7990 | 28764000 | 5.6215 | 41.5158 | 43.0353
7991 | 28767600 | 5.6215 | 41.5176 | 43.0372
7992 | 28771200 | 5.6216 | 41.5195 | 43.0391
7993 | 28774800 | 5.6216 | 41.5214 | 43.0409
7994 | 28778400 | 5.6216 | 41.5232 | 43.0428
7995 | 28782000 | 5.6217 | 41.5251 | 43.0446
7996 | 28785600 | 5.6217 | 41.5269 | 43.0465
7997 | 28789200 | 5.6218 | 41.5288 | 43.0483
7998 | 28792800 | 5.6218 | 41.5306 | 43.0502
7999 | 28796400 | 5.6218 | 41.5325 | 43.052
8000 | 28800000 | 5.6219 | 41.5343 | 43.0539
8001 | 28803600 | 5.6219 | 41.5362 | 43.0557
8002 | 28807200 | 5.622 | 41.538 | 43.0576
8003 | 28810800 | 5.622 | 41.5399 | 43.0594
8004 | 28814400 | 5.622 | 41.5417 | 43.0613
8005 | 28818000 | 5.6221 | 41.5436 | 43.0632
8006 | 28821600 | 5.6221 | 41.5454 | 43.065
8007 | 28825200 | 5.6222 | 41.5473 | 43.0669
8008 | 28828800 | 5.6222 | 41.5491 | 43.0687
8009 | 28832400 | 5.6222 | 41.551 | 43.0706
8010 | 28836000 | 5.6223 | 41.5528 | 43.0724
8011 | 28839600 | 5.6223 | 41.5547 | 43.0743
8012 | 28843200 | 5.6224 | 41.5565 | 43.0761
8013 | 28846800 | 5.6224 | 41.5584 | 43.078
8014 | 28850400 | 5.6224 | 41.5602 | 43.0798
8015 | 28854000 | 5.6225 | 41.5621 | 43.0817
8016 | 28857600 | 5.6225 | 41.5639 | 43.0835
8017 | 28861200 | 5.6226 | 41.5657 | 43.0854
8018 | 28864800 | 5.6226 | 41.5676 | 43.0872
8019 | 28868400 | 5.6227 | 41.5694 | 43.0891
8020 | 28872000 | 5.6227 | 41.5713 | 43.0909
8021 | 28875600 | 5.6227 | 41.5731 | 43.0928
8022 | 28879200 | 5.6228 | 41.575 | 43.0946
8023 | 28882800 | 5.6228 | 41.5768 | 43.0965
8024 | 28886400 | 5.6229 | 41.5787 | 43.0983
8025 | 28890000 | 5.6229 | 41.5805 | 43.1002
8026 | 28893600 | 5.6229 | 41.5824 | 43.102
8027 | 28897200 | 5.623 | 41.5842 | 43.1039
8028 | 28900800 | 5.623 | 41.5861 | 43.1057
8029 | 28904400 | 5.6231 | 41.5879 | 43.1076
8030 | 28908000 | 5.6231 | 41.5898 | 43.1094
8031 | 28911600 | 5.6231 | 41.5916 | 43.1113
8032 | 28915200 | 5.6232 | 41.5935 | 43.1131
8033 | 28918800 | 5.6232 | 41.5953 | 43.115
8034 | 28922400 | 5.6233 | 41.5972 | 43.1168
8035 | 28926000 | 5.6233 | 41.599 | 43.1187
8036 | 28929600 | 5.6233 | 41.6009 | 43.1205
8037 | 28933200 | 5.6234 | 41.6027 | 43.1224
8038 | 28936800 | 5.6234 | 41.6045 | 43.1242
8039 | 28940400 | 5.6235 | 41.6064 | 43.1261
8040 | 28944000 | 5.6235 | 41.6082 | 43.1279
8041 | 28947600 | 5.6235 | 41.6101 | 43.1298
8042 | 28951200 | 5.6236 | 41.6119 | 43.1316
8043 | 28954800 | 5.6236 | 41.6138 | 43.1335
8044 | 28958400 | 5.6237 | 41.6156 | 43.1353
8045 | 28962000 | 5.6237 | 41.6175 | 43.1372
8046 | 28965600 | 5.6237 | 41.6193 | 43.139
8047 | 28969200 | 5.6238 | 41.6212 | 43.1409
8048 | 28972800 | 5.6238 | 41.623 | 43.1427
8049 | 28976400 | 5.6239 | 41.6248 | 43.1446
8050 | 28980000 | 5.6239 | 41.6267 | 43.1464
8051 | 28983600 | 5.6239 | 41.6285 | 43.1483
8052 | 28987200 | 5.624 | 41.6304 | 43.1501
8053 | 28990800 | 5.624 | 41.6322 | 43.152
8054 | 28994400 | 5.6241 | 41.6341 | 43.1538
8055 | 28998000 | 5.6241 | 41.6359 | 43.1557
8056 | 29001600 | 5.6241 | 41.6378 | 43.1575
8057 | 29005200 | 5.6242 | 41.6396 | 43.1594
8058 | 29008800 | 5.6242 | 41.6414 | 43.1612
8059 | 29012400 | 5.6243 | 41.6433 | 43.1631
8060 | 29016000 | 5.6243 | 41.6451 | 43.1649
8061 | 29019600 | 5.6243 | 41.647 | 43.1668
8062 | 29023200 | 5.6244 | 41.6488 | 43.1686
8063 | 29026800 | 5.6244 | 41.6507 | 43.1704
8064 | 29030400 | 5.6245 | 41.6525 | 43.1723
8065 | 29034000 | 5.6245 | 41.6543 | 43.1741
8066 | 29037600 | 5.6245 | 41.6562 | 43.176
8067 | 29041200 | 5.6246 | 41.658 | 43.1778
8068 | 29044800 | 5.6246 | 41.6599 | 43.1797
8069 | 29048400 | 5.6247 | 41.6617 | 43.1815
8070 | 29052000 | 5.6247 | 41.6636 | 43.1834
8071 | 29055600 | 5.6247 | 41.6654 | 43.1852
8072 | 29059200 | 5.6248 | 41.6672 | 43.1871
8073 | 29062800 | 5.6248 | 41.6691 | 43.1889
8074 | 29066400 | 5.6249 | 41.6709 | 43.1908
8075 | 29070000 | 5.6249 | 41.6728 | 43.1926
8076 | 29073600 | 5.6249 | 41.6746 | 43.1944
8077 | 29077200 | 5.625 | 41.6765 | 43.1963
8078 | 29080800 | 5.625 | 41.6783 | 43.1981
8079 | 29084400 | 5.6251 | 41.6801 | 43.2
8080 | 29088000 | 5.6251 | 41.682 | 43.2018
8081 | 29091600 | 5.6251 | 41.6838 | 43.2037
8082 | 29095200 | 5.6252 | 41.6857 | 43.2055
8083 | 29098800 | 5.6252 | 41.6875 | 43.2074
8084 | 29102400 | 5.6253 | 41.6894 | 43.2092
8085 | 29106000 | 5.6253 | 41.6912 | 43.211
8086 | 29109600 | 5.6253 | 41.693 | 43.2129
8087 | 29113200 | 5.6254 | 41.6949 | 43.2147
8088 | 29116800 | 5.6254 | 41.6967 | 43.2166
8089 | 29120400 | 5.6255 | 41.6986 | 43.2184
8090 | 29124000 | 5.6255 | 41.7004 | 43.2203
8091 | 29127600 | 5.6255 | 41.7022 | 43.2221
8092 | 29131200 | 5.6256 | 41.7041 | 43.224
8093 | 29134800 | 5.6256 | 41.7059 | 43.2258
8094 | 29138400 | 5.6257 | 41.7078 | 43.2276
8095 | 29142000 | 5.6257 | 41.7096 | 43.2295
8096 | 29145600 | 5.6257 | 41.7114 | 43.2313
8097 | 29149200 | 5.6258 | 41.7133 | 43.2332
8098 | 29152800 | 5.6258 | 41.7151 | 43.235
8099 | 29156400 | 5.6259 | 41.717 | 43.2369
8100 | 29160000 | 5.6259 | 41.7188 | 43.2387
8101 | 29163600 | 5.6259 | 41.7206 | 43.2405
8102 | 29167200 | 5.626 | 41.7225 | 43.2424
8103 | 29170800 | 5.626 | 41.7243 | 43.2442
8104 | 29174400 | 5.6261 | 41.7262 | 43.2461
8105 | 29178000 | 5.6261 | 41.728 | 43.2479
8106 | 29181600 | 5.6261 | 41.7298 | 43.2498
8107 | 29185200 | 5.6262 | 41.7317 | 43.2516
8108 | 29188800 | 5.6262 | 41.7335 | 43.2534
8109 | 29192400 | 5.6263 | 41.7353 | 43.2553
8110 | 29196000 | 5.6263 | 41.7372 | 43.2571
8111 | 29199600 | 5.6263 | 41.739 | 43.259
8112 | 29203200 | 5.6264 | 41.7409 | 43.2608
8113 | 29206800 | 5.6264 | 41.7427 | 43.2626
8114 | 29210400 | 5.6265 | 41.7445 | 43.2645
8115 | 29214000 | 5.6265 | 41.7464 | 43.2663
8116 | 29217600 | 5.6265 | 41.7482 | 43.2682
8117 | 29221200 | 5.6266 | 41.75 | 43.27
8118 | 29224800 | 5.6266 | 41.7519 | 43.2718
8119 | 29228400 | 5.6267 | 41.7537 | 43.2737
8120 | 29232000 | 5.6267 | 41.7556 | 43.2755
8121 | 29235600 | 5.6267 | 41.7574 | 43.2774
8122 | 29239200 | 5.6268 | 41.7592 | 43.2792
8123 | 29242800 | 5.6268 | 41.7611 | 43.281
8124 | 29246400 | 5.6268 | 41.7629 | 43.2829
8125 | 29250000 | 5.6269 | 41.7647 | 43.2847
8126 | 29253600 | 5.6269 | 41.7666 | 43.2866
8127 | 29257200 | 5.627 | 41.7684 | 43.2884
8128 | 29260800 | 5.627 | 41.7703 | 43.2902
8129 | 29264400 | 5.627 | 41.7721 | 43.2921
8130 | 29268000 | 5.6271 | 41.7739 | 43.2939
8131 | 29271600 | 5.6271 | 41.7758 | 43.2958
8132 | 29275200 | 5.6272 | 41.7776 | 43.2976
8133 | 29278800 | 5.6272 | 41.7794 | 43.2994
8134 | 29282400 | 5.6272 | 41.7813 | 43.3013
8135 | 29286000 | 5.6273 | 41.7831 | 43.3031
8136 | 29289600 | 5.6273 | 41.7849 | 43.305
8137 | 29293200 | 5.6274 | 41.7868 | 43.3068
8138 | 29296800 | 5.6274 | 41.7886 | 43.3086
8139 | 29300400 | 5.6274 | 41.7904 | 43.3105
8140 | 29304000 | 5.6275 | 41.7923 | 43.3123
8141 | 29307600 | 5.6275 | 41.7941 | 43.3141
8142 | 29311200 | 5.6276 | 41.7959 | 43.316
8143 | 29314800 | 5.6276 | 41.7978 | 43.3178
8144 | 29318400 | 5.6276 | 41.7996 | 43.3197
8145 | 29322000 | 5.6277 | 41.8015 | 43.3215
8146 | 29325600 | 5.6277 | 41.8033 | 43.3233
8147 | 29329200 | 5.6278 | 41.8051 | 43.3252
8148 | 29332800 | 5.6278 | 41.807 | 43.327
8149 | 29336400 | 5.6278 | 41.8088 | 43.3289
8150 | 29340000 | 5.6279 | 41.8106 | 43.3307
8151 | 29343600 | 5.6279 | 41.8125 | 43.3325
8152 | 29347200 | 5.628 | 41.8143 | 43.3344
8153 | 29350800 | 5.628 | 41.8161 | 43.3362
8154 | 29354400 | 5.628 | 41.818 | 43.338
8155 | 29358000 | 5.6281 | 41.8198 | 43.3399
8156 | 29361600 | 5.6281 | 41.8216 | 43.3417
8157 | 29365200 | 5.6282 | 41.8235 | 43.3435
8158 | 29368800 | 5.6282 | 41.8253 | 43.3454
8159 | 29372400 | 5.6282 | 41.8271 | 43.3472
8160 | 29376000 | 5.6283 | 41.829 | 43.3491
8161 | 29379600 | 5.6283 | 41.8308 | 43.3509
8162 | 29383200 | 5.6283 | 41.8326 | 43.3527
8163 | 29386800 | 5.6284 | 41.8345 | 43.3546
8164 | 29390400 | 5.6284 | 41.8363 | 43.3564
8165 | 29394000 | 5.6285 | 41.8381 | 43.3582
8166 | 29397600 | 5.6285 | 41.84 | 43.3601
8167 | 29401200 | 5.6285 | 41.8418 | 43.3619
8168 | 29404800 | 5.6286 | 41.8436 | 43.3637
8169 | 29408400 | 5.6286 | 41.8454 | 43.3656
8170 | 29412000 | 5.6287 | 41.8473 | 43.3674
8171 | 29415600 | 5.6287 | 41.8491 | 43.3692
8172 | 29419200 | 5.6287 | 41.8509 | 43.3711
8173 | 29422800 | 5.6288 | 41.8528 | 43.3729
8174 | 29426400 | 5.6288 | 41.8546 | 43.3747
8175 | 29430000 | 5.6289 | 41.8564 | 43.3766
8176 | 29433600 | 5.6289 | 41.8583 | 43.3784
8177 | 29437200 | 5.6289 | 41.8601 | 43.3802
8178 | 29440800 | 5.629 | 41.8619 | 43.3821
8179 | 29444400 | 5.629 | 41.8638 | 43.3839
8180 | 29448000 | 5.6291 | 41.8656 | 43.3857
8181 | 29451600 | 5.6291 | 41.8674 | 43.3876
8182 | 29455200 | 5.6291 | 41.8693 | 43.3894
8183 | 29458800 | 5.6292 | 41.8711 | 43.3913
8184 | 29462400 | 5.6292 | 41.8729 | 43.3931
8185 | 29466000 | 5.6293 | 41.8747 | 43.3949
8186 | 29469600 | 5.6293 | 41.8766 | 43.3968
8187 | 29473200 | 5.6293 | 41.8784 | 43.3986
8188 | 29476800 | 5.6294 | 41.8802 | 43.4004
8189 | 29480400 | 5.6294 | 41.8821 | 43.4022
8190 | 29484000 | 5.6294 | 41.8839 | 43.4041
8191 | 29487600 | 5.6295 | 41.8857 | 43.4059
8192 | 29491200 | 5.6295 | 41.8875 | 43.4077
8193 | 29494800 | 5.6296 | 41.8894 | 43.4096
8194 | 29498400 | 5.6296 | 41.8912 | 43.4114
8195 | 29502000 | 5.6296 | 41.893 | 43.4132
8196 | 29505600 | 5.6297 | 41.8949 | 43.4151
8197 | 29509200 | 5.6297 | 41.8967 | 43.4169
8198 | 29512800 | 5.6298 | 41.8985 | 43.4187
8199 | 29516400 | 5.6298 | 41.9004 | 43.4206
8200 | 29520000 | 5.6298 | 41.9022 | 43.4224
8201 | 29523600 | 5.6299 | 41.904 | 43.4242
8202 | 29527200 | 5.6299 | 41.9058 | 43.4261
8203 | 29530800 | 5.63 | 41.9077 | 43.4279
8204 | 29534400 | 5.63 | 41.9095 | 43.4297
8205 | 29538000 | 5.63 | 41.9113 | 43.4316
8206 | 29541600 | 5.6301 | 41.9131 | 43.4334
8207 | 29545200 | 5.6301 | 41.915 | 43.4352
8208 | 29548800 | 5.6302 | 41.9168 | 43.4371
8209 | 29552400 | 5.6302 | 41.9186 | 43.4389
8210 | 29556000 | 5.6302 | 41.9205 | 43.4407
8211 | 29559600 | 5.6303 | 41.9223 | 43.4425
8212 | 29563200 | 5.6303 | 41.9241 | 43.4444
8213 | 29566800 | 5.6303 | 41.9259 | 43.4462
8214 | 29570400 | 5.6304 | 41.9278 | 43.448
8215 | 29574000 | 5.6304 | 41.9296 | 43.4499
8216 | 29577600 | 5.6305 | 41.9314 | 43.4517
8217 | 29581200 | 5.6305 | 41.9332 | 43.4535
8218 | 29584800 | 5.6305 | 41.9351 | 43.4554
8219 | 29588400 | 5.6306 | 41.9369 | 43.4572
8220 | 29592000 | 5.6306 | 41.9387 | 43.459
8221 | 29595600 | 5.6307 | 41.9406 | 43.4608
8222 | 29599200 | 5.6307 | 41.9424 | 43.4627
8223 | 29602800 | 5.6307 | 41.9442 | 43.4645
8224 | 29606400 | 5.6308 | 41.946 | 43.4663
8225 | 29610000 | 5.6308 | 41.9479 | 43.4682
8226 | 29613600 | 5.6309 | 41.9497 | 43.47
8227 | 29617200 | 5.6309 | 41.9515 | 43.4718
8228 | 29620800 | 5.6309 | 41.9533 | 43.4736
8229 | 29624400 | 5.631 | 41.9552 | 43.4755
8230 | 29628000 | 5.631 | 41.957 | 43.4773
8231 | 29631600 | 5.631 | 41.9588 | 43.4791
8232 | 29635200 | 5.6311 | 41.9606 | 43.481
8233 | 29638800 | 5.6311 | 41.9625 | 43.4828
8234 | 29642400 | 5.6312 | 41.9643 | 43.4846
8235 | 29646000 | 5.6312 | 41.9661 | 43.4864
8236 | 29649600 | 5.6312 | 41.9679 | 43.4883
8237 | 29653200 | 5.6313 | 41.9698 | 43.4901
8238 | 29656800 | 5.6313 | 41.9716 | 43.4919
8239 | 29660400 | 5.6314 | 41.9734 | 43.4938
8240 | 29664000 | 5.6314 | 41.9752 | 43.4956
8241 | 29667600 | 5.6314 | 41.9771 | 43.4974
8242 | 29671200 | 5.6315 | 41.9789 | 43.4992
8243 | 29674800 | 5.6315 | 41.9807 | 43.5011
8244 | 29678400 | 5.6316 | 41.9825 | 43.5029
8245 | 29682000 | 5.6316 | 41.9844 | 43.5047
8246 | 29685600 | 5.6316 | 41.9862 | 43.5065
8247 | 29689200 | 5.6317 | 41.988 | 43.5084
8248 | 29692800 | 5.6317 | 41.9898 | 43.5102
8249 | 29696400 | 5.6317 | 41.9916 | 43.512
8250 | 29700000 | 5.6318 | 41.9935 | 43.5138
8251 | 29703600 | 5.6318 | 41.9953 | 43.5157
8252 | 29707200 | 5.6319 | 41.9971 | 43.5175
8253 | 29710800 | 5.6319 | 41.9989 | 43.5193
8254 | 29714400 | 5.6319 | 42.0008 | 43.5212
8255 | 29718000 | 5.632 | 42.0026 | 43.523
8256 | 29721600 | 5.632 | 42.0044 | 43.5248
8257 | 29725200 | 5.6321 | 42.0062 | 43.5266
8258 | 29728800 | 5.6321 | 42.008 | 43.5285
8259 | 29732400 | 5.6321 | 42.0099 | 43.5303
8260 | 29736000 | 5.6322 | 42.0117 | 43.5321
8261 | 29739600 | 5.6322 | 42.0135 | 43.5339
8262 | 29743200 | 5.6322 | 42.0153 | 43.5358
8263 | 29746800 | 5.6323 | 42.0172 | 43.5376
8264 | 29750400 | 5.6323 | 42.019 | 43.5394
8265 | 29754000 | 5.6324 | 42.0208 | 43.5412
8266 | 29757600 | 5.6324 | 42.0226 | 43.5431
8267 | 29761200 | 5.6324 | 42.0244 | 43.5449
8268 | 29764800 | 5.6325 | 42.0263 | 43.5467
8269 | 29768400 | 5.6325 | 42.0281 | 43.5485
8270 | 29772000 | 5.6326 | 42.0299 | 43.5503
8271 | 29775600 | 5.6326 | 42.0317 | 43.5522
8272 | 29779200 | 5.6326 | 42.0335 | 43.554
8273 | 29782800 | 5.6327 | 42.0354 | 43.5558
8274 | 29786400 | 5.6327 | 42.0372 | 43.5576
8275 | 29790000 | 5.6327 | 42.039 | 43.5595
8276 | 29793600 | 5.6328 | 42.0408 | 43.5613
8277 | 29797200 | 5.6328 | 42.0427 | 43.5631
8278 | 29800800 | 5.6329 | 42.0445 | 43.5649
8279 | 29804400 | 5.6329 | 42.0463 | 43.5668
8280 | 29808000 | 5.6329 | 42.0481 | 43.5686
8281 | 29811600 | 5.633 | 42.0499 | 43.5704
8282 | 29815200 | 5.633 | 42.0518 | 43.5722
8283 | 29818800 | 5.6331 | 42.0536 | 43.5741
8284 | 29822400 | 5.6331 | 42.0554 | 43.5759
8285 | 29826000 | 5.6331 | 42.0572 | 43.5777
8286 | 29829600 | 5.6332 | 42.059 | 43.5795
8287 | 29833200 | 5.6332 | 42.0608 | 43.5813
8288 | 29836800 | 5.6333 | 42.0627 | 43.5832
8289 | 29840400 | 5.6333 | 42.0645 | 43.585
8290 | 29844000 | 5.6333 | 42.0663 | 43.5868
8291 | 29847600 | 5.6334 | 42.0681 | 43.5886
8292 | 29851200 | 5.6334 | 42.0699 | 43.5905
8293 | 29854800 | 5.6334 | 42.0718 | 43.5923
8294 | 29858400 | 5.6335 | 42.0736 | 43.5941
8295 | 29862000 | 5.6335 | 42.0754 | 43.5959
8296 | 29865600 | 5.6336 | 42.0772 | 43.5977
8297 | 29869200 | 5.6336 | 42.079 | 43.5996
8298 | 29872800 | 5.6336 | 42.0809 | 43.6014
8299 | 29876400 | 5.6337 | 42.0827 | 43.6032
8300 | 29880000 | 5.6337 | 42.0845 | 43.605
8301 | 29883600 | 5.6337 | 42.0863 | 43.6068
8302 | 29887200 | 5.6338 | 42.0881 | 43.6087
8303 | 29890800 | 5.6338 | 42.0899 | 43.6105
8304 | 29894400 | 5.6339 | 42.0918 | 43.6123
8305 | 29898000 | 5.6339 | 42.0936 | 43.6141
8306 | 29901600 | 5.6339 | 42.0954 | 43.6159
8307 | 29905200 | 5.634 | 42.0972 | 43.6178
8308 | 29908800 | 5.634 | 42.099 | 43.6196
8309 | 29912400 | 5.6341 | 42.1008 | 43.6214
8310 | 29916000 | 5.6341 | 42.1027 | 43.6232
8311 | 29919600 | 5.6341 | 42.1045 | 43.625
8312 | 29923200 | 5.6342 | 42.1063 | 43.6269
8313 | 29926800 | 5.6342 | 42.1081 | 43.6287
8314 | 29930400 | 5.6342 | 42.1099 | 43.6305
8315 | 29934000 | 5.6343 | 42.1117 | 43.6323
8316 | 29937600 | 5.6343 | 42.1136 | 43.6341
8317 | 29941200 | 5.6344 | 42.1154 | 43.636
8318 | 29944800 | 5.6344 | 42.1172 | 43.6378
8319 | 29948400 | 5.6344 | 42.119 | 43.6396
8320 | 29952000 | 5.6345 | 42.1208 | 43.6414
8321 | 29955600 | 5.6345 | 42.1226 | 43.6432
8322 | 29959200 | 5.6346 | 42.1245 | 43.6451
8323 | 29962800 | 5.6346 | 42.1263 | 43.6469
8324 | 29966400 | 5.6346 | 42.1281 | 43.6487
8325 | 29970000 | 5.6347 | 42.1299 | 43.6505
8326 | 29973600 | 5.6347 | 42.1317 | 43.6523
8327 | 29977200 | 5.6347 | 42.1335 | 43.6541
8328 | 29980800 | 5.6348 | 42.1353 | 43.656
8329 | 29984400 | 5.6348 | 42.1372 | 43.6578
8330 | 29988000 | 5.6349 | 42.139 | 43.6596
8331 | 29991600 | 5.6349 | 42.1408 | 43.6614
8332 | 29995200 | 5.6349 | 42.1426 | 43.6632
8333 | 29998800 | 5.635 | 42.1444 | 43.6651
8334 | 30002400 | 5.635 | 42.1462 | 43.6669
8335 | 30006000 | 5.6351 | 42.148 | 43.6687
8336 | 30009600 | 5.6351 | 42.1499 | 43.6705
8337 | 30013200 | 5.6351 | 42.1517 | 43.6723
8338 | 30016800 | 5.6352 | 42.1535 | 43.6741
8339 | 30020400 | 5.6352 | 42.1553 | 43.676
8340 | 30024000 | 5.6352 | 42.1571 | 43.6778
8341 | 30027600 | 5.6353 | 42.1589 | 43.6796
8342 | 30031200 | 5.6353 | 42.1607 | 43.6814
8343 | 30034800 | 5.6354 | 42.1626 | 43.6832
8344 | 30038400 | 5.6354 | 42.1644 | 43.685
8345 | 30042000 | 5.6354 | 42.1662 | 43.6869
8346 | 30045600 | 5.6355 | 42.168 | 43.6887
8347 | 30049200 | 5.6355 | 42.1698 | 43.6905
8348 | 30052800 | 5.6355 | 42.1716 | 43.6923
8349 | 30056400 | 5.6356 | 42.1734 | 43.6941
8350 | 30060000 | 5.6356 | 42.1752 | 43.6959
8351 | 30063600 | 5.6357 | 42.1771 | 43.6977
8352 | 30067200 | 5.6357 | 42.1789 | 43.6996
8353 | 30070800 | 5.6357 | 42.1807 | 43.7014
8354 | 30074400 | 5.6358 | 42.1825 | 43.7032
8355 | 30078000 | 5.6358 | 42.1843 | 43.705
8356 | 30081600 | 5.6358 | 42.1861 | 43.7068
8357 | 30085200 | 5.6359 | 42.1879 | 43.7086
8358 | 30088800 | 5.6359 | 42.1897 | 43.7105
8359 | 30092400 | 5.636 | 42.1915 | 43.7123
8360 | 30096000 | 5.636 | 42.1934 | 43.7141
8361 | 30099600 | 5.636 | 42.1952 | 43.7159
8362 | 30103200 | 5.6361 | 42.197 | 43.7177
8363 | 30106800 | 5.6361 | 42.1988 | 43.7195
8364 | 30110400 | 5.6362 | 42.2006 | 43.7213
8365 | 30114000 | 5.6362 | 42.2024 | 43.7232
8366 | 30117600 | 5.6362 | 42.2042 | 43.725
8367 | 30121200 | 5.6363 | 42.206 | 43.7268
8368 | 30124800 | 5.6363 | 42.2078 | 43.7286
8369 | 30128400 | 5.6363 | 42.2097 | 43.7304
8370 | 30132000 | 5.6364 | 42.2115 | 43.7322
8371 | 30135600 | 5.6364 | 42.2133 | 43.734
8372 | 30139200 | 5.6365 | 42.2151 | 43.7358
8373 | 30142800 | 5.6365 | 42.2169 | 43.7377
8374 | 30146400 | 5.6365 | 42.2187 | 43.7395
8375 | 30150000 | 5.6366 | 42.2205 | 43.7413
8376 | 30153600 | 5.6366 | 42.2223 | 43.7431
8377 | 30157200 | 5.6366 | 42.2241 | 43.7449
8378 | 30160800 | 5.6367 | 42.2259 | 43.7467
8379 | 30164400 | 5.6367 | 42.2278 | 43.7485
8380 | 30168000 | 5.6368 | 42.2296 | 43.7503
8381 | 30171600 | 5.6368 | 42.2314 | 43.7522
8382 | 30175200 | 5.6368 | 42.2332 | 43.754
8383 | 30178800 | 5.6369 | 42.235 | 43.7558
8384 | 30182400 | 5.6369 | 42.2368 | 43.7576
8385 | 30186000 | 5.6369 | 42.2386 | 43.7594
8386 | 30189600 | 5.637 | 42.2404 | 43.7612
8387 | 30193200 | 5.637 | 42.2422 | 43.763
8388 | 30196800 | 5.6371 | 42.244 | 43.7648
8389 | 30200400 | 5.6371 | 42.2458 | 43.7667
8390 | 30204000 | 5.6371 | 42.2477 | 43.7685
8391 | 30207600 | 5.6372 | 42.2495 | 43.7703
8392 | 30211200 | 5.6372 | 42.2513 | 43.7721
8393 | 30214800 | 5.6373 | 42.2531 | 43.7739
8394 | 30218400 | 5.6373 | 42.2549 | 43.7757
8395 | 30222000 | 5.6373 | 42.2567 | 43.7775
8396 | 30225600 | 5.6374 | 42.2585 | 43.7793
8397 | 30229200 | 5.6374 | 42.2603 | 43.7811
8398 | 30232800 | 5.6374 | 42.2621 | 43.783
8399 | 30236400 | 5.6375 | 42.2639 | 43.7848
8400 | 30240000 | 5.6375 | 42.2657 | 43.7866
8401 | 30243600 | 5.6376 | 42.2675 | 43.7884
8402 | 30247200 | 5.6376 | 42.2693 | 43.7902
8403 | 30250800 | 5.6376 | 42.2712 | 43.792
8404 | 30254400 | 5.6377 | 42.273 | 43.7938
8405 | 30258000 | 5.6377 | 42.2748 | 43.7956
8406 | 30261600 | 5.6377 | 42.2766 | 43.7974
8407 | 30265200 | 5.6378 | 42.2784 | 43.7992
8408 | 30268800 | 5.6378 | 42.2802 | 43.8011
8409 | 30272400 | 5.6379 | 42.282 | 43.8029
8410 | 30276000 | 5.6379 | 42.2838 | 43.8047
8411 | 30279600 | 5.6379 | 42.2856 | 43.8065
8412 | 30283200 | 5.638 | 42.2874 | 43.8083
8413 | 30286800 | 5.638 | 42.2892 | 43.8101
8414 | 30290400 | 5.638 | 42.291 | 43.8119
8415 | 30294000 | 5.6381 | 42.2928 | 43.8137
8416 | 30297600 | 5.6381 | 42.2946 | 43.8155
8417 | 30301200 | 5.6382 | 42.2964 | 43.8173
8418 | 30304800 | 5.6382 | 42.2982 | 43.8191
8419 | 30308400 | 5.6382 | 42.3 | 43.821
8420 | 30312000 | 5.6383 | 42.3019 | 43.8228
8421 | 30315600 | 5.6383 | 42.3037 | 43.8246
8422 | 30319200 | 5.6383 | 42.3055 | 43.8264
8423 | 30322800 | 5.6384 | 42.3073 | 43.8282
8424 | 30326400 | 5.6384 | 42.3091 | 43.83
8425 | 30330000 | 5.6385 | 42.3109 | 43.8318
8426 | 30333600 | 5.6385 | 42.3127 | 43.8336
8427 | 30337200 | 5.6385 | 42.3145 | 43.8354
8428 | 30340800 | 5.6386 | 42.3163 | 43.8372
8429 | 30344400 | 5.6386 | 42.3181 | 43.839
8430 | 30348000 | 5.6386 | 42.3199 | 43.8408
8431 | 30351600 | 5.6387 | 42.3217 | 43.8426
8432 | 30355200 | 5.6387 | 42.3235 | 43.8444
8433 | 30358800 | 5.6388 | 42.3253 | 43.8463
8434 | 30362400 | 5.6388 | 42.3271 | 43.8481
8435 | 30366000 | 5.6388 | 42.3289 | 43.8499
8436 | 30369600 | 5.6389 | 42.3307 | 43.8517
8437 | 30373200 | 5.6389 | 42.3325 | 43.8535
8438 | 30376800 | 5.6389 | 42.3343 | 43.8553
8439 | 30380400 | 5.639 | 42.3361 | 43.8571
8440 | 30384000 | 5.639 | 42.3379 | 43.8589
8441 | 30387600 | 5.6391 | 42.3397 | 43.8607
8442 | 30391200 | 5.6391 | 42.3415 | 43.8625
8443 | 30394800 | 5.6391 | 42.3433 | 43.8643
8444 | 30398400 | 5.6392 | 42.3451 | 43.8661
8445 | 30402000 | 5.6392 | 42.3469 | 43.8679
8446 | 30405600 | 5.6392 | 42.3488 | 43.8697
8447 | 30409200 | 5.6393 | 42.3506 | 43.8715
8448 | 30412800 | 5.6393 | 42.3524 | 43.8733
8449 | 30416400 | 5.6394 | 42.3542 | 43.8752
8450 | 30420000 | 5.6394 | 42.356 | 43.877
8451 | 30423600 | 5.6394 | 42.3578 | 43.8788
8452 | 30427200 | 5.6395 | 42.3596 | 43.8806
8453 | 30430800 | 5.6395 | 42.3614 | 43.8824
8454 | 30434400 | 5.6395 | 42.3632 | 43.8842
8455 | 30438000 | 5.6396 | 42.365 | 43.886
8456 | 30441600 | 5.6396 | 42.3668 | 43.8878
8457 | 30445200 | 5.6397 | 42.3686 | 43.8896
8458 | 30448800 | 5.6397 | 42.3704 | 43.8914
8459 | 30452400 | 5.6397 | 42.3722 | 43.8932
8460 | 30456000 | 5.6398 | 42.374 | 43.895
8461 | 30459600 | 5.6398 | 42.3758 | 43.8968
8462 | 30463200 | 5.6398 | 42.3776 | 43.8986
8463 | 30466800 | 5.6399 | 42.3794 | 43.9004
8464 | 30470400 | 5.6399 | 42.3812 | 43.9022
8465 | 30474000 | 5.64 | 42.383 | 43.904
8466 | 30477600 | 5.64 | 42.3848 | 43.9058
8467 | 30481200 | 5.64 | 42.3866 | 43.9076
8468 | 30484800 | 5.6401 | 42.3884 | 43.9094
8469 | 30488400 | 5.6401 | 42.3902 | 43.9112
8470 | 30492000 | 5.6401 | 42.392 | 43.913
8471 | 30495600 | 5.6402 | 42.3938 | 43.9148
8472 | 30499200 | 5.6402 | 42.3956 | 43.9166
8473 | 30502800 | 5.6403 | 42.3974 | 43.9184
8474 | 30506400 | 5.6403 | 42.3992 | 43.9202
8475 | 30510000 | 5.6403 | 42.401 | 43.922
8476 | 30513600 | 5.6404 | 42.4028 | 43.9239
8477 | 30517200 | 5.6404 | 42.4046 | 43.9257
8478 | 30520800 | 5.6404 | 42.4064 | 43.9275
8479 | 30524400 | 5.6405 | 42.4082 | 43.9293
8480 | 30528000 | 5.6405 | 42.41 | 43.9311
8481 | 30531600 | 5.6405 | 42.4118 | 43.9329
8482 | 30535200 | 5.6406 | 42.4136 | 43.9347
8483 | 30538800 | 5.6406 | 42.4154 | 43.9365
8484 | 30542400 | 5.6407 | 42.4172 | 43.9383
8485 | 30546000 | 5.6407 | 42.419 | 43.9401
8486 | 30549600 | 5.6407 | 42.4208 | 43.9419
8487 | 30553200 | 5.6408 | 42.4226 | 43.9437
8488 | 30556800 | 5.6408 | 42.4244 | 43.9455
8489 | 30560400 | 5.6408 | 42.4262 | 43.9473
8490 | 30564000 | 5.6409 | 42.428 | 43.9491
8491 | 30567600 | 5.6409 | 42.4298 | 43.9509
8492 | 30571200 | 5.641 | 42.4316 | 43.9527
8493 | 30574800 | 5.641 | 42.4334 | 43.9545
8494 | 30578400 | 5.641 | 42.4351 | 43.9563
8495 | 30582000 | 5.6411 | 42.4369 | 43.9581
8496 | 30585600 | 5.6411 | 42.4387 | 43.9599
8497 | 30589200 | 5.6411 | 42.4405 | 43.9617
8498 | 30592800 | 5.6412 | 42.4423 | 43.9635
8499 | 30596400 | 5.6412 | 42.4441 | 43.9653
8500 | 30600000 | 5.6413 | 42.4459 | 43.9671
8501 | 30603600 | 5.6413 | 42.4477 | 43.9689
8502 | 30607200 | 5.6413 | 42.4495 | 43.9707
8503 | 30610800 | 5.6414 | 42.4513 | 43.9725
8504 | 30614400 | 5.6414 | 42.4531 | 43.9743
8505 | 30618000 | 5.6414 | 42.4549 | 43.9761
8506 | 30621600 | 5.6415 | 42.4567 | 43.9779
8507 | 30625200 | 5.6415 | 42.4585 | 43.9797
8508 | 30628800 | 5.6415 | 42.4603 | 43.9815
8509 | 30632400 | 5.6416 | 42.4621 | 43.9833
8510 | 30636000 | 5.6416 | 42.4639 | 43.9851
8511 | 30639600 | 5.6417 | 42.4657 | 43.9869
8512 | 30643200 | 5.6417 | 42.4675 | 43.9887
8513 | 30646800 | 5.6417 | 42.4693 | 43.9905
8514 | 30650400 | 5.6418 | 42.4711 | 43.9923
8515 | 30654000 | 5.6418 | 42.4729 | 43.9941
8516 | 30657600 | 5.6418 | 42.4747 | 43.9959
8517 | 30661200 | 5.6419 | 42.4765 | 43.9977
8518 | 30664800 | 5.6419 | 42.4783 | 43.9995
8519 | 30668400 | 5.642 | 42.4801 | 44.0013
8520 | 30672000 | 5.642 | 42.4818 | 44.0031
8521 | 30675600 | 5.642 | 42.4836 | 44.0049
8522 | 30679200 | 5.6421 | 42.4854 | 44.0066
8523 | 30682800 | 5.6421 | 42.4872 | 44.0084
8524 | 30686400 | 5.6421 | 42.489 | 44.0102
8525 | 30690000 | 5.6422 | 42.4908 | 44.012
8526 | 30693600 | 5.6422 | 42.4926 | 44.0138
8527 | 30697200 | 5.6423 | 42.4944 | 44.0156
8528 | 30700800 | 5.6423 | 42.4962 | 44.0174
8529 | 30704400 | 5.6423 | 42.498 | 44.0192
8530 | 30708000 | 5.6424 | 42.4998 | 44.021
8531 | 30711600 | 5.6424 | 42.5016 | 44.0228
8532 | 30715200 | 5.6424 | 42.5034 | 44.0246
8533 | 30718800 | 5.6425 | 42.5052 | 44.0264
8534 | 30722400 | 5.6425 | 42.507 | 44.0282
8535 | 30726000 | 5.6425 | 42.5088 | 44.03
8536 | 30729600 | 5.6426 | 42.5106 | 44.0318
8537 | 30733200 | 5.6426 | 42.5123 | 44.0336
8538 | 30736800 | 5.6427 | 42.5141 | 44.0354
8539 | 30740400 | 5.6427 | 42.5159 | 44.0372
8540 | 30744000 | 5.6427 | 42.5177 | 44.039
8541 | 30747600 | 5.6428 | 42.5195 | 44.0408
8542 | 30751200 | 5.6428 | 42.5213 | 44.0426
8543 | 30754800 | 5.6428 | 42.5231 | 44.0444
8544 | 30758400 | 5.6429 | 42.5249 | 44.0462
8545 | 30762000 | 5.6429 | 42.5267 | 44.048
8546 | 30765600 | 5.643 | 42.5285 | 44.0498
8547 | 30769200 | 5.643 | 42.5303 | 44.0516
8548 | 30772800 | 5.643 | 42.5321 | 44.0534
8549 | 30776400 | 5.6431 | 42.5339 | 44.0551
8550 | 30780000 | 5.6431 | 42.5356 | 44.0569
8551 | 30783600 | 5.6431 | 42.5374 | 44.0587
8552 | 30787200 | 5.6432 | 42.5392 | 44.0605
8553 | 30790800 | 5.6432 | 42.541 | 44.0623
8554 | 30794400 | 5.6432 | 42.5428 | 44.0641
8555 | 30798000 | 5.6433 | 42.5446 | 44.0659
8556 | 30801600 | 5.6433 | 42.5464 | 44.0677
8557 | 30805200 | 5.6434 | 42.5482 | 44.0695
8558 | 30808800 | 5.6434 | 42.55 | 44.0713
8559 | 30812400 | 5.6434 | 42.5518 | 44.0731
8560 | 30816000 | 5.6435 | 42.5536 | 44.0749
8561 | 30819600 | 5.6435 | 42.5553 | 44.0767
8562 | 30823200 | 5.6435 | 42.5571 | 44.0785
8563 | 30826800 | 5.6436 | 42.5589 | 44.0803
8564 | 30830400 | 5.6436 | 42.5607 | 44.0821
8565 | 30834000 | 5.6436 | 42.5625 | 44.0839
8566 | 30837600 | 5.6437 | 42.5643 | 44.0856
8567 | 30841200 | 5.6437 | 42.5661 | 44.0874
8568 | 30844800 | 5.6438 | 42.5679 | 44.0892
8569 | 30848400 | 5.6438 | 42.5697 | 44.091
8570 | 30852000 | 5.6438 | 42.5715 | 44.0928
8571 | 30855600 | 5.6439 | 42.5732 | 44.0946
8572 | 30859200 | 5.6439 | 42.575 | 44.0964
8573 | 30862800 | 5.6439 | 42.5768 | 44.0982
8574 | 30866400 | 5.644 | 42.5786 | 44.1
8575 | 30870000 | 5.644 | 42.5804 | 44.1018
8576 | 30873600 | 5.6441 | 42.5822 | 44.1036
8577 | 30877200 | 5.6441 | 42.584 | 44.1054
8578 | 30880800 | 5.6441 | 42.5858 | 44.1072
8579 | 30884400 | 5.6442 | 42.5876 | 44.1089
8580 | 30888000 | 5.6442 | 42.5894 | 44.1107
8581 | 30891600 | 5.6442 | 42.5911 | 44.1125
8582 | 30895200 | 5.6443 | 42.5929 | 44.1143
8583 | 30898800 | 5.6443 | 42.5947 | 44.1161
8584 | 30902400 | 5.6443 | 42.5965 | 44.1179
8585 | 30906000 | 5.6444 | 42.5983 | 44.1197
8586 | 30909600 | 5.6444 | 42.6001 | 44.1215
8587 | 30913200 | 5.6445 | 42.6019 | 44.1233
8588 | 30916800 | 5.6445 | 42.6037 | 44.1251
8589 | 30920400 | 5.6445 | 42.6054 | 44.1269
8590 | 30924000 | 5.6446 | 42.6072 | 44.1286
8591 | 30927600 | 5.6446 | 42.609 | 44.1304
8592 | 30931200 | 5.6446 | 42.6108 | 44.1322
8593 | 30934800 | 5.6447 | 42.6126 | 44.134
8594 | 30938400 | 5.6447 | 42.6144 | 44.1358
8595 | 30942000 | 5.6447 | 42.6162 | 44.1376
8596 | 30945600 | 5.6448 | 42.618 | 44.1394
8597 | 30949200 | 5.6448 | 42.6197 | 44.1412
8598 | 30952800 | 5.6449 | 42.6215 | 44.143
8599 | 30956400 | 5.6449 | 42.6233 | 44.1448
8600 | 30960000 | 5.6449 | 42.6251 | 44.1465
8601 | 30963600 | 5.645 | 42.6269 | 44.1483
8602 | 30967200 | 5.645 | 42.6287 | 44.1501
8603 | 30970800 | 5.645 | 42.6305 | 44.1519
8604 | 30974400 | 5.6451 | 42.6323 | 44.1537
8605 | 30978000 | 5.6451 | 42.634 | 44.1555
8606 | 30981600 | 5.6451 | 42.6358 | 44.1573
8607 | 30985200 | 5.6452 | 42.6376 | 44.1591
8608 | 30988800 | 5.6452 | 42.6394 | 44.1609
8609 | 30992400 | 5.6453 | 42.6412 | 44.1627
8610 | 30996000 | 5.6453 | 42.643 | 44.1644
8611 | 30999600 | 5.6453 | 42.6448 | 44.1662
8612 | 31003200 | 5.6454 | 42.6465 | 44.168
8613 | 31006800 | 5.6454 | 42.6483 | 44.1698
8614 | 31010400 | 5.6454 | 42.6501 | 44.1716
8615 | 31014000 | 5.6455 | 42.6519 | 44.1734
8616 | 31017600 | 5.6455 | 42.6537 | 44.1752
8617 | 31021200 | 5.6455 | 42.6555 | 44.177
8618 | 31024800 | 5.6456 | 42.6572 | 44.1787
8619 | 31028400 | 5.6456 | 42.659 | 44.1805
8620 | 31032000 | 5.6457 | 42.6608 | 44.1823
8621 | 31035600 | 5.6457 | 42.6626 | 44.1841
8622 | 31039200 | 5.6457 | 42.6644 | 44.1859
8623 | 31042800 | 5.6458 | 42.6662 | 44.1877
8624 | 31046400 | 5.6458 | 42.668 | 44.1895
8625 | 31050000 | 5.6458 | 42.6697 | 44.1913
8626 | 31053600 | 5.6459 | 42.6715 | 44.193
8627 | 31057200 | 5.6459 | 42.6733 | 44.1948
8628 | 31060800 | 5.6459 | 42.6751 | 44.1966
8629 | 31064400 | 5.646 | 42.6769 | 44.1984
8630 | 31068000 | 5.646 | 42.6787 | 44.2002
8631 | 31071600 | 5.6461 | 42.6804 | 44.202
8632 | 31075200 | 5.6461 | 42.6822 | 44.2038
8633 | 31078800 | 5.6461 | 42.684 | 44.2056
8634 | 31082400 | 5.6462 | 42.6858 | 44.2073
8635 | 31086000 | 5.6462 | 42.6876 | 44.2091
8636 | 31089600 | 5.6462 | 42.6894 | 44.2109
8637 | 31093200 | 5.6463 | 42.6911 | 44.2127
8638 | 31096800 | 5.6463 | 42.6929 | 44.2145
8639 | 31100400 | 5.6463 | 42.6947 | 44.2163
8640 | 31104000 | 5.6464 | 42.6965 | 44.2181
8641 | 31107600 | 5.6464 | 42.6983 | 44.2198
8642 | 31111200 | 5.6465 | 42.7001 | 44.2216
8643 | 31114800 | 5.6465 | 42.7018 | 44.2234
8644 | 31118400 | 5.6465 | 42.7036 | 44.2252
8645 | 31122000 | 5.6466 | 42.7054 | 44.227
8646 | 31125600 | 5.6466 | 42.7072 | 44.2288
8647 | 31129200 | 5.6466 | 42.709 | 44.2306
8648 | 31132800 | 5.6467 | 42.7108 | 44.2323
8649 | 31136400 | 5.6467 | 42.7125 | 44.2341
8650 | 31140000 | 5.6467 | 42.7143 | 44.2359
8651 | 31143600 | 5.6468 | 42.7161 | 44.2377
8652 | 31147200 | 5.6468 | 42.7179 | 44.2395
8653 | 31150800 | 5.6468 | 42.7197 | 44.2413
8654 | 31154400 | 5.6469 | 42.7214 | 44.243
8655 | 31158000 | 5.6469 | 42.7232 | 44.2448
8656 | 31161600 | 5.647 | 42.725 | 44.2466
8657 | 31165200 | 5.647 | 42.7268 | 44.2484
8658 | 31168800 | 5.647 | 42.7286 | 44.2502
8659 | 31172400 | 5.6471 | 42.7303 | 44.252
8660 | 31176000 | 5.6471 | 42.7321 | 44.2537
8661 | 31179600 | 5.6471 | 42.7339 | 44.2555
8662 | 31183200 | 5.6472 | 42.7357 | 44.2573
8663 | 31186800 | 5.6472 | 42.7375 | 44.2591
8664 | 31190400 | 5.6472 | 42.7392 | 44.2609
8665 | 31194000 | 5.6473 | 42.741 | 44.2627
8666 | 31197600 | 5.6473 | 42.7428 | 44.2644
8667 | 31201200 | 5.6474 | 42.7446 | 44.2662
8668 | 31204800 | 5.6474 | 42.7464 | 44.268
8669 | 31208400 | 5.6474 | 42.7481 | 44.2698
8670 | 31212000 | 5.6475 | 42.7499 | 44.2716
8671 | 31215600 | 5.6475 | 42.7517 | 44.2734
8672 | 31219200 | 5.6475 | 42.7535 | 44.2751
8673 | 31222800 | 5.6476 | 42.7553 | 44.2769
8674 | 31226400 | 5.6476 | 42.757 | 44.2787
8675 | 31230000 | 5.6476 | 42.7588 | 44.2805
8676 | 31233600 | 5.6477 | 42.7606 | 44.2823
8677 | 31237200 | 5.6477 | 42.7624 | 44.2841
8678 | 31240800 | 5.6477 | 42.7642 | 44.2858
8679 | 31244400 | 5.6478 | 42.7659 | 44.2876
8680 | 31248000 | 5.6478 | 42.7677 | 44.2894
8681 | 31251600 | 5.6479 | 42.7695 | 44.2912
8682 | 31255200 | 5.6479 | 42.7713 | 44.293
8683 | 31258800 | 5.6479 | 42.7731 | 44.2947
8684 | 31262400 | 5.648 | 42.7748 | 44.2965
8685 | 31266000 | 5.648 | 42.7766 | 44.2983
8686 | 31269600 | 5.648 | 42.7784 | 44.3001
8687 | 31273200 | 5.6481 | 42.7802 | 44.3019
8688 | 31276800 | 5.6481 | 42.7819 | 44.3036
8689 | 31280400 | 5.6481 | 42.7837 | 44.3054
8690 | 31284000 | 5.6482 | 42.7855 | 44.3072
8691 | 31287600 | 5.6482 | 42.7873 | 44.309
8692 | 31291200 | 5.6483 | 42.7891 | 44.3108
8693 | 31294800 | 5.6483 | 42.7908 | 44.3125
8694 | 31298400 | 5.6483 | 42.7926 | 44.3143
8695 | 31302000 | 5.6484 | 42.7944 | 44.3161
8696 | 31305600 | 5.6484 | 42.7962 | 44.3179
8697 | 31309200 | 5.6484 | 42.7979 | 44.3197
8698 | 31312800 | 5.6485 | 42.7997 | 44.3214
8699 | 31316400 | 5.6485 | 42.8015 | 44.3232
8700 | 31320000 | 5.6485 | 42.8033 | 44.325
8701 | 31323600 | 5.6486 | 42.805 | 44.3268
8702 | 31327200 | 5.6486 | 42.8068 | 44.3286
8703 | 31330800 | 5.6486 | 42.8086 | 44.3303
8704 | 31334400 | 5.6487 | 42.8104 | 44.3321
8705 | 31338000 | 5.6487 | 42.8122 | 44.3339
8706 | 31341600 | 5.6488 | 42.8139 | 44.3357
8707 | 31345200 | 5.6488 | 42.8157 | 44.3375
8708 | 31348800 | 5.6488 | 42.8175 | 44.3392
8709 | 31352400 | 5.6489 | 42.8193 | 44.341
8710 | 31356000 | 5.6489 | 42.821 | 44.3428
8711 | 31359600 | 5.6489 | 42.8228 | 44.3446
8712 | 31363200 | 5.649 | 42.8246 | 44.3464
8713 | 31366800 | 5.649 | 42.8264 | 44.3481
8714 | 31370400 | 5.649 | 42.8281 | 44.3499
8715 | 31374000 | 5.6491 | 42.8299 | 44.3517
8716 | 31377600 | 5.6491 | 42.8317 | 44.3535
8717 | 31381200 | 5.6491 | 42.8335 | 44.3552
8718 | 31384800 | 5.6492 | 42.8352 | 44.357
8719 | 31388400 | 5.6492 | 42.837 | 44.3588
8720 | 31392000 | 5.6493 | 42.8388 | 44.3606
8721 | 31395600 | 5.6493 | 42.8406 | 44.3624
8722 | 31399200 | 5.6493 | 42.8423 | 44.3641
8723 | 31402800 | 5.6494 | 42.8441 | 44.3659
8724 | 31406400 | 5.6494 | 42.8459 | 44.3677
8725 | 31410000 | 5.6494 | 42.8477 | 44.3695
8726 | 31413600 | 5.6495 | 42.8494 | 44.3712
8727 | 31417200 | 5.6495 | 42.8512 | 44.373
8728 | 31420800 | 5.6495 | 42.853 | 44.3748
8729 | 31424400 | 5.6496 | 42.8548 | 44.3766
8730 | 31428000 | 5.6496 | 42.8565 | 44.3784
8731 | 31431600 | 5.6496 | 42.8583 | 44.3801
8732 | 31435200 | 5.6497 | 42.8601 | 44.3819
8733 | 31438800 | 5.6497 | 42.8618 | 44.3837
8734 | 31442400 | 5.6498 | 42.8636 | 44.3855
8735 | 31446000 | 5.6498 | 42.8654 | 44.3872
8736 | 31449600 | 5.6498 | 42.8672 | 44.389
8737 | 31453200 | 5.6499 | 42.8689 | 44.3908
8738 | 31456800 | 5.6499 | 42.8707 | 44.3926
8739 | 31460400 | 5.6499 | 42.8725 | 44.3943
8740 | 31464000 | 5.65 | 42.8743 | 44.3961
8741 | 31467600 | 5.65 | 42.876 | 44.3979
8742 | 31471200 | 5.65 | 42.8778 | 44.3997
8743 | 31474800 | 5.6501 | 42.8796 | 44.4014
8744 | 31478400 | 5.6501 | 42.8814 | 44.4032
8745 | 31482000 | 5.6501 | 42.8831 | 44.405
8746 | 31485600 | 5.6502 | 42.8849 | 44.4068
8747 | 31489200 | 5.6502 | 42.8867 | 44.4085
8748 | 31492800 | 5.6502 | 42.8884 | 44.4103
8749 | 31496400 | 5.6503 | 42.8902 | 44.4121
8750 | 31500000 | 5.6503 | 42.892 | 44.4139
8751 | 31503600 | 5.6504 | 42.8938 | 44.4156
8752 | 31507200 | 5.6504 | 42.8955 | 44.4174
8753 | 31510800 | 5.6504 | 42.8973 | 44.4192
8754 | 31514400 | 5.6505 | 42.8991 | 44.421
8755 | 31518000 | 5.6505 | 42.9008 | 44.4227
8756 | 31521600 | 5.6505 | 42.9026 | 44.4245
8757 | 31525200 | 5.6506 | 42.9044 | 44.4263
8758 | 31528800 | 5.6506 | 42.9062 | 44.4281
8759 | 31532400 | 5.6506 | 42.9079 | 44.4298
8760 | 31536000 | 5.6507 | 42.9097 | 44.4316
8761 | 31539600 | 5.6507 | 42.9115 | 44.4334
8762 | 31543200 | 5.6507 | 42.9132 | 44.4352
8763 | 31546800 | 5.6508 | 42.915 | 44.4369
8764 | 31550400 | 5.6508 | 42.9168 | 44.4387
8765 | 31554000 | 5.6509 | 42.9185 | 44.4405
8766 | 31557600 | 5.6509 | 42.9203 | 44.4422
8767 | 31561200 | 5.6509 | 42.9221 | 44.444
8768 | 31564800 | 5.651 | 42.9239 | 44.4458
8769 | 31568400 | 5.651 | 42.9256 | 44.4476
8770 | 31572000 | 5.651 | 42.9274 | 44.4493
8771 | 31575600 | 5.6511 | 42.9292 | 44.4511
8772 | 31579200 | 5.6511 | 42.9309 | 44.4529
8773 | 31582800 | 5.6511 | 42.9327 | 44.4547
8774 | 31586400 | 5.6512 | 42.9345 | 44.4564
8775 | 31590000 | 5.6512 | 42.9362 | 44.4582
8776 | 31593600 | 5.6512 | 42.938 | 44.46
8777 | 31597200 | 5.6513 | 42.9398 | 44.4617
8778 | 31600800 | 5.6513 | 42.9416 | 44.4635
8779 | 31604400 | 5.6513 | 42.9433 | 44.4653
8780 | 31608000 | 5.6514 | 42.9451 | 44.4671
8781 | 31611600 | 5.6514 | 42.9469 | 44.4688
8782 | 31615200 | 5.6515 | 42.9486 | 44.4706
8783 | 31618800 | 5.6515 | 42.9504 | 44.4724
8784 | 31622400 | 5.6515 | 42.9522 | 44.4741

## D=30mm
Temp (initial) |  | 16 | ℃ | Soil | Themal Conductivity (λ) | 1 | W/(m.k)
Diameter (D) |  | 0.03 | m |  | Density (ρ) | 2000 | kg/(m^3)
Clear Cover (c) |  | 0.075 | m |  | Heat Capacity/Specific Heat (Cp) | 800 | J/(kg.K)
Cover (r+cover) |  | 0.09 | m |  | Themal Diffusivity (α) | 6.25e-07 | (m^2)/s
Wall Thickness |  | 0.8 | m | Concrete | Themal Conductivity (λ) | 1 | W/(m.k)
Pipe Spacing |  | 0.5 | m |  | Density (ρ) | 2000 | kg/(m^3)
Heat Flux (Qeq) Wall |  | 6.2832 | W/(m^2) |  | Heat Capacity/Specific Heat (Cp) | 800 | J/(kg.K) | O
Heat Flux (Q0) Pipe |  | 33.3333 | W/(m^2) |  | Themal Diffusivity (α) | 6.25e-07 | (m^2)/s
Total Time (Tf) |  | 366 | D
| Sec | Hr
time-step | 3600 | 1
COMSOL
Insert Comsol Data
t(hr) | t(sec) | qw | Tw(C) | Tp(C)
0 | 0 | 4.0458e-06 | 16 | 16.1976
1 | 3600 | 0.52235 | 16.0248 | 16.8068
2 | 7200 | 0.98096 | 16.0588 | 16.9367
3 | 10800 | 1.3339 | 16.0944 | 17.0473
4 | 14400 | 1.5514 | 16.1285 | 17.1246
5 | 18000 | 1.7032 | 16.1606 | 17.1821
6 | 21600 | 1.818 | 16.1909 | 17.2284
7 | 25200 | 1.9092 | 16.2195 | 17.2682
8 | 28800 | 1.9841 | 16.2466 | 17.3035
9 | 32400 | 2.0486 | 16.2727 | 17.336
10 | 36000 | 2.1044 | 16.2978 | 17.3659
11 | 39600 | 2.1525 | 16.3219 | 17.3937
12 | 43200 | 2.1944 | 16.345 | 17.4198
13 | 46800 | 2.2312 | 16.3673 | 17.4444
14 | 50400 | 2.2639 | 16.3888 | 17.4678
15 | 54000 | 2.2932 | 16.4097 | 17.4902
16 | 57600 | 2.3197 | 16.4299 | 17.5118
17 | 61200 | 2.3439 | 16.4496 | 17.5327
18 | 64800 | 2.366 | 16.4687 | 17.5529
19 | 68400 | 2.3863 | 16.4874 | 17.5725
20 | 72000 | 2.4051 | 16.5056 | 17.5915
21 | 75600 | 2.4226 | 16.5234 | 17.6101
22 | 79200 | 2.4389 | 16.5409 | 17.6283
23 | 82800 | 2.454 | 16.5579 | 17.646
24 | 86400 | 2.4683 | 16.5746 | 17.6633
25 | 90000 | 2.4817 | 16.591 | 17.6803
26 | 93600 | 2.4943 | 16.6071 | 17.6969
27 | 97200 | 2.5062 | 16.6229 | 17.7132
28 | 100800 | 2.5175 | 16.6385 | 17.7293
29 | 104400 | 2.5283 | 16.6537 | 17.745
30 | 108000 | 2.5385 | 16.6688 | 17.7605
31 | 111600 | 2.5482 | 16.6836 | 17.7757
32 | 115200 | 2.5574 | 16.6981 | 17.7906
33 | 118800 | 2.5663 | 16.7125 | 17.8054
34 | 122400 | 2.5748 | 16.7266 | 17.8199
35 | 126000 | 2.5829 | 16.7406 | 17.8342
36 | 129600 | 2.5908 | 16.7544 | 17.8483
37 | 133200 | 2.5983 | 16.768 | 17.8623
38 | 136800 | 2.6056 | 16.7814 | 17.876
39 | 140400 | 2.6126 | 16.7947 | 17.8896
40 | 144000 | 2.6193 | 16.8078 | 17.903
41 | 147600 | 2.6259 | 16.8207 | 17.9162
42 | 151200 | 2.6323 | 16.8335 | 17.9293
43 | 154800 | 2.6384 | 16.8462 | 17.9423
44 | 158400 | 2.6444 | 16.8587 | 17.9551
45 | 162000 | 2.6503 | 16.8711 | 17.9677
46 | 165600 | 2.656 | 16.8834 | 17.9803
47 | 169200 | 2.6615 | 16.8955 | 17.9927
48 | 172800 | 2.667 | 16.9075 | 18.005
49 | 176400 | 2.6723 | 16.9195 | 18.0172
50 | 180000 | 2.6775 | 16.9313 | 18.0292
51 | 183600 | 2.6826 | 16.943 | 18.0412
52 | 187200 | 2.6876 | 16.9546 | 18.053
53 | 190800 | 2.6925 | 16.9661 | 18.0648
54 | 194400 | 2.6973 | 16.9775 | 18.0765
55 | 198000 | 2.7021 | 16.9888 | 18.088
56 | 201600 | 2.7068 | 17 | 18.0995
57 | 205200 | 2.7114 | 17.0111 | 18.1109
58 | 208800 | 2.7159 | 17.0222 | 18.1222
59 | 212400 | 2.7204 | 17.0331 | 18.1334
60 | 216000 | 2.7249 | 17.044 | 18.1446
61 | 219600 | 2.7293 | 17.0548 | 18.1556
62 | 223200 | 2.7337 | 17.0656 | 18.1666
63 | 226800 | 2.738 | 17.0763 | 18.1775
64 | 230400 | 2.7423 | 17.0869 | 18.1884
65 | 234000 | 2.7465 | 17.0974 | 18.1992
66 | 237600 | 2.7508 | 17.1078 | 18.2099
67 | 241200 | 2.7549 | 17.1182 | 18.2206
68 | 244800 | 2.7591 | 17.1286 | 18.2311
69 | 248400 | 2.7632 | 17.1389 | 18.2417
70 | 252000 | 2.7674 | 17.1491 | 18.2522
71 | 255600 | 2.7715 | 17.1592 | 18.2626
72 | 259200 | 2.7755 | 17.1693 | 18.273
73 | 262800 | 2.7796 | 17.1794 | 18.2833
74 | 266400 | 2.7836 | 17.1894 | 18.2935
75 | 270000 | 2.7877 | 17.1993 | 18.3038
76 | 273600 | 2.7917 | 17.2092 | 18.3139
77 | 277200 | 2.7957 | 17.2191 | 18.3241
78 | 280800 | 2.7997 | 17.2289 | 18.3341
79 | 284400 | 2.8037 | 17.2386 | 18.3442
80 | 288000 | 2.8076 | 17.2484 | 18.3542
81 | 291600 | 2.8116 | 17.258 | 18.3641
82 | 295200 | 2.8155 | 17.2677 | 18.374
83 | 298800 | 2.8195 | 17.2772 | 18.3839
84 | 302400 | 2.8234 | 17.2868 | 18.3937
85 | 306000 | 2.8274 | 17.2963 | 18.4035
86 | 309600 | 2.8313 | 17.3058 | 18.4132
87 | 313200 | 2.8352 | 17.3152 | 18.423
88 | 316800 | 2.8392 | 17.3246 | 18.4326
89 | 320400 | 2.8431 | 17.3339 | 18.4423
90 | 324000 | 2.847 | 17.3433 | 18.4519
91 | 327600 | 2.8509 | 17.3525 | 18.4615
92 | 331200 | 2.8548 | 17.3618 | 18.471
93 | 334800 | 2.8587 | 17.371 | 18.4805
94 | 338400 | 2.8626 | 17.3802 | 18.49
95 | 342000 | 2.8665 | 17.3894 | 18.4995
96 | 345600 | 2.8704 | 17.3985 | 18.5089
97 | 349200 | 2.8743 | 17.4076 | 18.5183
98 | 352800 | 2.8782 | 17.4167 | 18.5277
99 | 356400 | 2.8821 | 17.4257 | 18.537
100 | 360000 | 2.886 | 17.4347 | 18.5463
101 | 363600 | 2.8899 | 17.4437 | 18.5556
102 | 367200 | 2.8938 | 17.4527 | 18.5649
103 | 370800 | 2.8977 | 17.4616 | 18.5741
104 | 374400 | 2.9016 | 17.4705 | 18.5833
105 | 378000 | 2.9055 | 17.4794 | 18.5925
106 | 381600 | 2.9093 | 17.4882 | 18.6017
107 | 385200 | 2.9132 | 17.4971 | 18.6108
108 | 388800 | 2.9171 | 17.5059 | 18.6199
109 | 392400 | 2.921 | 17.5147 | 18.629
110 | 396000 | 2.9249 | 17.5234 | 18.6381
111 | 399600 | 2.9288 | 17.5322 | 18.6471
112 | 403200 | 2.9326 | 17.5409 | 18.6562
113 | 406800 | 2.9365 | 17.5496 | 18.6652
114 | 410400 | 2.9404 | 17.5583 | 18.6742
115 | 414000 | 2.9442 | 17.5669 | 18.6831
116 | 417600 | 2.9481 | 17.5755 | 18.6921
117 | 421200 | 2.952 | 17.5842 | 18.701
118 | 424800 | 2.9558 | 17.5928 | 18.7099
119 | 428400 | 2.9597 | 17.6013 | 18.7188
120 | 432000 | 2.9636 | 17.6099 | 18.7277
121 | 435600 | 2.9674 | 17.6184 | 18.7365
122 | 439200 | 2.9713 | 17.6269 | 18.7454
123 | 442800 | 2.9751 | 17.6354 | 18.7542
124 | 446400 | 2.979 | 17.6439 | 18.763
125 | 450000 | 2.9828 | 17.6524 | 18.7718
126 | 453600 | 2.9867 | 17.6608 | 18.7805
127 | 457200 | 2.9905 | 17.6693 | 18.7893
128 | 460800 | 2.9943 | 17.6777 | 18.798
129 | 464400 | 2.9982 | 17.6861 | 18.8067
130 | 468000 | 3.002 | 17.6945 | 18.8154
131 | 471600 | 3.0058 | 17.7028 | 18.8241
132 | 475200 | 3.0097 | 17.7112 | 18.8328
133 | 478800 | 3.0135 | 17.7195 | 18.8414
134 | 482400 | 3.0173 | 17.7278 | 18.8501
135 | 486000 | 3.0211 | 17.7361 | 18.8587
136 | 489600 | 3.0249 | 17.7444 | 18.8673
137 | 493200 | 3.0287 | 17.7527 | 18.8759
138 | 496800 | 3.0325 | 17.7609 | 18.8845
139 | 500400 | 3.0363 | 17.7692 | 18.893
140 | 504000 | 3.0401 | 17.7774 | 18.9016
141 | 507600 | 3.0439 | 17.7856 | 18.9101
142 | 511200 | 3.0477 | 17.7938 | 18.9186
143 | 514800 | 3.0514 | 17.802 | 18.9271
144 | 518400 | 3.0552 | 17.8102 | 18.9356
145 | 522000 | 3.059 | 17.8184 | 18.9441
146 | 525600 | 3.0627 | 17.8265 | 18.9526
147 | 529200 | 3.0665 | 17.8346 | 18.961
148 | 532800 | 3.0703 | 17.8428 | 18.9695
149 | 536400 | 3.074 | 17.8509 | 18.9779
150 | 540000 | 3.0777 | 17.859 | 18.9863
151 | 543600 | 3.0815 | 17.8671 | 18.9947
152 | 547200 | 3.0852 | 17.8751 | 19.0031
153 | 550800 | 3.0889 | 17.8832 | 19.0115
154 | 554400 | 3.0927 | 17.8912 | 19.0199
155 | 558000 | 3.0964 | 17.8993 | 19.0282
156 | 561600 | 3.1001 | 17.9073 | 19.0365
157 | 565200 | 3.1038 | 17.9153 | 19.0449
158 | 568800 | 3.1075 | 17.9233 | 19.0532
159 | 572400 | 3.1112 | 17.9313 | 19.0615
160 | 576000 | 3.1148 | 17.9393 | 19.0698
161 | 579600 | 3.1185 | 17.9473 | 19.0781
162 | 583200 | 3.1222 | 17.9552 | 19.0863
163 | 586800 | 3.1259 | 17.9632 | 19.0946
164 | 590400 | 3.1295 | 17.9711 | 19.1029
165 | 594000 | 3.1332 | 17.979 | 19.1111
166 | 597600 | 3.1368 | 17.9869 | 19.1193
167 | 601200 | 3.1405 | 17.9948 | 19.1275
168 | 604800 | 3.1441 | 18.0027 | 19.1357
169 | 608400 | 3.1477 | 18.0106 | 19.1439
170 | 612000 | 3.1513 | 18.0185 | 19.1521
171 | 615600 | 3.1549 | 18.0263 | 19.1603
172 | 619200 | 3.1586 | 18.0342 | 19.1684
173 | 622800 | 3.1622 | 18.042 | 19.1766
174 | 626400 | 3.1657 | 18.0499 | 19.1847
175 | 630000 | 3.1693 | 18.0577 | 19.1929
176 | 633600 | 3.1729 | 18.0655 | 19.201
177 | 637200 | 3.1765 | 18.0733 | 19.2091
178 | 640800 | 3.18 | 18.0811 | 19.2172
179 | 644400 | 3.1836 | 18.0889 | 19.2253
180 | 648000 | 3.1872 | 18.0966 | 19.2334
181 | 651600 | 3.1907 | 18.1044 | 19.2414
182 | 655200 | 3.1942 | 18.1122 | 19.2495
183 | 658800 | 3.1978 | 18.1199 | 19.2575
184 | 662400 | 3.2013 | 18.1276 | 19.2656
185 | 666000 | 3.2048 | 18.1354 | 19.2736
186 | 669600 | 3.2083 | 18.1431 | 19.2816
187 | 673200 | 3.2118 | 18.1508 | 19.2896
188 | 676800 | 3.2153 | 18.1585 | 19.2976
189 | 680400 | 3.2188 | 18.1662 | 19.3056
190 | 684000 | 3.2223 | 18.1739 | 19.3136
191 | 687600 | 3.2257 | 18.1816 | 19.3216
192 | 691200 | 3.2292 | 18.1892 | 19.3295
193 | 694800 | 3.2326 | 18.1969 | 19.3375
194 | 698400 | 3.2361 | 18.2045 | 19.3454
195 | 702000 | 3.2395 | 18.2122 | 19.3534
196 | 705600 | 3.243 | 18.2198 | 19.3613
197 | 709200 | 3.2464 | 18.2274 | 19.3692
198 | 712800 | 3.2498 | 18.235 | 19.3771
199 | 716400 | 3.2532 | 18.2426 | 19.385
200 | 720000 | 3.2566 | 18.2502 | 19.3929
201 | 723600 | 3.26 | 18.2578 | 19.4008
202 | 727200 | 3.2634 | 18.2654 | 19.4087
203 | 730800 | 3.2668 | 18.273 | 19.4166
204 | 734400 | 3.2701 | 18.2805 | 19.4244
205 | 738000 | 3.2735 | 18.2881 | 19.4323
206 | 741600 | 3.2769 | 18.2956 | 19.4401
207 | 745200 | 3.2802 | 18.3032 | 19.4479
208 | 748800 | 3.2835 | 18.3107 | 19.4558
209 | 752400 | 3.2869 | 18.3182 | 19.4636
210 | 756000 | 3.2902 | 18.3258 | 19.4714
211 | 759600 | 3.2935 | 18.3333 | 19.4792
212 | 763200 | 3.2968 | 18.3408 | 19.487
213 | 766800 | 3.3001 | 18.3483 | 19.4947
214 | 770400 | 3.3034 | 18.3557 | 19.5025
215 | 774000 | 3.3067 | 18.3632 | 19.5103
216 | 777600 | 3.31 | 18.3707 | 19.518
217 | 781200 | 3.3133 | 18.3782 | 19.5258
218 | 784800 | 3.3165 | 18.3856 | 19.5335
219 | 788400 | 3.3198 | 18.3931 | 19.5412
220 | 792000 | 3.323 | 18.4005 | 19.549
221 | 795600 | 3.3263 | 18.4079 | 19.5567
222 | 799200 | 3.3295 | 18.4154 | 19.5644
223 | 802800 | 3.3327 | 18.4228 | 19.5721
224 | 806400 | 3.3359 | 18.4302 | 19.5798
225 | 810000 | 3.3391 | 18.4376 | 19.5875
226 | 813600 | 3.3423 | 18.445 | 19.5951
227 | 817200 | 3.3455 | 18.4524 | 19.6028
228 | 820800 | 3.3487 | 18.4598 | 19.6105
229 | 824400 | 3.3519 | 18.4671 | 19.6181
230 | 828000 | 3.3551 | 18.4745 | 19.6258
231 | 831600 | 3.3582 | 18.4819 | 19.6334
232 | 835200 | 3.3614 | 18.4892 | 19.641
233 | 838800 | 3.3645 | 18.4966 | 19.6486
234 | 842400 | 3.3677 | 18.5039 | 19.6562
235 | 846000 | 3.3708 | 18.5112 | 19.6639
236 | 849600 | 3.3739 | 18.5186 | 19.6714
237 | 853200 | 3.377 | 18.5259 | 19.679
238 | 856800 | 3.3801 | 18.5332 | 19.6866
239 | 860400 | 3.3832 | 18.5405 | 19.6942
240 | 864000 | 3.3863 | 18.5478 | 19.7018
241 | 867600 | 3.3894 | 18.5551 | 19.7093
242 | 871200 | 3.3925 | 18.5624 | 19.7169
243 | 874800 | 3.3955 | 18.5697 | 19.7244
244 | 878400 | 3.3986 | 18.5769 | 19.732
245 | 882000 | 3.4017 | 18.5842 | 19.7395
246 | 885600 | 3.4047 | 18.5915 | 19.747
247 | 889200 | 3.4077 | 18.5987 | 19.7545
248 | 892800 | 3.4108 | 18.606 | 19.762
249 | 896400 | 3.4138 | 18.6132 | 19.7695
250 | 900000 | 3.4168 | 18.6204 | 19.777
251 | 903600 | 3.4198 | 18.6277 | 19.7845
252 | 907200 | 3.4228 | 18.6349 | 19.792
253 | 910800 | 3.4258 | 18.6421 | 19.7995
254 | 914400 | 3.4288 | 18.6493 | 19.8069
255 | 918000 | 3.4318 | 18.6565 | 19.8144
256 | 921600 | 3.4347 | 18.6637 | 19.8218
257 | 925200 | 3.4377 | 18.6709 | 19.8293
258 | 928800 | 3.4407 | 18.678 | 19.8367
259 | 932400 | 3.4436 | 18.6852 | 19.8442
260 | 936000 | 3.4466 | 18.6924 | 19.8516
261 | 939600 | 3.4495 | 18.6995 | 19.859
262 | 943200 | 3.4524 | 18.7067 | 19.8664
263 | 946800 | 3.4553 | 18.7139 | 19.8738
264 | 950400 | 3.4582 | 18.721 | 19.8812
265 | 954000 | 3.4611 | 18.7281 | 19.8886
266 | 957600 | 3.464 | 18.7353 | 19.896
267 | 961200 | 3.4669 | 18.7424 | 19.9034
268 | 964800 | 3.4698 | 18.7495 | 19.9107
269 | 968400 | 3.4727 | 18.7566 | 19.9181
270 | 972000 | 3.4756 | 18.7637 | 19.9254
271 | 975600 | 3.4784 | 18.7708 | 19.9328
272 | 979200 | 3.4813 | 18.7779 | 19.9401
273 | 982800 | 3.4841 | 18.785 | 19.9475
274 | 986400 | 3.487 | 18.7921 | 19.9548
275 | 990000 | 3.4898 | 18.7991 | 19.9621
276 | 993600 | 3.4926 | 18.8062 | 19.9694
277 | 997200 | 3.4954 | 18.8133 | 19.9767
278 | 1000800 | 3.4982 | 18.8203 | 19.984
279 | 1004400 | 3.501 | 18.8274 | 19.9913
280 | 1008000 | 3.5038 | 18.8344 | 19.9986
281 | 1011600 | 3.5066 | 18.8415 | 20.0059
282 | 1015200 | 3.5094 | 18.8485 | 20.0132
283 | 1018800 | 3.5122 | 18.8555 | 20.0204
284 | 1022400 | 3.5149 | 18.8626 | 20.0277
285 | 1026000 | 3.5177 | 18.8696 | 20.035
286 | 1029600 | 3.5205 | 18.8766 | 20.0422
287 | 1033200 | 3.5232 | 18.8836 | 20.0494
288 | 1036800 | 3.5259 | 18.8906 | 20.0567
289 | 1040400 | 3.5287 | 18.8976 | 20.0639
290 | 1044000 | 3.5314 | 18.9046 | 20.0711
291 | 1047600 | 3.5341 | 18.9115 | 20.0784
292 | 1051200 | 3.5368 | 18.9185 | 20.0856
293 | 1054800 | 3.5395 | 18.9255 | 20.0928
294 | 1058400 | 3.5422 | 18.9324 | 20.1
295 | 1062000 | 3.5449 | 18.9394 | 20.1072
296 | 1065600 | 3.5476 | 18.9464 | 20.1143
297 | 1069200 | 3.5503 | 18.9533 | 20.1215
298 | 1072800 | 3.553 | 18.9602 | 20.1287
299 | 1076400 | 3.5556 | 18.9672 | 20.1359
300 | 1080000 | 3.5583 | 18.9741 | 20.143
301 | 1083600 | 3.5609 | 18.981 | 20.1502
302 | 1087200 | 3.5636 | 18.9879 | 20.1573
303 | 1090800 | 3.5662 | 18.9949 | 20.1645
304 | 1094400 | 3.5689 | 19.0018 | 20.1716
305 | 1098000 | 3.5715 | 19.0087 | 20.1787
306 | 1101600 | 3.5741 | 19.0156 | 20.1859
307 | 1105200 | 3.5767 | 19.0224 | 20.193
308 | 1108800 | 3.5793 | 19.0293 | 20.2001
309 | 1112400 | 3.5819 | 19.0362 | 20.2072
310 | 1116000 | 3.5845 | 19.0431 | 20.2143
311 | 1119600 | 3.5871 | 19.05 | 20.2214
312 | 1123200 | 3.5897 | 19.0568 | 20.2285
313 | 1126800 | 3.5922 | 19.0637 | 20.2356
314 | 1130400 | 3.5948 | 19.0705 | 20.2426
315 | 1134000 | 3.5974 | 19.0774 | 20.2497
316 | 1137600 | 3.5999 | 19.0842 | 20.2568
317 | 1141200 | 3.6025 | 19.091 | 20.2638
318 | 1144800 | 3.605 | 19.0979 | 20.2709
319 | 1148400 | 3.6075 | 19.1047 | 20.2779
320 | 1152000 | 3.6101 | 19.1115 | 20.285
321 | 1155600 | 3.6126 | 19.1183 | 20.292
322 | 1159200 | 3.6151 | 19.1251 | 20.299
323 | 1162800 | 3.6176 | 19.1319 | 20.306
324 | 1166400 | 3.6201 | 19.1387 | 20.3131
325 | 1170000 | 3.6226 | 19.1455 | 20.3201
326 | 1173600 | 3.6251 | 19.1523 | 20.3271
327 | 1177200 | 3.6276 | 19.1591 | 20.3341
328 | 1180800 | 3.6301 | 19.1659 | 20.3411
329 | 1184400 | 3.6325 | 19.1727 | 20.348
330 | 1188000 | 3.635 | 19.1794 | 20.355
331 | 1191600 | 3.6375 | 19.1862 | 20.362
332 | 1195200 | 3.6399 | 19.1929 | 20.369
333 | 1198800 | 3.6424 | 19.1997 | 20.3759
334 | 1202400 | 3.6448 | 19.2064 | 20.3829
335 | 1206000 | 3.6472 | 19.2132 | 20.3898
336 | 1209600 | 3.6497 | 19.2199 | 20.3968
337 | 1213200 | 3.6521 | 19.2266 | 20.4037
338 | 1216800 | 3.6545 | 19.2334 | 20.4107
339 | 1220400 | 3.6569 | 19.2401 | 20.4176
340 | 1224000 | 3.6593 | 19.2468 | 20.4245
341 | 1227600 | 3.6617 | 19.2535 | 20.4314
342 | 1231200 | 3.6641 | 19.2602 | 20.4384
343 | 1234800 | 3.6665 | 19.2669 | 20.4453
344 | 1238400 | 3.6689 | 19.2736 | 20.4522
345 | 1242000 | 3.6713 | 19.2803 | 20.4591
346 | 1245600 | 3.6736 | 19.287 | 20.466
347 | 1249200 | 3.676 | 19.2937 | 20.4728
348 | 1252800 | 3.6784 | 19.3003 | 20.4797
349 | 1256400 | 3.6807 | 19.307 | 20.4866
350 | 1260000 | 3.6831 | 19.3137 | 20.4935
351 | 1263600 | 3.6854 | 19.3203 | 20.5003
352 | 1267200 | 3.6877 | 19.327 | 20.5072
353 | 1270800 | 3.6901 | 19.3336 | 20.514
354 | 1274400 | 3.6924 | 19.3403 | 20.5209
355 | 1278000 | 3.6947 | 19.3469 | 20.5277
356 | 1281600 | 3.697 | 19.3536 | 20.5346
357 | 1285200 | 3.6993 | 19.3602 | 20.5414
358 | 1288800 | 3.7016 | 19.3668 | 20.5482
359 | 1292400 | 3.7039 | 19.3734 | 20.555
360 | 1296000 | 3.7062 | 19.3801 | 20.5619
361 | 1299600 | 3.7085 | 19.3867 | 20.5687
362 | 1303200 | 3.7108 | 19.3933 | 20.5755
363 | 1306800 | 3.7131 | 19.3999 | 20.5823
364 | 1310400 | 3.7153 | 19.4065 | 20.5891
365 | 1314000 | 3.7176 | 19.4131 | 20.5959
366 | 1317600 | 3.7198 | 19.4196 | 20.6026
367 | 1321200 | 3.7221 | 19.4262 | 20.6094
368 | 1324800 | 3.7243 | 19.4328 | 20.6162
369 | 1328400 | 3.7266 | 19.4394 | 20.623
370 | 1332000 | 3.7288 | 19.4459 | 20.6297
371 | 1335600 | 3.7311 | 19.4525 | 20.6365
372 | 1339200 | 3.7333 | 19.4591 | 20.6432
373 | 1342800 | 3.7355 | 19.4656 | 20.65
374 | 1346400 | 3.7377 | 19.4722 | 20.6567
375 | 1350000 | 3.7399 | 19.4787 | 20.6635
376 | 1353600 | 3.7421 | 19.4852 | 20.6702
377 | 1357200 | 3.7443 | 19.4918 | 20.6769
378 | 1360800 | 3.7465 | 19.4983 | 20.6836
379 | 1364400 | 3.7487 | 19.5048 | 20.6903
380 | 1368000 | 3.7509 | 19.5114 | 20.6971
381 | 1371600 | 3.7531 | 19.5179 | 20.7038
382 | 1375200 | 3.7552 | 19.5244 | 20.7105
383 | 1378800 | 3.7574 | 19.5309 | 20.7172
384 | 1382400 | 3.7596 | 19.5374 | 20.7238
385 | 1386000 | 3.7617 | 19.5439 | 20.7305
386 | 1389600 | 3.7639 | 19.5504 | 20.7372
387 | 1393200 | 3.766 | 19.5569 | 20.7439
388 | 1396800 | 3.7682 | 19.5633 | 20.7506
389 | 1400400 | 3.7703 | 19.5698 | 20.7572
390 | 1404000 | 3.7725 | 19.5763 | 20.7639
391 | 1407600 | 3.7746 | 19.5828 | 20.7705
392 | 1411200 | 3.7767 | 19.5892 | 20.7772
393 | 1414800 | 3.7788 | 19.5957 | 20.7838
394 | 1418400 | 3.7809 | 19.6022 | 20.7905
395 | 1422000 | 3.783 | 19.6086 | 20.7971
396 | 1425600 | 3.7851 | 19.6151 | 20.8037
397 | 1429200 | 3.7872 | 19.6215 | 20.8104
398 | 1432800 | 3.7893 | 19.6279 | 20.817
399 | 1436400 | 3.7914 | 19.6344 | 20.8236
400 | 1440000 | 3.7935 | 19.6408 | 20.8302
401 | 1443600 | 3.7956 | 19.6472 | 20.8368
402 | 1447200 | 3.7977 | 19.6536 | 20.8434
403 | 1450800 | 3.7997 | 19.6601 | 20.85
404 | 1454400 | 3.8018 | 19.6665 | 20.8566
405 | 1458000 | 3.8039 | 19.6729 | 20.8632
406 | 1461600 | 3.8059 | 19.6793 | 20.8698
407 | 1465200 | 3.808 | 19.6857 | 20.8763
408 | 1468800 | 3.81 | 19.6921 | 20.8829
409 | 1472400 | 3.812 | 19.6985 | 20.8895
410 | 1476000 | 3.8141 | 19.7048 | 20.896
411 | 1479600 | 3.8161 | 19.7112 | 20.9026
412 | 1483200 | 3.8181 | 19.7176 | 20.9091
413 | 1486800 | 3.8202 | 19.724 | 20.9157
414 | 1490400 | 3.8222 | 19.7303 | 20.9222
415 | 1494000 | 3.8242 | 19.7367 | 20.9288
416 | 1497600 | 3.8262 | 19.7431 | 20.9353
417 | 1501200 | 3.8282 | 19.7494 | 20.9418
418 | 1504800 | 3.8302 | 19.7558 | 20.9484
419 | 1508400 | 3.8322 | 19.7621 | 20.9549
420 | 1512000 | 3.8342 | 19.7684 | 20.9614
421 | 1515600 | 3.8362 | 19.7748 | 20.9679
422 | 1519200 | 3.8382 | 19.7811 | 20.9744
423 | 1522800 | 3.8401 | 19.7874 | 20.9809
424 | 1526400 | 3.8421 | 19.7938 | 20.9874
425 | 1530000 | 3.8441 | 19.8001 | 20.9939
426 | 1533600 | 3.846 | 19.8064 | 21.0004
427 | 1537200 | 3.848 | 19.8127 | 21.0069
428 | 1540800 | 3.8499 | 19.819 | 21.0133
429 | 1544400 | 3.8519 | 19.8253 | 21.0198
430 | 1548000 | 3.8538 | 19.8316 | 21.0263
431 | 1551600 | 3.8558 | 19.8379 | 21.0327
432 | 1555200 | 3.8577 | 19.8442 | 21.0392
433 | 1558800 | 3.8596 | 19.8505 | 21.0457
434 | 1562400 | 3.8616 | 19.8568 | 21.0521
435 | 1566000 | 3.8635 | 19.863 | 21.0585
436 | 1569600 | 3.8654 | 19.8693 | 21.065
437 | 1573200 | 3.8673 | 19.8756 | 21.0714
438 | 1576800 | 3.8692 | 19.8819 | 21.0779
439 | 1580400 | 3.8712 | 19.8881 | 21.0843
440 | 1584000 | 3.8731 | 19.8944 | 21.0907
441 | 1587600 | 3.875 | 19.9006 | 21.0971
442 | 1591200 | 3.8768 | 19.9069 | 21.1035
443 | 1594800 | 3.8787 | 19.9131 | 21.1099
444 | 1598400 | 3.8806 | 19.9194 | 21.1163
445 | 1602000 | 3.8825 | 19.9256 | 21.1227
446 | 1605600 | 3.8844 | 19.9318 | 21.1291
447 | 1609200 | 3.8863 | 19.9381 | 21.1355
448 | 1612800 | 3.8881 | 19.9443 | 21.1419
449 | 1616400 | 3.89 | 19.9505 | 21.1483
450 | 1620000 | 3.8918 | 19.9567 | 21.1547
451 | 1623600 | 3.8937 | 19.9629 | 21.1611
452 | 1627200 | 3.8956 | 19.9691 | 21.1674
453 | 1630800 | 3.8974 | 19.9753 | 21.1738
454 | 1634400 | 3.8992 | 19.9815 | 21.1801
455 | 1638000 | 3.9011 | 19.9877 | 21.1865
456 | 1641600 | 3.9029 | 19.9939 | 21.1929
457 | 1645200 | 3.9048 | 20.0001 | 21.1992
458 | 1648800 | 3.9066 | 20.0063 | 21.2055
459 | 1652400 | 3.9084 | 20.0125 | 21.2119
460 | 1656000 | 3.9102 | 20.0186 | 21.2182
461 | 1659600 | 3.912 | 20.0248 | 21.2245
462 | 1663200 | 3.9139 | 20.031 | 21.2309
463 | 1666800 | 3.9157 | 20.0371 | 21.2372
464 | 1670400 | 3.9175 | 20.0433 | 21.2435
465 | 1674000 | 3.9193 | 20.0495 | 21.2498
466 | 1677600 | 3.9211 | 20.0556 | 21.2561
467 | 1681200 | 3.9229 | 20.0618 | 21.2624
468 | 1684800 | 3.9247 | 20.0679 | 21.2687
469 | 1688400 | 3.9264 | 20.074 | 21.275
470 | 1692000 | 3.9282 | 20.0802 | 21.2813
471 | 1695600 | 3.93 | 20.0863 | 21.2876
472 | 1699200 | 3.9318 | 20.0924 | 21.2939
473 | 1702800 | 3.9335 | 20.0986 | 21.3002
474 | 1706400 | 3.9353 | 20.1047 | 21.3064
475 | 1710000 | 3.9371 | 20.1108 | 21.3127
476 | 1713600 | 3.9388 | 20.1169 | 21.319
477 | 1717200 | 3.9406 | 20.123 | 21.3252
478 | 1720800 | 3.9423 | 20.1291 | 21.3315
479 | 1724400 | 3.9441 | 20.1352 | 21.3377
480 | 1728000 | 3.9458 | 20.1413 | 21.344
481 | 1731600 | 3.9476 | 20.1474 | 21.3502
482 | 1735200 | 3.9493 | 20.1535 | 21.3565
483 | 1738800 | 3.951 | 20.1596 | 21.3627
484 | 1742400 | 3.9528 | 20.1657 | 21.3689
485 | 1746000 | 3.9545 | 20.1718 | 21.3752
486 | 1749600 | 3.9562 | 20.1778 | 21.3814
487 | 1753200 | 3.9579 | 20.1839 | 21.3876
488 | 1756800 | 3.9596 | 20.19 | 21.3938
489 | 1760400 | 3.9614 | 20.196 | 21.4
490 | 1764000 | 3.9631 | 20.2021 | 21.4062
491 | 1767600 | 3.9648 | 20.2081 | 21.4124
492 | 1771200 | 3.9665 | 20.2142 | 21.4186
493 | 1774800 | 3.9682 | 20.2202 | 21.4248
494 | 1778400 | 3.9699 | 20.2263 | 21.431
495 | 1782000 | 3.9715 | 20.2323 | 21.4372
496 | 1785600 | 3.9732 | 20.2384 | 21.4434
497 | 1789200 | 3.9749 | 20.2444 | 21.4496
498 | 1792800 | 3.9766 | 20.2504 | 21.4558
499 | 1796400 | 3.9783 | 20.2564 | 21.4619
500 | 1800000 | 3.9799 | 20.2625 | 21.4681
501 | 1803600 | 3.9816 | 20.2685 | 21.4743
502 | 1807200 | 3.9833 | 20.2745 | 21.4804
503 | 1810800 | 3.9849 | 20.2805 | 21.4866
504 | 1814400 | 3.9866 | 20.2865 | 21.4927
505 | 1818000 | 3.9882 | 20.2925 | 21.4989
506 | 1821600 | 3.9899 | 20.2985 | 21.505
507 | 1825200 | 3.9915 | 20.3045 | 21.5112
508 | 1828800 | 3.9932 | 20.3105 | 21.5173
509 | 1832400 | 3.9948 | 20.3165 | 21.5234
510 | 1836000 | 3.9965 | 20.3225 | 21.5295
511 | 1839600 | 3.9981 | 20.3285 | 21.5357
512 | 1843200 | 3.9997 | 20.3344 | 21.5418
513 | 1846800 | 4.0014 | 20.3404 | 21.5479
514 | 1850400 | 4.003 | 20.3464 | 21.554
515 | 1854000 | 4.0046 | 20.3524 | 21.5601
516 | 1857600 | 4.0062 | 20.3583 | 21.5662
517 | 1861200 | 4.0078 | 20.3643 | 21.5723
518 | 1864800 | 4.0095 | 20.3702 | 21.5784
519 | 1868400 | 4.0111 | 20.3762 | 21.5845
520 | 1872000 | 4.0127 | 20.3821 | 21.5906
521 | 1875600 | 4.0143 | 20.3881 | 21.5967
522 | 1879200 | 4.0159 | 20.394 | 21.6028
523 | 1882800 | 4.0175 | 20.4 | 21.6088
524 | 1886400 | 4.0191 | 20.4059 | 21.6149
525 | 1890000 | 4.0206 | 20.4118 | 21.621
526 | 1893600 | 4.0222 | 20.4177 | 21.627
527 | 1897200 | 4.0238 | 20.4237 | 21.6331
528 | 1900800 | 4.0254 | 20.4296 | 21.6392
529 | 1904400 | 4.027 | 20.4355 | 21.6452
530 | 1908000 | 4.0285 | 20.4414 | 21.6513
531 | 1911600 | 4.0301 | 20.4473 | 21.6573
532 | 1915200 | 4.0317 | 20.4532 | 21.6634
533 | 1918800 | 4.0332 | 20.4591 | 21.6694
534 | 1922400 | 4.0348 | 20.465 | 21.6754
535 | 1926000 | 4.0364 | 20.4709 | 21.6815
536 | 1929600 | 4.0379 | 20.4768 | 21.6875
537 | 1933200 | 4.0395 | 20.4827 | 21.6935
538 | 1936800 | 4.041 | 20.4886 | 21.6995
539 | 1940400 | 4.0426 | 20.4945 | 21.7055
540 | 1944000 | 4.0441 | 20.5004 | 21.7116
541 | 1947600 | 4.0456 | 20.5062 | 21.7176
542 | 1951200 | 4.0472 | 20.5121 | 21.7236
543 | 1954800 | 4.0487 | 20.518 | 21.7296
544 | 1958400 | 4.0502 | 20.5238 | 21.7356
545 | 1962000 | 4.0518 | 20.5297 | 21.7416
546 | 1965600 | 4.0533 | 20.5356 | 21.7476
547 | 1969200 | 4.0548 | 20.5414 | 21.7535
548 | 1972800 | 4.0563 | 20.5473 | 21.7595
549 | 1976400 | 4.0578 | 20.5531 | 21.7655
550 | 1980000 | 4.0593 | 20.559 | 21.7715
551 | 1983600 | 4.0609 | 20.5648 | 21.7774
552 | 1987200 | 4.0624 | 20.5706 | 21.7834
553 | 1990800 | 4.0639 | 20.5765 | 21.7894
554 | 1994400 | 4.0654 | 20.5823 | 21.7953
555 | 1998000 | 4.0669 | 20.5881 | 21.8013
556 | 2001600 | 4.0683 | 20.5939 | 21.8072
557 | 2005200 | 4.0698 | 20.5998 | 21.8132
558 | 2008800 | 4.0713 | 20.6056 | 21.8191
559 | 2012400 | 4.0728 | 20.6114 | 21.8251
560 | 2016000 | 4.0743 | 20.6172 | 21.831
561 | 2019600 | 4.0758 | 20.623 | 21.837
562 | 2023200 | 4.0773 | 20.6288 | 21.8429
563 | 2026800 | 4.0787 | 20.6346 | 21.8488
564 | 2030400 | 4.0802 | 20.6404 | 21.8547
565 | 2034000 | 4.0817 | 20.6462 | 21.8607
566 | 2037600 | 4.0831 | 20.652 | 21.8666
567 | 2041200 | 4.0846 | 20.6578 | 21.8725
568 | 2044800 | 4.0861 | 20.6636 | 21.8784
569 | 2048400 | 4.0875 | 20.6693 | 21.8843
570 | 2052000 | 4.089 | 20.6751 | 21.8902
571 | 2055600 | 4.0904 | 20.6809 | 21.8961
572 | 2059200 | 4.0919 | 20.6867 | 21.902
573 | 2062800 | 4.0933 | 20.6924 | 21.9079
574 | 2066400 | 4.0947 | 20.6982 | 21.9138
575 | 2070000 | 4.0962 | 20.704 | 21.9197
576 | 2073600 | 4.0976 | 20.7097 | 21.9256
577 | 2077200 | 4.0991 | 20.7155 | 21.9314
578 | 2080800 | 4.1005 | 20.7212 | 21.9373
579 | 2084400 | 4.1019 | 20.727 | 21.9432
580 | 2088000 | 4.1033 | 20.7327 | 21.9491
581 | 2091600 | 4.1048 | 20.7384 | 21.9549
582 | 2095200 | 4.1062 | 20.7442 | 21.9608
583 | 2098800 | 4.1076 | 20.7499 | 21.9666
584 | 2102400 | 4.109 | 20.7556 | 21.9725
585 | 2106000 | 4.1104 | 20.7614 | 21.9783
586 | 2109600 | 4.1119 | 20.7671 | 21.9842
587 | 2113200 | 4.1133 | 20.7728 | 21.99
588 | 2116800 | 4.1147 | 20.7785 | 21.9959
589 | 2120400 | 4.1161 | 20.7843 | 22.0017
590 | 2124000 | 4.1175 | 20.79 | 22.0075
591 | 2127600 | 4.1189 | 20.7957 | 22.0134
592 | 2131200 | 4.1203 | 20.8014 | 22.0192
593 | 2134800 | 4.1217 | 20.8071 | 22.025
594 | 2138400 | 4.123 | 20.8128 | 22.0308
595 | 2142000 | 4.1244 | 20.8185 | 22.0367
596 | 2145600 | 4.1258 | 20.8242 | 22.0425
597 | 2149200 | 4.1272 | 20.8299 | 22.0483
598 | 2152800 | 4.1286 | 20.8355 | 22.0541
599 | 2156400 | 4.1299 | 20.8412 | 22.0599
600 | 2160000 | 4.1313 | 20.8469 | 22.0657
601 | 2163600 | 4.1327 | 20.8526 | 22.0715
602 | 2167200 | 4.1341 | 20.8583 | 22.0773
603 | 2170800 | 4.1354 | 20.8639 | 22.0831
604 | 2174400 | 4.1368 | 20.8696 | 22.0889
605 | 2178000 | 4.1382 | 20.8753 | 22.0946
606 | 2181600 | 4.1395 | 20.8809 | 22.1004
607 | 2185200 | 4.1409 | 20.8866 | 22.1062
608 | 2188800 | 4.1422 | 20.8922 | 22.112
609 | 2192400 | 4.1436 | 20.8979 | 22.1177
610 | 2196000 | 4.1449 | 20.9035 | 22.1235
611 | 2199600 | 4.1463 | 20.9092 | 22.1293
612 | 2203200 | 4.1476 | 20.9148 | 22.135
613 | 2206800 | 4.149 | 20.9205 | 22.1408
614 | 2210400 | 4.1503 | 20.9261 | 22.1465
615 | 2214000 | 4.1516 | 20.9317 | 22.1523
616 | 2217600 | 4.153 | 20.9374 | 22.158
617 | 2221200 | 4.1543 | 20.943 | 22.1638
618 | 2224800 | 4.1556 | 20.9486 | 22.1695
619 | 2228400 | 4.157 | 20.9542 | 22.1752
620 | 2232000 | 4.1583 | 20.9599 | 22.181
621 | 2235600 | 4.1596 | 20.9655 | 22.1867
622 | 2239200 | 4.1609 | 20.9711 | 22.1924
623 | 2242800 | 4.1622 | 20.9767 | 22.1982
624 | 2246400 | 4.1635 | 20.9823 | 22.2039
625 | 2250000 | 4.1649 | 20.9879 | 22.2096
626 | 2253600 | 4.1662 | 20.9935 | 22.2153
627 | 2257200 | 4.1675 | 20.9991 | 22.221
628 | 2260800 | 4.1688 | 21.0047 | 22.2267
629 | 2264400 | 4.1701 | 21.0103 | 22.2324
630 | 2268000 | 4.1714 | 21.0159 | 22.2381
631 | 2271600 | 4.1727 | 21.0215 | 22.2438
632 | 2275200 | 4.174 | 21.027 | 22.2495
633 | 2278800 | 4.1753 | 21.0326 | 22.2552
634 | 2282400 | 4.1766 | 21.0382 | 22.2609
635 | 2286000 | 4.1779 | 21.0438 | 22.2666
636 | 2289600 | 4.1791 | 21.0493 | 22.2723
637 | 2293200 | 4.1804 | 21.0549 | 22.278
638 | 2296800 | 4.1817 | 21.0605 | 22.2836
639 | 2300400 | 4.183 | 21.066 | 22.2893
640 | 2304000 | 4.1843 | 21.0716 | 22.295
641 | 2307600 | 4.1855 | 21.0772 | 22.3006
642 | 2311200 | 4.1868 | 21.0827 | 22.3063
643 | 2314800 | 4.1881 | 21.0883 | 22.312
644 | 2318400 | 4.1894 | 21.0938 | 22.3176
645 | 2322000 | 4.1906 | 21.0993 | 22.3233
646 | 2325600 | 4.1919 | 21.1049 | 22.3289
647 | 2329200 | 4.1932 | 21.1104 | 22.3346
648 | 2332800 | 4.1944 | 21.116 | 22.3402
649 | 2336400 | 4.1957 | 21.1215 | 22.3459
650 | 2340000 | 4.1969 | 21.127 | 22.3515
651 | 2343600 | 4.1982 | 21.1325 | 22.3571
652 | 2347200 | 4.1994 | 21.1381 | 22.3628
653 | 2350800 | 4.2007 | 21.1436 | 22.3684
654 | 2354400 | 4.2019 | 21.1491 | 22.374
655 | 2358000 | 4.2032 | 21.1546 | 22.3796
656 | 2361600 | 4.2044 | 21.1601 | 22.3853
657 | 2365200 | 4.2056 | 21.1656 | 22.3909
658 | 2368800 | 4.2069 | 21.1712 | 22.3965
659 | 2372400 | 4.2081 | 21.1767 | 22.4021
660 | 2376000 | 4.2094 | 21.1822 | 22.4077
661 | 2379600 | 4.2106 | 21.1877 | 22.4133
662 | 2383200 | 4.2118 | 21.1931 | 22.4189
663 | 2386800 | 4.213 | 21.1986 | 22.4245
664 | 2390400 | 4.2143 | 21.2041 | 22.4301
665 | 2394000 | 4.2155 | 21.2096 | 22.4357
666 | 2397600 | 4.2167 | 21.2151 | 22.4413
667 | 2401200 | 4.2179 | 21.2206 | 22.4469
668 | 2404800 | 4.2191 | 21.2261 | 22.4525
669 | 2408400 | 4.2204 | 21.2315 | 22.458
670 | 2412000 | 4.2216 | 21.237 | 22.4636
671 | 2415600 | 4.2228 | 21.2425 | 22.4692
672 | 2419200 | 4.224 | 21.2479 | 22.4748
673 | 2422800 | 4.2252 | 21.2534 | 22.4803
674 | 2426400 | 4.2264 | 21.2589 | 22.4859
675 | 2430000 | 4.2276 | 21.2643 | 22.4914
676 | 2433600 | 4.2288 | 21.2698 | 22.497
677 | 2437200 | 4.23 | 21.2752 | 22.5026
678 | 2440800 | 4.2312 | 21.2807 | 22.5081
679 | 2444400 | 4.2324 | 21.2861 | 22.5137
680 | 2448000 | 4.2336 | 21.2916 | 22.5192
681 | 2451600 | 4.2348 | 21.297 | 22.5248
682 | 2455200 | 4.236 | 21.3024 | 22.5303
683 | 2458800 | 4.2371 | 21.3079 | 22.5358
684 | 2462400 | 4.2383 | 21.3133 | 22.5414
685 | 2466000 | 4.2395 | 21.3187 | 22.5469
686 | 2469600 | 4.2407 | 21.3242 | 22.5524
687 | 2473200 | 4.2419 | 21.3296 | 22.558
688 | 2476800 | 4.243 | 21.335 | 22.5635
689 | 2480400 | 4.2442 | 21.3404 | 22.569
690 | 2484000 | 4.2454 | 21.3459 | 22.5745
691 | 2487600 | 4.2466 | 21.3513 | 22.58
692 | 2491200 | 4.2477 | 21.3567 | 22.5856
693 | 2494800 | 4.2489 | 21.3621 | 22.5911
694 | 2498400 | 4.2501 | 21.3675 | 22.5966
695 | 2502000 | 4.2512 | 21.3729 | 22.6021
696 | 2505600 | 4.2524 | 21.3783 | 22.6076
697 | 2509200 | 4.2535 | 21.3837 | 22.6131
698 | 2512800 | 4.2547 | 21.3891 | 22.6186
699 | 2516400 | 4.2559 | 21.3945 | 22.6241
700 | 2520000 | 4.257 | 21.3999 | 22.6295
701 | 2523600 | 4.2582 | 21.4053 | 22.635
702 | 2527200 | 4.2593 | 21.4106 | 22.6405
703 | 2530800 | 4.2605 | 21.416 | 22.646
704 | 2534400 | 4.2616 | 21.4214 | 22.6515
705 | 2538000 | 4.2627 | 21.4268 | 22.6569
706 | 2541600 | 4.2639 | 21.4321 | 22.6624
707 | 2545200 | 4.265 | 21.4375 | 22.6679
708 | 2548800 | 4.2662 | 21.4429 | 22.6734
709 | 2552400 | 4.2673 | 21.4482 | 22.6788
710 | 2556000 | 4.2684 | 21.4536 | 22.6843
711 | 2559600 | 4.2696 | 21.459 | 22.6897
712 | 2563200 | 4.2707 | 21.4643 | 22.6952
713 | 2566800 | 4.2718 | 21.4697 | 22.7006
714 | 2570400 | 4.2729 | 21.475 | 22.7061
715 | 2574000 | 4.2741 | 21.4804 | 22.7115
716 | 2577600 | 4.2752 | 21.4857 | 22.717
717 | 2581200 | 4.2763 | 21.4911 | 22.7224
718 | 2584800 | 4.2774 | 21.4964 | 22.7279
719 | 2588400 | 4.2785 | 21.5017 | 22.7333
720 | 2592000 | 4.2797 | 21.5071 | 22.7387
721 | 2595600 | 4.2808 | 21.5124 | 22.7442
722 | 2599200 | 4.2819 | 21.5177 | 22.7496
723 | 2602800 | 4.283 | 21.5231 | 22.755
724 | 2606400 | 4.2841 | 21.5284 | 22.7604
725 | 2610000 | 4.2852 | 21.5337 | 22.7659
726 | 2613600 | 4.2863 | 21.539 | 22.7713
727 | 2617200 | 4.2874 | 21.5444 | 22.7767
728 | 2620800 | 4.2885 | 21.5497 | 22.7821
729 | 2624400 | 4.2896 | 21.555 | 22.7875
730 | 2628000 | 4.2907 | 21.5603 | 22.7929
731 | 2631600 | 4.2918 | 21.5656 | 22.7983
732 | 2635200 | 4.2929 | 21.5709 | 22.8037
733 | 2638800 | 4.294 | 21.5762 | 22.8091
734 | 2642400 | 4.2951 | 21.5815 | 22.8145
735 | 2646000 | 4.2962 | 21.5868 | 22.8199
736 | 2649600 | 4.2973 | 21.5921 | 22.8253
737 | 2653200 | 4.2983 | 21.5974 | 22.8307
738 | 2656800 | 4.2994 | 21.6027 | 22.836
739 | 2660400 | 4.3005 | 21.608 | 22.8414
740 | 2664000 | 4.3016 | 21.6133 | 22.8468
741 | 2667600 | 4.3027 | 21.6185 | 22.8522
742 | 2671200 | 4.3037 | 21.6238 | 22.8575
743 | 2674800 | 4.3048 | 21.6291 | 22.8629
744 | 2678400 | 4.3059 | 21.6344 | 22.8683
745 | 2682000 | 4.307 | 21.6396 | 22.8736
746 | 2685600 | 4.308 | 21.6449 | 22.879
747 | 2689200 | 4.3091 | 21.6502 | 22.8844
748 | 2692800 | 4.3102 | 21.6554 | 22.8897
749 | 2696400 | 4.3112 | 21.6607 | 22.8951
750 | 2700000 | 4.3123 | 21.666 | 22.9004
751 | 2703600 | 4.3133 | 21.6712 | 22.9058
752 | 2707200 | 4.3144 | 21.6765 | 22.9111
753 | 2710800 | 4.3155 | 21.6817 | 22.9165
754 | 2714400 | 4.3165 | 21.687 | 22.9218
755 | 2718000 | 4.3176 | 21.6922 | 22.9271
756 | 2721600 | 4.3186 | 21.6975 | 22.9325
757 | 2725200 | 4.3197 | 21.7027 | 22.9378
758 | 2728800 | 4.3207 | 21.7079 | 22.9431
759 | 2732400 | 4.3218 | 21.7132 | 22.9485
760 | 2736000 | 4.3228 | 21.7184 | 22.9538
761 | 2739600 | 4.3239 | 21.7236 | 22.9591
762 | 2743200 | 4.3249 | 21.7289 | 22.9644
763 | 2746800 | 4.3259 | 21.7341 | 22.9698
764 | 2750400 | 4.327 | 21.7393 | 22.9751
765 | 2754000 | 4.328 | 21.7445 | 22.9804
766 | 2757600 | 4.3291 | 21.7498 | 22.9857
767 | 2761200 | 4.3301 | 21.755 | 22.991
768 | 2764800 | 4.3311 | 21.7602 | 22.9963
769 | 2768400 | 4.3322 | 21.7654 | 23.0016
770 | 2772000 | 4.3332 | 21.7706 | 23.0069
771 | 2775600 | 4.3342 | 21.7758 | 23.0122
772 | 2779200 | 4.3352 | 21.781 | 23.0175
773 | 2782800 | 4.3363 | 21.7862 | 23.0228
774 | 2786400 | 4.3373 | 21.7914 | 23.0281
775 | 2790000 | 4.3383 | 21.7966 | 23.0333
776 | 2793600 | 4.3393 | 21.8018 | 23.0386
777 | 2797200 | 4.3403 | 21.807 | 23.0439
778 | 2800800 | 4.3414 | 21.8122 | 23.0492
779 | 2804400 | 4.3424 | 21.8174 | 23.0545
780 | 2808000 | 4.3434 | 21.8226 | 23.0597
781 | 2811600 | 4.3444 | 21.8278 | 23.065
782 | 2815200 | 4.3454 | 21.8329 | 23.0703
783 | 2818800 | 4.3464 | 21.8381 | 23.0755
784 | 2822400 | 4.3474 | 21.8433 | 23.0808
785 | 2826000 | 4.3484 | 21.8485 | 23.0861
786 | 2829600 | 4.3494 | 21.8536 | 23.0913
787 | 2833200 | 4.3504 | 21.8588 | 23.0966
788 | 2836800 | 4.3514 | 21.864 | 23.1018
789 | 2840400 | 4.3524 | 21.8691 | 23.1071
790 | 2844000 | 4.3534 | 21.8743 | 23.1123
791 | 2847600 | 4.3544 | 21.8794 | 23.1176
792 | 2851200 | 4.3554 | 21.8846 | 23.1228
793 | 2854800 | 4.3564 | 21.8898 | 23.1281
794 | 2858400 | 4.3574 | 21.8949 | 23.1333
795 | 2862000 | 4.3584 | 21.9001 | 23.1385
796 | 2865600 | 4.3594 | 21.9052 | 23.1438
797 | 2869200 | 4.3604 | 21.9103 | 23.149
798 | 2872800 | 4.3614 | 21.9155 | 23.1542
799 | 2876400 | 4.3624 | 21.9206 | 23.1594
800 | 2880000 | 4.3633 | 21.9258 | 23.1647
801 | 2883600 | 4.3643 | 21.9309 | 23.1699
802 | 2887200 | 4.3653 | 21.936 | 23.1751
803 | 2890800 | 4.3663 | 21.9412 | 23.1803
804 | 2894400 | 4.3673 | 21.9463 | 23.1855
805 | 2898000 | 4.3682 | 21.9514 | 23.1907
806 | 2901600 | 4.3692 | 21.9565 | 23.1959
807 | 2905200 | 4.3702 | 21.9617 | 23.2012
808 | 2908800 | 4.3712 | 21.9668 | 23.2064
809 | 2912400 | 4.3721 | 21.9719 | 23.2116
810 | 2916000 | 4.3731 | 21.977 | 23.2168
811 | 2919600 | 4.3741 | 21.9821 | 23.2219
812 | 2923200 | 4.375 | 21.9872 | 23.2271
813 | 2926800 | 4.376 | 21.9923 | 23.2323
814 | 2930400 | 4.377 | 21.9974 | 23.2375
815 | 2934000 | 4.3779 | 22.0025 | 23.2427
816 | 2937600 | 4.3789 | 22.0076 | 23.2479
817 | 2941200 | 4.3798 | 22.0127 | 23.2531
818 | 2944800 | 4.3808 | 22.0178 | 23.2582
819 | 2948400 | 4.3817 | 22.0229 | 23.2634
820 | 2952000 | 4.3827 | 22.028 | 23.2686
821 | 2955600 | 4.3837 | 22.0331 | 23.2738
822 | 2959200 | 4.3846 | 22.0382 | 23.2789
823 | 2962800 | 4.3856 | 22.0433 | 23.2841
824 | 2966400 | 4.3865 | 22.0484 | 23.2893
825 | 2970000 | 4.3875 | 22.0534 | 23.2944
826 | 2973600 | 4.3884 | 22.0585 | 23.2996
827 | 2977200 | 4.3893 | 22.0636 | 23.3047
828 | 2980800 | 4.3903 | 22.0687 | 23.3099
829 | 2984400 | 4.3912 | 22.0737 | 23.315
830 | 2988000 | 4.3922 | 22.0788 | 23.3202
831 | 2991600 | 4.3931 | 22.0839 | 23.3253
832 | 2995200 | 4.394 | 22.0889 | 23.3305
833 | 2998800 | 4.395 | 22.094 | 23.3356
834 | 3002400 | 4.3959 | 22.0991 | 23.3408
835 | 3006000 | 4.3968 | 22.1041 | 23.3459
836 | 3009600 | 4.3978 | 22.1092 | 23.351
837 | 3013200 | 4.3987 | 22.1142 | 23.3562
838 | 3016800 | 4.3996 | 22.1193 | 23.3613
839 | 3020400 | 4.4006 | 22.1243 | 23.3664
840 | 3024000 | 4.4015 | 22.1294 | 23.3716
841 | 3027600 | 4.4024 | 22.1344 | 23.3767
842 | 3031200 | 4.4033 | 22.1394 | 23.3818
843 | 3034800 | 4.4043 | 22.1445 | 23.3869
844 | 3038400 | 4.4052 | 22.1495 | 23.392
845 | 3042000 | 4.4061 | 22.1546 | 23.3972
846 | 3045600 | 4.407 | 22.1596 | 23.4023
847 | 3049200 | 4.4079 | 22.1646 | 23.4074
848 | 3052800 | 4.4089 | 22.1697 | 23.4125
849 | 3056400 | 4.4098 | 22.1747 | 23.4176
850 | 3060000 | 4.4107 | 22.1797 | 23.4227
851 | 3063600 | 4.4116 | 22.1847 | 23.4278
852 | 3067200 | 4.4125 | 22.1897 | 23.4329
853 | 3070800 | 4.4134 | 22.1948 | 23.438
854 | 3074400 | 4.4143 | 22.1998 | 23.4431
855 | 3078000 | 4.4152 | 22.2048 | 23.4482
856 | 3081600 | 4.4161 | 22.2098 | 23.4533
857 | 3085200 | 4.417 | 22.2148 | 23.4584
858 | 3088800 | 4.4179 | 22.2198 | 23.4634
859 | 3092400 | 4.4189 | 22.2248 | 23.4685
860 | 3096000 | 4.4198 | 22.2298 | 23.4736
861 | 3099600 | 4.4207 | 22.2348 | 23.4787
862 | 3103200 | 4.4215 | 22.2398 | 23.4837
863 | 3106800 | 4.4224 | 22.2448 | 23.4888
864 | 3110400 | 4.4233 | 22.2498 | 23.4939
865 | 3114000 | 4.4242 | 22.2548 | 23.499
866 | 3117600 | 4.4251 | 22.2598 | 23.504
867 | 3121200 | 4.426 | 22.2648 | 23.5091
868 | 3124800 | 4.4269 | 22.2698 | 23.5142
869 | 3128400 | 4.4278 | 22.2747 | 23.5192
870 | 3132000 | 4.4287 | 22.2797 | 23.5243
871 | 3135600 | 4.4296 | 22.2847 | 23.5293
872 | 3139200 | 4.4305 | 22.2897 | 23.5344
873 | 3142800 | 4.4313 | 22.2946 | 23.5394
874 | 3146400 | 4.4322 | 22.2996 | 23.5445
875 | 3150000 | 4.4331 | 22.3046 | 23.5495
876 | 3153600 | 4.434 | 22.3095 | 23.5546
877 | 3157200 | 4.4349 | 22.3145 | 23.5596
878 | 3160800 | 4.4357 | 22.3195 | 23.5646
879 | 3164400 | 4.4366 | 22.3244 | 23.5697
880 | 3168000 | 4.4375 | 22.3294 | 23.5747
881 | 3171600 | 4.4384 | 22.3344 | 23.5797
882 | 3175200 | 4.4392 | 22.3393 | 23.5848
883 | 3178800 | 4.4401 | 22.3443 | 23.5898
884 | 3182400 | 4.441 | 22.3492 | 23.5948
885 | 3186000 | 4.4419 | 22.3542 | 23.5999
886 | 3189600 | 4.4427 | 22.3591 | 23.6049
887 | 3193200 | 4.4436 | 22.364 | 23.6099
888 | 3196800 | 4.4445 | 22.369 | 23.6149
889 | 3200400 | 4.4453 | 22.3739 | 23.6199
890 | 3204000 | 4.4462 | 22.3789 | 23.6249
891 | 3207600 | 4.447 | 22.3838 | 23.6299
892 | 3211200 | 4.4479 | 22.3887 | 23.635
893 | 3214800 | 4.4488 | 22.3937 | 23.64
894 | 3218400 | 4.4496 | 22.3986 | 23.645
895 | 3222000 | 4.4505 | 22.4035 | 23.65
896 | 3225600 | 4.4513 | 22.4085 | 23.655
897 | 3229200 | 4.4522 | 22.4134 | 23.66
898 | 3232800 | 4.453 | 22.4183 | 23.665
899 | 3236400 | 4.4539 | 22.4232 | 23.67
900 | 3240000 | 4.4547 | 22.4281 | 23.6749
901 | 3243600 | 4.4556 | 22.433 | 23.6799
902 | 3247200 | 4.4564 | 22.438 | 23.6849
903 | 3250800 | 4.4573 | 22.4429 | 23.6899
904 | 3254400 | 4.4581 | 22.4478 | 23.6949
905 | 3258000 | 4.459 | 22.4527 | 23.6999
906 | 3261600 | 4.4598 | 22.4576 | 23.7048
907 | 3265200 | 4.4607 | 22.4625 | 23.7098
908 | 3268800 | 4.4615 | 22.4674 | 23.7148
909 | 3272400 | 4.4624 | 22.4723 | 23.7198
910 | 3276000 | 4.4632 | 22.4772 | 23.7247
911 | 3279600 | 4.464 | 22.4821 | 23.7297
912 | 3283200 | 4.4649 | 22.487 | 23.7347
913 | 3286800 | 4.4657 | 22.4919 | 23.7396
914 | 3290400 | 4.4665 | 22.4968 | 23.7446
915 | 3294000 | 4.4674 | 22.5016 | 23.7495
916 | 3297600 | 4.4682 | 22.5065 | 23.7545
917 | 3301200 | 4.469 | 22.5114 | 23.7595
918 | 3304800 | 4.4699 | 22.5163 | 23.7644
919 | 3308400 | 4.4707 | 22.5212 | 23.7694
920 | 3312000 | 4.4715 | 22.526 | 23.7743
921 | 3315600 | 4.4724 | 22.5309 | 23.7792
922 | 3319200 | 4.4732 | 22.5358 | 23.7842
923 | 3322800 | 4.474 | 22.5407 | 23.7891
924 | 3326400 | 4.4748 | 22.5455 | 23.7941
925 | 3330000 | 4.4757 | 22.5504 | 23.799
926 | 3333600 | 4.4765 | 22.5553 | 23.8039
927 | 3337200 | 4.4773 | 22.5601 | 23.8089
928 | 3340800 | 4.4781 | 22.565 | 23.8138
929 | 3344400 | 4.4789 | 22.5698 | 23.8187
930 | 3348000 | 4.4797 | 22.5747 | 23.8237
931 | 3351600 | 4.4806 | 22.5795 | 23.8286
932 | 3355200 | 4.4814 | 22.5844 | 23.8335
933 | 3358800 | 4.4822 | 22.5892 | 23.8384
934 | 3362400 | 4.483 | 22.5941 | 23.8433
935 | 3366000 | 4.4838 | 22.5989 | 23.8483
936 | 3369600 | 4.4846 | 22.6038 | 23.8532
937 | 3373200 | 4.4854 | 22.6086 | 23.8581
938 | 3376800 | 4.4862 | 22.6135 | 23.863
939 | 3380400 | 4.4871 | 22.6183 | 23.8679
940 | 3384000 | 4.4879 | 22.6231 | 23.8728
941 | 3387600 | 4.4887 | 22.628 | 23.8777
942 | 3391200 | 4.4895 | 22.6328 | 23.8826
943 | 3394800 | 4.4903 | 22.6376 | 23.8875
944 | 3398400 | 4.4911 | 22.6425 | 23.8924
945 | 3402000 | 4.4919 | 22.6473 | 23.8973
946 | 3405600 | 4.4927 | 22.6521 | 23.9022
947 | 3409200 | 4.4935 | 22.6569 | 23.9071
948 | 3412800 | 4.4943 | 22.6618 | 23.912
949 | 3416400 | 4.4951 | 22.6666 | 23.9169
950 | 3420000 | 4.4959 | 22.6714 | 23.9218
951 | 3423600 | 4.4967 | 22.6762 | 23.9266
952 | 3427200 | 4.4975 | 22.681 | 23.9315
953 | 3430800 | 4.4982 | 22.6858 | 23.9364
954 | 3434400 | 4.499 | 22.6906 | 23.9413
955 | 3438000 | 4.4998 | 22.6954 | 23.9462
956 | 3441600 | 4.5006 | 22.7003 | 23.951
957 | 3445200 | 4.5014 | 22.7051 | 23.9559
958 | 3448800 | 4.5022 | 22.7099 | 23.9608
959 | 3452400 | 4.503 | 22.7147 | 23.9656
960 | 3456000 | 4.5038 | 22.7195 | 23.9705
961 | 3459600 | 4.5046 | 22.7242 | 23.9754
962 | 3463200 | 4.5053 | 22.729 | 23.9802
963 | 3466800 | 4.5061 | 22.7338 | 23.9851
964 | 3470400 | 4.5069 | 22.7386 | 23.9899
965 | 3474000 | 4.5077 | 22.7434 | 23.9948
966 | 3477600 | 4.5085 | 22.7482 | 23.9997
967 | 3481200 | 4.5092 | 22.753 | 24.0045
968 | 3484800 | 4.51 | 22.7578 | 24.0094
969 | 3488400 | 4.5108 | 22.7625 | 24.0142
970 | 3492000 | 4.5116 | 22.7673 | 24.019
971 | 3495600 | 4.5123 | 22.7721 | 24.0239
972 | 3499200 | 4.5131 | 22.7769 | 24.0287
973 | 3502800 | 4.5139 | 22.7816 | 24.0336
974 | 3506400 | 4.5147 | 22.7864 | 24.0384
975 | 3510000 | 4.5154 | 22.7912 | 24.0432
976 | 3513600 | 4.5162 | 22.7959 | 24.0481
977 | 3517200 | 4.517 | 22.8007 | 24.0529
978 | 3520800 | 4.5177 | 22.8055 | 24.0577
979 | 3524400 | 4.5185 | 22.8102 | 24.0626
980 | 3528000 | 4.5193 | 22.815 | 24.0674
981 | 3531600 | 4.52 | 22.8198 | 24.0722
982 | 3535200 | 4.5208 | 22.8245 | 24.077
983 | 3538800 | 4.5216 | 22.8293 | 24.0819
984 | 3542400 | 4.5223 | 22.834 | 24.0867
985 | 3546000 | 4.5231 | 22.8388 | 24.0915
986 | 3549600 | 4.5238 | 22.8435 | 24.0963
987 | 3553200 | 4.5246 | 22.8483 | 24.1011
988 | 3556800 | 4.5253 | 22.853 | 24.1059
989 | 3560400 | 4.5261 | 22.8577 | 24.1107
990 | 3564000 | 4.5269 | 22.8625 | 24.1155
991 | 3567600 | 4.5276 | 22.8672 | 24.1203
992 | 3571200 | 4.5284 | 22.872 | 24.1251
993 | 3574800 | 4.5291 | 22.8767 | 24.1299
994 | 3578400 | 4.5299 | 22.8814 | 24.1347
995 | 3582000 | 4.5306 | 22.8862 | 24.1395
996 | 3585600 | 4.5314 | 22.8909 | 24.1443
997 | 3589200 | 4.5321 | 22.8956 | 24.1491
998 | 3592800 | 4.5329 | 22.9003 | 24.1539
999 | 3596400 | 4.5336 | 22.9051 | 24.1587
1000 | 3600000 | 4.5344 | 22.9098 | 24.1635
1001 | 3603600 | 4.5351 | 22.9145 | 24.1683
1002 | 3607200 | 4.5359 | 22.9192 | 24.1731
1003 | 3610800 | 4.5366 | 22.9239 | 24.1778
1004 | 3614400 | 4.5373 | 22.9287 | 24.1826
1005 | 3618000 | 4.5381 | 22.9334 | 24.1874
1006 | 3621600 | 4.5388 | 22.9381 | 24.1922
1007 | 3625200 | 4.5396 | 22.9428 | 24.1969
1008 | 3628800 | 4.5403 | 22.9475 | 24.2017
1009 | 3632400 | 4.541 | 22.9522 | 24.2065
1010 | 3636000 | 4.5418 | 22.9569 | 24.2113
1011 | 3639600 | 4.5425 | 22.9616 | 24.216
1012 | 3643200 | 4.5432 | 22.9663 | 24.2208
1013 | 3646800 | 4.544 | 22.971 | 24.2255
1014 | 3650400 | 4.5447 | 22.9757 | 24.2303
1015 | 3654000 | 4.5454 | 22.9804 | 24.2351
1016 | 3657600 | 4.5462 | 22.9851 | 24.2398
1017 | 3661200 | 4.5469 | 22.9898 | 24.2446
1018 | 3664800 | 4.5476 | 22.9945 | 24.2493
1019 | 3668400 | 4.5484 | 22.9992 | 24.2541
1020 | 3672000 | 4.5491 | 23.0039 | 24.2588
1021 | 3675600 | 4.5498 | 23.0085 | 24.2636
1022 | 3679200 | 4.5505 | 23.0132 | 24.2683
1023 | 3682800 | 4.5513 | 23.0179 | 24.2731
1024 | 3686400 | 4.552 | 23.0226 | 24.2778
1025 | 3690000 | 4.5527 | 23.0273 | 24.2825
1026 | 3693600 | 4.5534 | 23.0319 | 24.2873
1027 | 3697200 | 4.5542 | 23.0366 | 24.292
1028 | 3700800 | 4.5549 | 23.0413 | 24.2967
1029 | 3704400 | 4.5556 | 23.0459 | 24.3015
1030 | 3708000 | 4.5563 | 23.0506 | 24.3062
1031 | 3711600 | 4.557 | 23.0553 | 24.3109
1032 | 3715200 | 4.5577 | 23.0599 | 24.3157
1033 | 3718800 | 4.5585 | 23.0646 | 24.3204
1034 | 3722400 | 4.5592 | 23.0693 | 24.3251
1035 | 3726000 | 4.5599 | 23.0739 | 24.3298
1036 | 3729600 | 4.5606 | 23.0786 | 24.3345
1037 | 3733200 | 4.5613 | 23.0832 | 24.3393
1038 | 3736800 | 4.562 | 23.0879 | 24.344
1039 | 3740400 | 4.5627 | 23.0925 | 24.3487
1040 | 3744000 | 4.5635 | 23.0972 | 24.3534
1041 | 3747600 | 4.5642 | 23.1018 | 24.3581
1042 | 3751200 | 4.5649 | 23.1065 | 24.3628
1043 | 3754800 | 4.5656 | 23.1111 | 24.3675
1044 | 3758400 | 4.5663 | 23.1158 | 24.3722
1045 | 3762000 | 4.567 | 23.1204 | 24.3769
1046 | 3765600 | 4.5677 | 23.1251 | 24.3816
1047 | 3769200 | 4.5684 | 23.1297 | 24.3863
1048 | 3772800 | 4.5691 | 23.1343 | 24.391
1049 | 3776400 | 4.5698 | 23.139 | 24.3957
1050 | 3780000 | 4.5705 | 23.1436 | 24.4004
1051 | 3783600 | 4.5712 | 23.1482 | 24.4051
1052 | 3787200 | 4.5719 | 23.1529 | 24.4098
1053 | 3790800 | 4.5726 | 23.1575 | 24.4145
1054 | 3794400 | 4.5733 | 23.1621 | 24.4192
1055 | 3798000 | 4.574 | 23.1667 | 24.4239
1056 | 3801600 | 4.5747 | 23.1714 | 24.4285
1057 | 3805200 | 4.5754 | 23.176 | 24.4332
1058 | 3808800 | 4.5761 | 23.1806 | 24.4379
1059 | 3812400 | 4.5768 | 23.1852 | 24.4426
1060 | 3816000 | 4.5775 | 23.1898 | 24.4473
1061 | 3819600 | 4.5782 | 23.1944 | 24.4519
1062 | 3823200 | 4.5788 | 23.1991 | 24.4566
1063 | 3826800 | 4.5795 | 23.2037 | 24.4613
1064 | 3830400 | 4.5802 | 23.2083 | 24.4659
1065 | 3834000 | 4.5809 | 23.2129 | 24.4706
1066 | 3837600 | 4.5816 | 23.2175 | 24.4753
1067 | 3841200 | 4.5823 | 23.2221 | 24.4799
1068 | 3844800 | 4.583 | 23.2267 | 24.4846
1069 | 3848400 | 4.5837 | 23.2313 | 24.4893
1070 | 3852000 | 4.5843 | 23.2359 | 24.4939
1071 | 3855600 | 4.585 | 23.2405 | 24.4986
1072 | 3859200 | 4.5857 | 23.2451 | 24.5032
1073 | 3862800 | 4.5864 | 23.2497 | 24.5079
1074 | 3866400 | 4.5871 | 23.2543 | 24.5125
1075 | 3870000 | 4.5878 | 23.2589 | 24.5172
1076 | 3873600 | 4.5884 | 23.2634 | 24.5218
1077 | 3877200 | 4.5891 | 23.268 | 24.5265
1078 | 3880800 | 4.5898 | 23.2726 | 24.5311
1079 | 3884400 | 4.5905 | 23.2772 | 24.5358
1080 | 3888000 | 4.5911 | 23.2818 | 24.5404
1081 | 3891600 | 4.5918 | 23.2864 | 24.545
1082 | 3895200 | 4.5925 | 23.2909 | 24.5497
1083 | 3898800 | 4.5932 | 23.2955 | 24.5543
1084 | 3902400 | 4.5938 | 23.3001 | 24.5589
1085 | 3906000 | 4.5945 | 23.3047 | 24.5636
1086 | 3909600 | 4.5952 | 23.3092 | 24.5682
1087 | 3913200 | 4.5959 | 23.3138 | 24.5728
1088 | 3916800 | 4.5965 | 23.3184 | 24.5775
1089 | 3920400 | 4.5972 | 23.3229 | 24.5821
1090 | 3924000 | 4.5979 | 23.3275 | 24.5867
1091 | 3927600 | 4.5985 | 23.3321 | 24.5913
1092 | 3931200 | 4.5992 | 23.3366 | 24.5959
1093 | 3934800 | 4.5999 | 23.3412 | 24.6006
1094 | 3938400 | 4.6005 | 23.3458 | 24.6052
1095 | 3942000 | 4.6012 | 23.3503 | 24.6098
1096 | 3945600 | 4.6019 | 23.3549 | 24.6144
1097 | 3949200 | 4.6025 | 23.3594 | 24.619
1098 | 3952800 | 4.6032 | 23.364 | 24.6236
1099 | 3956400 | 4.6038 | 23.3685 | 24.6282
1100 | 3960000 | 4.6045 | 23.3731 | 24.6328
1101 | 3963600 | 4.6052 | 23.3776 | 24.6374
1102 | 3967200 | 4.6058 | 23.3822 | 24.642
1103 | 3970800 | 4.6065 | 23.3867 | 24.6466
1104 | 3974400 | 4.6071 | 23.3912 | 24.6512
1105 | 3978000 | 4.6078 | 23.3958 | 24.6558
1106 | 3981600 | 4.6085 | 23.4003 | 24.6604
1107 | 3985200 | 4.6091 | 23.4049 | 24.665
1108 | 3988800 | 4.6098 | 23.4094 | 24.6696
1109 | 3992400 | 4.6104 | 23.4139 | 24.6742
1110 | 3996000 | 4.6111 | 23.4185 | 24.6788
1111 | 3999600 | 4.6117 | 23.423 | 24.6834
1112 | 4003200 | 4.6124 | 23.4275 | 24.688
1113 | 4006800 | 4.613 | 23.432 | 24.6925
1114 | 4010400 | 4.6137 | 23.4366 | 24.6971
1115 | 4014000 | 4.6143 | 23.4411 | 24.7017
1116 | 4017600 | 4.615 | 23.4456 | 24.7063
1117 | 4021200 | 4.6156 | 23.4501 | 24.7109
1118 | 4024800 | 4.6163 | 23.4547 | 24.7154
1119 | 4028400 | 4.6169 | 23.4592 | 24.72
1120 | 4032000 | 4.6176 | 23.4637 | 24.7246
1121 | 4035600 | 4.6182 | 23.4682 | 24.7292
1122 | 4039200 | 4.6188 | 23.4727 | 24.7337
1123 | 4042800 | 4.6195 | 23.4772 | 24.7383
1124 | 4046400 | 4.6201 | 23.4817 | 24.7429
1125 | 4050000 | 4.6208 | 23.4862 | 24.7474
1126 | 4053600 | 4.6214 | 23.4908 | 24.752
1127 | 4057200 | 4.6221 | 23.4953 | 24.7565
1128 | 4060800 | 4.6227 | 23.4998 | 24.7611
1129 | 4064400 | 4.6233 | 23.5043 | 24.7657
1130 | 4068000 | 4.624 | 23.5088 | 24.7702
1131 | 4071600 | 4.6246 | 23.5133 | 24.7748
1132 | 4075200 | 4.6252 | 23.5178 | 24.7793
1133 | 4078800 | 4.6259 | 23.5222 | 24.7839
1134 | 4082400 | 4.6265 | 23.5267 | 24.7884
1135 | 4086000 | 4.6271 | 23.5312 | 24.793
1136 | 4089600 | 4.6278 | 23.5357 | 24.7975
1137 | 4093200 | 4.6284 | 23.5402 | 24.802
1138 | 4096800 | 4.629 | 23.5447 | 24.8066
1139 | 4100400 | 4.6297 | 23.5492 | 24.8111
1140 | 4104000 | 4.6303 | 23.5537 | 24.8157
1141 | 4107600 | 4.6309 | 23.5582 | 24.8202
1142 | 4111200 | 4.6316 | 23.5626 | 24.8247
1143 | 4114800 | 4.6322 | 23.5671 | 24.8293
1144 | 4118400 | 4.6328 | 23.5716 | 24.8338
1145 | 4122000 | 4.6335 | 23.5761 | 24.8383
1146 | 4125600 | 4.6341 | 23.5805 | 24.8429
1147 | 4129200 | 4.6347 | 23.585 | 24.8474
1148 | 4132800 | 4.6353 | 23.5895 | 24.8519
1149 | 4136400 | 4.636 | 23.594 | 24.8564
1150 | 4140000 | 4.6366 | 23.5984 | 24.861
1151 | 4143600 | 4.6372 | 23.6029 | 24.8655
1152 | 4147200 | 4.6378 | 23.6074 | 24.87
1153 | 4150800 | 4.6384 | 23.6118 | 24.8745
1154 | 4154400 | 4.6391 | 23.6163 | 24.879
1155 | 4158000 | 4.6397 | 23.6207 | 24.8835
1156 | 4161600 | 4.6403 | 23.6252 | 24.8881
1157 | 4165200 | 4.6409 | 23.6297 | 24.8926
1158 | 4168800 | 4.6415 | 23.6341 | 24.8971
1159 | 4172400 | 4.6422 | 23.6386 | 24.9016
1160 | 4176000 | 4.6428 | 23.643 | 24.9061
1161 | 4179600 | 4.6434 | 23.6475 | 24.9106
1162 | 4183200 | 4.644 | 23.6519 | 24.9151
1163 | 4186800 | 4.6446 | 23.6564 | 24.9196
1164 | 4190400 | 4.6452 | 23.6608 | 24.9241
1165 | 4194000 | 4.6458 | 23.6653 | 24.9286
1166 | 4197600 | 4.6465 | 23.6697 | 24.9331
1167 | 4201200 | 4.6471 | 23.6741 | 24.9376
1168 | 4204800 | 4.6477 | 23.6786 | 24.9421
1169 | 4208400 | 4.6483 | 23.683 | 24.9466
1170 | 4212000 | 4.6489 | 23.6875 | 24.9511
1171 | 4215600 | 4.6495 | 23.6919 | 24.9556
1172 | 4219200 | 4.6501 | 23.6963 | 24.96
1173 | 4222800 | 4.6507 | 23.7008 | 24.9645
1174 | 4226400 | 4.6513 | 23.7052 | 24.969
1175 | 4230000 | 4.6519 | 23.7096 | 24.9735
1176 | 4233600 | 4.6525 | 23.7141 | 24.978
1177 | 4237200 | 4.6532 | 23.7185 | 24.9824
1178 | 4240800 | 4.6538 | 23.7229 | 24.9869
1179 | 4244400 | 4.6544 | 23.7273 | 24.9914
1180 | 4248000 | 4.655 | 23.7318 | 24.9959
1181 | 4251600 | 4.6556 | 23.7362 | 25.0003
1182 | 4255200 | 4.6562 | 23.7406 | 25.0048
1183 | 4258800 | 4.6568 | 23.745 | 25.0093
1184 | 4262400 | 4.6574 | 23.7494 | 25.0138
1185 | 4266000 | 4.658 | 23.7538 | 25.0182
1186 | 4269600 | 4.6586 | 23.7583 | 25.0227
1187 | 4273200 | 4.6592 | 23.7627 | 25.0272
1188 | 4276800 | 4.6598 | 23.7671 | 25.0316
1189 | 4280400 | 4.6604 | 23.7715 | 25.0361
1190 | 4284000 | 4.661 | 23.7759 | 25.0405
1191 | 4287600 | 4.6616 | 23.7803 | 25.045
1192 | 4291200 | 4.6622 | 23.7847 | 25.0494
1193 | 4294800 | 4.6627 | 23.7891 | 25.0539
1194 | 4298400 | 4.6633 | 23.7935 | 25.0584
1195 | 4302000 | 4.6639 | 23.7979 | 25.0628
1196 | 4305600 | 4.6645 | 23.8023 | 25.0673
1197 | 4309200 | 4.6651 | 23.8067 | 25.0717
1198 | 4312800 | 4.6657 | 23.8111 | 25.0761
1199 | 4316400 | 4.6663 | 23.8155 | 25.0806
1200 | 4320000 | 4.6669 | 23.8199 | 25.085
1201 | 4323600 | 4.6675 | 23.8243 | 25.0895
1202 | 4327200 | 4.6681 | 23.8287 | 25.0939
1203 | 4330800 | 4.6687 | 23.833 | 25.0984
1204 | 4334400 | 4.6692 | 23.8374 | 25.1028
1205 | 4338000 | 4.6698 | 23.8418 | 25.1072
1206 | 4341600 | 4.6704 | 23.8462 | 25.1117
1207 | 4345200 | 4.671 | 23.8506 | 25.1161
1208 | 4348800 | 4.6716 | 23.855 | 25.1205
1209 | 4352400 | 4.6722 | 23.8593 | 25.125
1210 | 4356000 | 4.6728 | 23.8637 | 25.1294
1211 | 4359600 | 4.6733 | 23.8681 | 25.1338
1212 | 4363200 | 4.6739 | 23.8725 | 25.1382
1213 | 4366800 | 4.6745 | 23.8768 | 25.1427
1214 | 4370400 | 4.6751 | 23.8812 | 25.1471
1215 | 4374000 | 4.6757 | 23.8856 | 25.1515
1216 | 4377600 | 4.6762 | 23.89 | 25.1559
1217 | 4381200 | 4.6768 | 23.8943 | 25.1603
1218 | 4384800 | 4.6774 | 23.8987 | 25.1647
1219 | 4388400 | 4.678 | 23.903 | 25.1692
1220 | 4392000 | 4.6786 | 23.9074 | 25.1736
1221 | 4395600 | 4.6791 | 23.9118 | 25.178
1222 | 4399200 | 4.6797 | 23.9161 | 25.1824
1223 | 4402800 | 4.6803 | 23.9205 | 25.1868
1224 | 4406400 | 4.6809 | 23.9248 | 25.1912
1225 | 4410000 | 4.6814 | 23.9292 | 25.1956
1226 | 4413600 | 4.682 | 23.9336 | 25.2
1227 | 4417200 | 4.6826 | 23.9379 | 25.2044
1228 | 4420800 | 4.6832 | 23.9423 | 25.2088
1229 | 4424400 | 4.6837 | 23.9466 | 25.2132
1230 | 4428000 | 4.6843 | 23.951 | 25.2176
1231 | 4431600 | 4.6849 | 23.9553 | 25.222
1232 | 4435200 | 4.6854 | 23.9597 | 25.2264
1233 | 4438800 | 4.686 | 23.964 | 25.2308
1234 | 4442400 | 4.6866 | 23.9683 | 25.2352
1235 | 4446000 | 4.6871 | 23.9727 | 25.2396
1236 | 4449600 | 4.6877 | 23.977 | 25.244
1237 | 4453200 | 4.6883 | 23.9814 | 25.2484
1238 | 4456800 | 4.6889 | 23.9857 | 25.2527
1239 | 4460400 | 4.6894 | 23.99 | 25.2571
1240 | 4464000 | 4.69 | 23.9944 | 25.2615
1241 | 4467600 | 4.6905 | 23.9987 | 25.2659
1242 | 4471200 | 4.6911 | 24.003 | 25.2703
1243 | 4474800 | 4.6917 | 24.0074 | 25.2747
1244 | 4478400 | 4.6922 | 24.0117 | 25.279
1245 | 4482000 | 4.6928 | 24.016 | 25.2834
1246 | 4485600 | 4.6934 | 24.0203 | 25.2878
1247 | 4489200 | 4.6939 | 24.0247 | 25.2922
1248 | 4492800 | 4.6945 | 24.029 | 25.2965
1249 | 4496400 | 4.695 | 24.0333 | 25.3009
1250 | 4500000 | 4.6956 | 24.0376 | 25.3053
1251 | 4503600 | 4.6962 | 24.0419 | 25.3096
1252 | 4507200 | 4.6967 | 24.0463 | 25.314
1253 | 4510800 | 4.6973 | 24.0506 | 25.3184
1254 | 4514400 | 4.6978 | 24.0549 | 25.3227
1255 | 4518000 | 4.6984 | 24.0592 | 25.3271
1256 | 4521600 | 4.6989 | 24.0635 | 25.3314
1257 | 4525200 | 4.6995 | 24.0678 | 25.3358
1258 | 4528800 | 4.7001 | 24.0721 | 25.3402
1259 | 4532400 | 4.7006 | 24.0764 | 25.3445
1260 | 4536000 | 4.7012 | 24.0807 | 25.3489
1261 | 4539600 | 4.7017 | 24.0851 | 25.3532
1262 | 4543200 | 4.7023 | 24.0894 | 25.3576
1263 | 4546800 | 4.7028 | 24.0937 | 25.3619
1264 | 4550400 | 4.7034 | 24.098 | 25.3663
1265 | 4554000 | 4.7039 | 24.1023 | 25.3706
1266 | 4557600 | 4.7045 | 24.1066 | 25.375
1267 | 4561200 | 4.705 | 24.1108 | 25.3793
1268 | 4564800 | 4.7056 | 24.1151 | 25.3836
1269 | 4568400 | 4.7061 | 24.1194 | 25.388
1270 | 4572000 | 4.7067 | 24.1237 | 25.3923
1271 | 4575600 | 4.7072 | 24.128 | 25.3967
1272 | 4579200 | 4.7078 | 24.1323 | 25.401
1273 | 4582800 | 4.7083 | 24.1366 | 25.4053
1274 | 4586400 | 4.7089 | 24.1409 | 25.4097
1275 | 4590000 | 4.7094 | 24.1452 | 25.414
1276 | 4593600 | 4.7099 | 24.1494 | 25.4183
1277 | 4597200 | 4.7105 | 24.1537 | 25.4227
1278 | 4600800 | 4.711 | 24.158 | 25.427
1279 | 4604400 | 4.7116 | 24.1623 | 25.4313
1280 | 4608000 | 4.7121 | 24.1666 | 25.4356
1281 | 4611600 | 4.7127 | 24.1708 | 25.44
1282 | 4615200 | 4.7132 | 24.1751 | 25.4443
1283 | 4618800 | 4.7137 | 24.1794 | 25.4486
1284 | 4622400 | 4.7143 | 24.1837 | 25.4529
1285 | 4626000 | 4.7148 | 24.1879 | 25.4572
1286 | 4629600 | 4.7154 | 24.1922 | 25.4616
1287 | 4633200 | 4.7159 | 24.1965 | 25.4659
1288 | 4636800 | 4.7164 | 24.2007 | 25.4702
1289 | 4640400 | 4.717 | 24.205 | 25.4745
1290 | 4644000 | 4.7175 | 24.2093 | 25.4788
1291 | 4647600 | 4.718 | 24.2135 | 25.4831
1292 | 4651200 | 4.7186 | 24.2178 | 25.4874
1293 | 4654800 | 4.7191 | 24.2221 | 25.4917
1294 | 4658400 | 4.7196 | 24.2263 | 25.496
1295 | 4662000 | 4.7202 | 24.2306 | 25.5003
1296 | 4665600 | 4.7207 | 24.2348 | 25.5046
1297 | 4669200 | 4.7213 | 24.2391 | 25.5089
1298 | 4672800 | 4.7218 | 24.2433 | 25.5132
1299 | 4676400 | 4.7223 | 24.2476 | 25.5175
1300 | 4680000 | 4.7228 | 24.2518 | 25.5218
1301 | 4683600 | 4.7234 | 24.2561 | 25.5261
1302 | 4687200 | 4.7239 | 24.2603 | 25.5304
1303 | 4690800 | 4.7244 | 24.2646 | 25.5347
1304 | 4694400 | 4.725 | 24.2688 | 25.539
1305 | 4698000 | 4.7255 | 24.2731 | 25.5433
1306 | 4701600 | 4.726 | 24.2773 | 25.5476
1307 | 4705200 | 4.7265 | 24.2816 | 25.5519
1308 | 4708800 | 4.7271 | 24.2858 | 25.5562
1309 | 4712400 | 4.7276 | 24.29 | 25.5604
1310 | 4716000 | 4.7281 | 24.2943 | 25.5647
1311 | 4719600 | 4.7287 | 24.2985 | 25.569
1312 | 4723200 | 4.7292 | 24.3027 | 25.5733
1313 | 4726800 | 4.7297 | 24.307 | 25.5776
1314 | 4730400 | 4.7302 | 24.3112 | 25.5818
1315 | 4734000 | 4.7308 | 24.3154 | 25.5861
1316 | 4737600 | 4.7313 | 24.3197 | 25.5904
1317 | 4741200 | 4.7318 | 24.3239 | 25.5947
1318 | 4744800 | 4.7323 | 24.3281 | 25.5989
1319 | 4748400 | 4.7328 | 24.3324 | 25.6032
1320 | 4752000 | 4.7334 | 24.3366 | 25.6075
1321 | 4755600 | 4.7339 | 24.3408 | 25.6117
1322 | 4759200 | 4.7344 | 24.345 | 25.616
1323 | 4762800 | 4.7349 | 24.3492 | 25.6203
1324 | 4766400 | 4.7354 | 24.3535 | 25.6245
1325 | 4770000 | 4.736 | 24.3577 | 25.6288
1326 | 4773600 | 4.7365 | 24.3619 | 25.6331
1327 | 4777200 | 4.737 | 24.3661 | 25.6373
1328 | 4780800 | 4.7375 | 24.3703 | 25.6416
1329 | 4784400 | 4.738 | 24.3745 | 25.6458
1330 | 4788000 | 4.7385 | 24.3787 | 25.6501
1331 | 4791600 | 4.7391 | 24.383 | 25.6543
1332 | 4795200 | 4.7396 | 24.3872 | 25.6586
1333 | 4798800 | 4.7401 | 24.3914 | 25.6629
1334 | 4802400 | 4.7406 | 24.3956 | 25.6671
1335 | 4806000 | 4.7411 | 24.3998 | 25.6714
1336 | 4809600 | 4.7416 | 24.404 | 25.6756
1337 | 4813200 | 4.7421 | 24.4082 | 25.6798
1338 | 4816800 | 4.7426 | 24.4124 | 25.6841
1339 | 4820400 | 4.7432 | 24.4166 | 25.6883
1340 | 4824000 | 4.7437 | 24.4208 | 25.6926
1341 | 4827600 | 4.7442 | 24.425 | 25.6968
1342 | 4831200 | 4.7447 | 24.4292 | 25.7011
1343 | 4834800 | 4.7452 | 24.4334 | 25.7053
1344 | 4838400 | 4.7457 | 24.4376 | 25.7095
1345 | 4842000 | 4.7462 | 24.4418 | 25.7138
1346 | 4845600 | 4.7467 | 24.4459 | 25.718
1347 | 4849200 | 4.7472 | 24.4501 | 25.7222
1348 | 4852800 | 4.7477 | 24.4543 | 25.7265
1349 | 4856400 | 4.7482 | 24.4585 | 25.7307
1350 | 4860000 | 4.7487 | 24.4627 | 25.7349
1351 | 4863600 | 4.7492 | 24.4669 | 25.7391
1352 | 4867200 | 4.7498 | 24.4711 | 25.7434
1353 | 4870800 | 4.7503 | 24.4752 | 25.7476
1354 | 4874400 | 4.7508 | 24.4794 | 25.7518
1355 | 4878000 | 4.7513 | 24.4836 | 25.756
1356 | 4881600 | 4.7518 | 24.4878 | 25.7603
1357 | 4885200 | 4.7523 | 24.492 | 25.7645
1358 | 4888800 | 4.7528 | 24.4961 | 25.7687
1359 | 4892400 | 4.7533 | 24.5003 | 25.7729
1360 | 4896000 | 4.7538 | 24.5045 | 25.7771
1361 | 4899600 | 4.7543 | 24.5086 | 25.7814
1362 | 4903200 | 4.7548 | 24.5128 | 25.7856
1363 | 4906800 | 4.7553 | 24.517 | 25.7898
1364 | 4910400 | 4.7558 | 24.5212 | 25.794
1365 | 4914000 | 4.7563 | 24.5253 | 25.7982
1366 | 4917600 | 4.7568 | 24.5295 | 25.8024
1367 | 4921200 | 4.7573 | 24.5336 | 25.8066
1368 | 4924800 | 4.7578 | 24.5378 | 25.8108
1369 | 4928400 | 4.7583 | 24.542 | 25.815
1370 | 4932000 | 4.7587 | 24.5461 | 25.8192
1371 | 4935600 | 4.7592 | 24.5503 | 25.8234
1372 | 4939200 | 4.7597 | 24.5544 | 25.8276
1373 | 4942800 | 4.7602 | 24.5586 | 25.8318
1374 | 4946400 | 4.7607 | 24.5628 | 25.836
1375 | 4950000 | 4.7612 | 24.5669 | 25.8402
1376 | 4953600 | 4.7617 | 24.5711 | 25.8444
1377 | 4957200 | 4.7622 | 24.5752 | 25.8486
1378 | 4960800 | 4.7627 | 24.5794 | 25.8528
1379 | 4964400 | 4.7632 | 24.5835 | 25.857
1380 | 4968000 | 4.7637 | 24.5877 | 25.8612
1381 | 4971600 | 4.7642 | 24.5918 | 25.8654
1382 | 4975200 | 4.7647 | 24.5959 | 25.8695
1383 | 4978800 | 4.7651 | 24.6001 | 25.8737
1384 | 4982400 | 4.7656 | 24.6042 | 25.8779
1385 | 4986000 | 4.7661 | 24.6084 | 25.8821
1386 | 4989600 | 4.7666 | 24.6125 | 25.8863
1387 | 4993200 | 4.7671 | 24.6166 | 25.8905
1388 | 4996800 | 4.7676 | 24.6208 | 25.8946
1389 | 5000400 | 4.7681 | 24.6249 | 25.8988
1390 | 5004000 | 4.7686 | 24.6291 | 25.903
1391 | 5007600 | 4.769 | 24.6332 | 25.9072
1392 | 5011200 | 4.7695 | 24.6373 | 25.9113
1393 | 5014800 | 4.77 | 24.6415 | 25.9155
1394 | 5018400 | 4.7705 | 24.6456 | 25.9197
1395 | 5022000 | 4.771 | 24.6497 | 25.9239
1396 | 5025600 | 4.7715 | 24.6538 | 25.928
1397 | 5029200 | 4.7719 | 24.658 | 25.9322
1398 | 5032800 | 4.7724 | 24.6621 | 25.9364
1399 | 5036400 | 4.7729 | 24.6662 | 25.9405
1400 | 5040000 | 4.7734 | 24.6703 | 25.9447
1401 | 5043600 | 4.7739 | 24.6745 | 25.9489
1402 | 5047200 | 4.7744 | 24.6786 | 25.953
1403 | 5050800 | 4.7748 | 24.6827 | 25.9572
1404 | 5054400 | 4.7753 | 24.6868 | 25.9613
1405 | 5058000 | 4.7758 | 24.6909 | 25.9655
1406 | 5061600 | 4.7763 | 24.695 | 25.9696
1407 | 5065200 | 4.7768 | 24.6992 | 25.9738
1408 | 5068800 | 4.7772 | 24.7033 | 25.978
1409 | 5072400 | 4.7777 | 24.7074 | 25.9821
1410 | 5076000 | 4.7782 | 24.7115 | 25.9863
1411 | 5079600 | 4.7787 | 24.7156 | 25.9904
1412 | 5083200 | 4.7791 | 24.7197 | 25.9946
1413 | 5086800 | 4.7796 | 24.7238 | 25.9987
1414 | 5090400 | 4.7801 | 24.7279 | 26.0028
1415 | 5094000 | 4.7806 | 24.732 | 26.007
1416 | 5097600 | 4.781 | 24.7361 | 26.0111
1417 | 5101200 | 4.7815 | 24.7402 | 26.0153
1418 | 5104800 | 4.782 | 24.7443 | 26.0194
1419 | 5108400 | 4.7825 | 24.7484 | 26.0236
1420 | 5112000 | 4.7829 | 24.7525 | 26.0277
1421 | 5115600 | 4.7834 | 24.7566 | 26.0318
1422 | 5119200 | 4.7839 | 24.7607 | 26.036
1423 | 5122800 | 4.7843 | 24.7648 | 26.0401
1424 | 5126400 | 4.7848 | 24.7689 | 26.0442
1425 | 5130000 | 4.7853 | 24.773 | 26.0484
1426 | 5133600 | 4.7858 | 24.7771 | 26.0525
1427 | 5137200 | 4.7862 | 24.7812 | 26.0566
1428 | 5140800 | 4.7867 | 24.7853 | 26.0608
1429 | 5144400 | 4.7872 | 24.7893 | 26.0649
1430 | 5148000 | 4.7876 | 24.7934 | 26.069
1431 | 5151600 | 4.7881 | 24.7975 | 26.0731
1432 | 5155200 | 4.7886 | 24.8016 | 26.0773
1433 | 5158800 | 4.789 | 24.8057 | 26.0814
1434 | 5162400 | 4.7895 | 24.8098 | 26.0855
1435 | 5166000 | 4.79 | 24.8138 | 26.0896
1436 | 5169600 | 4.7904 | 24.8179 | 26.0937
1437 | 5173200 | 4.7909 | 24.822 | 26.0979
1438 | 5176800 | 4.7914 | 24.8261 | 26.102
1439 | 5180400 | 4.7918 | 24.8302 | 26.1061
1440 | 5184000 | 4.7923 | 24.8342 | 26.1102
1441 | 5187600 | 4.7928 | 24.8383 | 26.1143
1442 | 5191200 | 4.7932 | 24.8424 | 26.1184
1443 | 5194800 | 4.7937 | 24.8464 | 26.1225
1444 | 5198400 | 4.7941 | 24.8505 | 26.1267
1445 | 5202000 | 4.7946 | 24.8546 | 26.1308
1446 | 5205600 | 4.7951 | 24.8586 | 26.1349
1447 | 5209200 | 4.7955 | 24.8627 | 26.139
1448 | 5212800 | 4.796 | 24.8668 | 26.1431
1449 | 5216400 | 4.7964 | 24.8708 | 26.1472
1450 | 5220000 | 4.7969 | 24.8749 | 26.1513
1451 | 5223600 | 4.7974 | 24.879 | 26.1554
1452 | 5227200 | 4.7978 | 24.883 | 26.1595
1453 | 5230800 | 4.7983 | 24.8871 | 26.1636
1454 | 5234400 | 4.7987 | 24.8911 | 26.1677
1455 | 5238000 | 4.7992 | 24.8952 | 26.1718
1456 | 5241600 | 4.7997 | 24.8992 | 26.1759
1457 | 5245200 | 4.8001 | 24.9033 | 26.18
1458 | 5248800 | 4.8006 | 24.9074 | 26.1841
1459 | 5252400 | 4.801 | 24.9114 | 26.1881
1460 | 5256000 | 4.8015 | 24.9155 | 26.1922
1461 | 5259600 | 4.8019 | 24.9195 | 26.1963
1462 | 5263200 | 4.8024 | 24.9236 | 26.2004
1463 | 5266800 | 4.8028 | 24.9276 | 26.2045
1464 | 5270400 | 4.8033 | 24.9316 | 26.2086
1465 | 5274000 | 4.8037 | 24.9357 | 26.2127
1466 | 5277600 | 4.8042 | 24.9397 | 26.2167
1467 | 5281200 | 4.8047 | 24.9438 | 26.2208
1468 | 5284800 | 4.8051 | 24.9478 | 26.2249
1469 | 5288400 | 4.8056 | 24.9519 | 26.229
1470 | 5292000 | 4.806 | 24.9559 | 26.2331
1471 | 5295600 | 4.8065 | 24.9599 | 26.2371
1472 | 5299200 | 4.8069 | 24.964 | 26.2412
1473 | 5302800 | 4.8074 | 24.968 | 26.2453
1474 | 5306400 | 4.8078 | 24.972 | 26.2494
1475 | 5310000 | 4.8083 | 24.9761 | 26.2534
1476 | 5313600 | 4.8087 | 24.9801 | 26.2575
1477 | 5317200 | 4.8092 | 24.9841 | 26.2616
1478 | 5320800 | 4.8096 | 24.9882 | 26.2656
1479 | 5324400 | 4.81 | 24.9922 | 26.2697
1480 | 5328000 | 4.8105 | 24.9962 | 26.2738
1481 | 5331600 | 4.8109 | 25.0002 | 26.2778
1482 | 5335200 | 4.8114 | 25.0043 | 26.2819
1483 | 5338800 | 4.8118 | 25.0083 | 26.286
1484 | 5342400 | 4.8123 | 25.0123 | 26.29
1485 | 5346000 | 4.8127 | 25.0163 | 26.2941
1486 | 5349600 | 4.8132 | 25.0204 | 26.2981
1487 | 5353200 | 4.8136 | 25.0244 | 26.3022
1488 | 5356800 | 4.8141 | 25.0284 | 26.3063
1489 | 5360400 | 4.8145 | 25.0324 | 26.3103
1490 | 5364000 | 4.8149 | 25.0364 | 26.3144
1491 | 5367600 | 4.8154 | 25.0404 | 26.3184
1492 | 5371200 | 4.8158 | 25.0445 | 26.3225
1493 | 5374800 | 4.8163 | 25.0485 | 26.3265
1494 | 5378400 | 4.8167 | 25.0525 | 26.3306
1495 | 5382000 | 4.8172 | 25.0565 | 26.3346
1496 | 5385600 | 4.8176 | 25.0605 | 26.3387
1497 | 5389200 | 4.818 | 25.0645 | 26.3427
1498 | 5392800 | 4.8185 | 25.0685 | 26.3468
1499 | 5396400 | 4.8189 | 25.0725 | 26.3508
1500 | 5400000 | 4.8194 | 25.0765 | 26.3548
1501 | 5403600 | 4.8198 | 25.0805 | 26.3589
1502 | 5407200 | 4.8202 | 25.0845 | 26.3629
1503 | 5410800 | 4.8207 | 25.0885 | 26.367
1504 | 5414400 | 4.8211 | 25.0925 | 26.371
1505 | 5418000 | 4.8215 | 25.0965 | 26.375
1506 | 5421600 | 4.822 | 25.1005 | 26.3791
1507 | 5425200 | 4.8224 | 25.1045 | 26.3831
1508 | 5428800 | 4.8229 | 25.1085 | 26.3871
1509 | 5432400 | 4.8233 | 25.1125 | 26.3912
1510 | 5436000 | 4.8237 | 25.1165 | 26.3952
1511 | 5439600 | 4.8242 | 25.1205 | 26.3992
1512 | 5443200 | 4.8246 | 25.1245 | 26.4033
1513 | 5446800 | 4.825 | 25.1285 | 26.4073
1514 | 5450400 | 4.8255 | 25.1325 | 26.4113
1515 | 5454000 | 4.8259 | 25.1365 | 26.4153
1516 | 5457600 | 4.8263 | 25.1404 | 26.4194
1517 | 5461200 | 4.8268 | 25.1444 | 26.4234
1518 | 5464800 | 4.8272 | 25.1484 | 26.4274
1519 | 5468400 | 4.8276 | 25.1524 | 26.4314
1520 | 5472000 | 4.8281 | 25.1564 | 26.4354
1521 | 5475600 | 4.8285 | 25.1604 | 26.4395
1522 | 5479200 | 4.8289 | 25.1643 | 26.4435
1523 | 5482800 | 4.8293 | 25.1683 | 26.4475
1524 | 5486400 | 4.8298 | 25.1723 | 26.4515
1525 | 5490000 | 4.8302 | 25.1763 | 26.4555
1526 | 5493600 | 4.8306 | 25.1802 | 26.4595
1527 | 5497200 | 4.8311 | 25.1842 | 26.4636
1528 | 5500800 | 4.8315 | 25.1882 | 26.4676
1529 | 5504400 | 4.8319 | 25.1922 | 26.4716
1530 | 5508000 | 4.8323 | 25.1961 | 26.4756
1531 | 5511600 | 4.8328 | 25.2001 | 26.4796
1532 | 5515200 | 4.8332 | 25.2041 | 26.4836
1533 | 5518800 | 4.8336 | 25.208 | 26.4876
1534 | 5522400 | 4.8341 | 25.212 | 26.4916
1535 | 5526000 | 4.8345 | 25.216 | 26.4956
1536 | 5529600 | 4.8349 | 25.2199 | 26.4996
1537 | 5533200 | 4.8353 | 25.2239 | 26.5036
1538 | 5536800 | 4.8358 | 25.2279 | 26.5076
1539 | 5540400 | 4.8362 | 25.2318 | 26.5116
1540 | 5544000 | 4.8366 | 25.2358 | 26.5156
1541 | 5547600 | 4.837 | 25.2397 | 26.5196
1542 | 5551200 | 4.8374 | 25.2437 | 26.5236
1543 | 5554800 | 4.8379 | 25.2477 | 26.5276
1544 | 5558400 | 4.8383 | 25.2516 | 26.5316
1545 | 5562000 | 4.8387 | 25.2556 | 26.5356
1546 | 5565600 | 4.8391 | 25.2595 | 26.5396
1547 | 5569200 | 4.8396 | 25.2635 | 26.5435
1548 | 5572800 | 4.84 | 25.2674 | 26.5475
1549 | 5576400 | 4.8404 | 25.2714 | 26.5515
1550 | 5580000 | 4.8408 | 25.2753 | 26.5555
1551 | 5583600 | 4.8412 | 25.2793 | 26.5595
1552 | 5587200 | 4.8417 | 25.2832 | 26.5635
1553 | 5590800 | 4.8421 | 25.2872 | 26.5675
1554 | 5594400 | 4.8425 | 25.2911 | 26.5714
1555 | 5598000 | 4.8429 | 25.2951 | 26.5754
1556 | 5601600 | 4.8433 | 25.299 | 26.5794
1557 | 5605200 | 4.8437 | 25.3029 | 26.5834
1558 | 5608800 | 4.8442 | 25.3069 | 26.5873
1559 | 5612400 | 4.8446 | 25.3108 | 26.5913
1560 | 5616000 | 4.845 | 25.3148 | 26.5953
1561 | 5619600 | 4.8454 | 25.3187 | 26.5993
1562 | 5623200 | 4.8458 | 25.3226 | 26.6032
1563 | 5626800 | 4.8462 | 25.3266 | 26.6072
1564 | 5630400 | 4.8467 | 25.3305 | 26.6112
1565 | 5634000 | 4.8471 | 25.3344 | 26.6152
1566 | 5637600 | 4.8475 | 25.3384 | 26.6191
1567 | 5641200 | 4.8479 | 25.3423 | 26.6231
1568 | 5644800 | 4.8483 | 25.3462 | 26.6271
1569 | 5648400 | 4.8487 | 25.3502 | 26.631
1570 | 5652000 | 4.8491 | 25.3541 | 26.635
1571 | 5655600 | 4.8496 | 25.358 | 26.6389
1572 | 5659200 | 4.85 | 25.3619 | 26.6429
1573 | 5662800 | 4.8504 | 25.3659 | 26.6469
1574 | 5666400 | 4.8508 | 25.3698 | 26.6508
1575 | 5670000 | 4.8512 | 25.3737 | 26.6548
1576 | 5673600 | 4.8516 | 25.3776 | 26.6587
1577 | 5677200 | 4.852 | 25.3815 | 26.6627
1578 | 5680800 | 4.8524 | 25.3855 | 26.6666
1579 | 5684400 | 4.8528 | 25.3894 | 26.6706
1580 | 5688000 | 4.8533 | 25.3933 | 26.6746
1581 | 5691600 | 4.8537 | 25.3972 | 26.6785
1582 | 5695200 | 4.8541 | 25.4011 | 26.6825
1583 | 5698800 | 4.8545 | 25.405 | 26.6864
1584 | 5702400 | 4.8549 | 25.409 | 26.6904
1585 | 5706000 | 4.8553 | 25.4129 | 26.6943
1586 | 5709600 | 4.8557 | 25.4168 | 26.6982
1587 | 5713200 | 4.8561 | 25.4207 | 26.7022
1588 | 5716800 | 4.8565 | 25.4246 | 26.7061
1589 | 5720400 | 4.8569 | 25.4285 | 26.7101
1590 | 5724000 | 4.8573 | 25.4324 | 26.714
1591 | 5727600 | 4.8577 | 25.4363 | 26.718
1592 | 5731200 | 4.8581 | 25.4402 | 26.7219
1593 | 5734800 | 4.8585 | 25.4441 | 26.7258
1594 | 5738400 | 4.8589 | 25.448 | 26.7298
1595 | 5742000 | 4.8594 | 25.4519 | 26.7337
1596 | 5745600 | 4.8598 | 25.4558 | 26.7376
1597 | 5749200 | 4.8602 | 25.4597 | 26.7416
1598 | 5752800 | 4.8606 | 25.4636 | 26.7455
1599 | 5756400 | 4.861 | 25.4675 | 26.7494
1600 | 5760000 | 4.8614 | 25.4714 | 26.7534
1601 | 5763600 | 4.8618 | 25.4753 | 26.7573
1602 | 5767200 | 4.8622 | 25.4792 | 26.7612
1603 | 5770800 | 4.8626 | 25.4831 | 26.7652
1604 | 5774400 | 4.863 | 25.487 | 26.7691
1605 | 5778000 | 4.8634 | 25.4909 | 26.773
1606 | 5781600 | 4.8638 | 25.4948 | 26.7769
1607 | 5785200 | 4.8642 | 25.4987 | 26.7809
1608 | 5788800 | 4.8646 | 25.5026 | 26.7848
1609 | 5792400 | 4.865 | 25.5064 | 26.7887
1610 | 5796000 | 4.8654 | 25.5103 | 26.7926
1611 | 5799600 | 4.8658 | 25.5142 | 26.7965
1612 | 5803200 | 4.8662 | 25.5181 | 26.8005
1613 | 5806800 | 4.8666 | 25.522 | 26.8044
1614 | 5810400 | 4.867 | 25.5259 | 26.8083
1615 | 5814000 | 4.8674 | 25.5297 | 26.8122
1616 | 5817600 | 4.8678 | 25.5336 | 26.8161
1617 | 5821200 | 4.8682 | 25.5375 | 26.82
1618 | 5824800 | 4.8686 | 25.5414 | 26.8239
1619 | 5828400 | 4.869 | 25.5453 | 26.8279
1620 | 5832000 | 4.8693 | 25.5491 | 26.8318
1621 | 5835600 | 4.8697 | 25.553 | 26.8357
1622 | 5839200 | 4.8701 | 25.5569 | 26.8396
1623 | 5842800 | 4.8705 | 25.5608 | 26.8435
1624 | 5846400 | 4.8709 | 25.5646 | 26.8474
1625 | 5850000 | 4.8713 | 25.5685 | 26.8513
1626 | 5853600 | 4.8717 | 25.5724 | 26.8552
1627 | 5857200 | 4.8721 | 25.5762 | 26.8591
1628 | 5860800 | 4.8725 | 25.5801 | 26.863
1629 | 5864400 | 4.8729 | 25.584 | 26.8669
1630 | 5868000 | 4.8733 | 25.5878 | 26.8708
1631 | 5871600 | 4.8737 | 25.5917 | 26.8747
1632 | 5875200 | 4.8741 | 25.5956 | 26.8786
1633 | 5878800 | 4.8745 | 25.5994 | 26.8825
1634 | 5882400 | 4.8749 | 25.6033 | 26.8864
1635 | 5886000 | 4.8752 | 25.6071 | 26.8903
1636 | 5889600 | 4.8756 | 25.611 | 26.8942
1637 | 5893200 | 4.876 | 25.6149 | 26.8981
1638 | 5896800 | 4.8764 | 25.6187 | 26.902
1639 | 5900400 | 4.8768 | 25.6226 | 26.9059
1640 | 5904000 | 4.8772 | 25.6264 | 26.9097
1641 | 5907600 | 4.8776 | 25.6303 | 26.9136
1642 | 5911200 | 4.878 | 25.6341 | 26.9175
1643 | 5914800 | 4.8784 | 25.638 | 26.9214
1644 | 5918400 | 4.8787 | 25.6418 | 26.9253
1645 | 5922000 | 4.8791 | 25.6457 | 26.9292
1646 | 5925600 | 4.8795 | 25.6495 | 26.9331
1647 | 5929200 | 4.8799 | 25.6534 | 26.9369
1648 | 5932800 | 4.8803 | 25.6572 | 26.9408
1649 | 5936400 | 4.8807 | 25.6611 | 26.9447
1650 | 5940000 | 4.8811 | 25.6649 | 26.9486
1651 | 5943600 | 4.8815 | 25.6688 | 26.9525
1652 | 5947200 | 4.8818 | 25.6726 | 26.9563
1653 | 5950800 | 4.8822 | 25.6765 | 26.9602
1654 | 5954400 | 4.8826 | 25.6803 | 26.9641
1655 | 5958000 | 4.883 | 25.6841 | 26.968
1656 | 5961600 | 4.8834 | 25.688 | 26.9718
1657 | 5965200 | 4.8838 | 25.6918 | 26.9757
1658 | 5968800 | 4.8841 | 25.6956 | 26.9796
1659 | 5972400 | 4.8845 | 25.6995 | 26.9834
1660 | 5976000 | 4.8849 | 25.7033 | 26.9873
1661 | 5979600 | 4.8853 | 25.7072 | 26.9912
1662 | 5983200 | 4.8857 | 25.711 | 26.995
1663 | 5986800 | 4.8861 | 25.7148 | 26.9989
1664 | 5990400 | 4.8864 | 25.7187 | 27.0028
1665 | 5994000 | 4.8868 | 25.7225 | 27.0066
1666 | 5997600 | 4.8872 | 25.7263 | 27.0105
1667 | 6001200 | 4.8876 | 25.7301 | 27.0144
1668 | 6004800 | 4.888 | 25.734 | 27.0182
1669 | 6008400 | 4.8883 | 25.7378 | 27.0221
1670 | 6012000 | 4.8887 | 25.7416 | 27.0259
1671 | 6015600 | 4.8891 | 25.7454 | 27.0298
1672 | 6019200 | 4.8895 | 25.7493 | 27.0336
1673 | 6022800 | 4.8899 | 25.7531 | 27.0375
1674 | 6026400 | 4.8902 | 25.7569 | 27.0414
1675 | 6030000 | 4.8906 | 25.7607 | 27.0452
1676 | 6033600 | 4.891 | 25.7646 | 27.0491
1677 | 6037200 | 4.8914 | 25.7684 | 27.0529
1678 | 6040800 | 4.8918 | 25.7722 | 27.0568
1679 | 6044400 | 4.8921 | 25.776 | 27.0606
1680 | 6048000 | 4.8925 | 25.7798 | 27.0645
1681 | 6051600 | 4.8929 | 25.7836 | 27.0683
1682 | 6055200 | 4.8933 | 25.7874 | 27.0721
1683 | 6058800 | 4.8936 | 25.7913 | 27.076
1684 | 6062400 | 4.894 | 25.7951 | 27.0798
1685 | 6066000 | 4.8944 | 25.7989 | 27.0837
1686 | 6069600 | 4.8948 | 25.8027 | 27.0875
1687 | 6073200 | 4.8951 | 25.8065 | 27.0914
1688 | 6076800 | 4.8955 | 25.8103 | 27.0952
1689 | 6080400 | 4.8959 | 25.8141 | 27.099
1690 | 6084000 | 4.8963 | 25.8179 | 27.1029
1691 | 6087600 | 4.8966 | 25.8217 | 27.1067
1692 | 6091200 | 4.897 | 25.8255 | 27.1106
1693 | 6094800 | 4.8974 | 25.8293 | 27.1144
1694 | 6098400 | 4.8977 | 25.8331 | 27.1182
1695 | 6102000 | 4.8981 | 25.8369 | 27.1221
1696 | 6105600 | 4.8985 | 25.8407 | 27.1259
1697 | 6109200 | 4.8989 | 25.8445 | 27.1297
1698 | 6112800 | 4.8992 | 25.8483 | 27.1335
1699 | 6116400 | 4.8996 | 25.8521 | 27.1374
1700 | 6120000 | 4.9 | 25.8559 | 27.1412
1701 | 6123600 | 4.9003 | 25.8597 | 27.145
1702 | 6127200 | 4.9007 | 25.8635 | 27.1489
1703 | 6130800 | 4.9011 | 25.8673 | 27.1527
1704 | 6134400 | 4.9015 | 25.8711 | 27.1565
1705 | 6138000 | 4.9018 | 25.8749 | 27.1603
1706 | 6141600 | 4.9022 | 25.8787 | 27.1642
1707 | 6145200 | 4.9026 | 25.8825 | 27.168
1708 | 6148800 | 4.9029 | 25.8863 | 27.1718
1709 | 6152400 | 4.9033 | 25.89 | 27.1756
1710 | 6156000 | 4.9037 | 25.8938 | 27.1794
1711 | 6159600 | 4.904 | 25.8976 | 27.1833
1712 | 6163200 | 4.9044 | 25.9014 | 27.1871
1713 | 6166800 | 4.9048 | 25.9052 | 27.1909
1714 | 6170400 | 4.9051 | 25.909 | 27.1947
1715 | 6174000 | 4.9055 | 25.9128 | 27.1985
1716 | 6177600 | 4.9059 | 25.9165 | 27.2023
1717 | 6181200 | 4.9062 | 25.9203 | 27.2061
1718 | 6184800 | 4.9066 | 25.9241 | 27.2099
1719 | 6188400 | 4.907 | 25.9279 | 27.2138
1720 | 6192000 | 4.9073 | 25.9316 | 27.2176
1721 | 6195600 | 4.9077 | 25.9354 | 27.2214
1722 | 6199200 | 4.9081 | 25.9392 | 27.2252
1723 | 6202800 | 4.9084 | 25.943 | 27.229
1724 | 6206400 | 4.9088 | 25.9467 | 27.2328
1725 | 6210000 | 4.9091 | 25.9505 | 27.2366
1726 | 6213600 | 4.9095 | 25.9543 | 27.2404
1727 | 6217200 | 4.9099 | 25.9581 | 27.2442
1728 | 6220800 | 4.9102 | 25.9618 | 27.248
1729 | 6224400 | 4.9106 | 25.9656 | 27.2518
1730 | 6228000 | 4.911 | 25.9694 | 27.2556
1731 | 6231600 | 4.9113 | 25.9731 | 27.2594
1732 | 6235200 | 4.9117 | 25.9769 | 27.2632
1733 | 6238800 | 4.912 | 25.9807 | 27.267
1734 | 6242400 | 4.9124 | 25.9844 | 27.2708
1735 | 6246000 | 4.9128 | 25.9882 | 27.2746
1736 | 6249600 | 4.9131 | 25.992 | 27.2784
1737 | 6253200 | 4.9135 | 25.9957 | 27.2822
1738 | 6256800 | 4.9138 | 25.9995 | 27.2859
1739 | 6260400 | 4.9142 | 26.0032 | 27.2897
1740 | 6264000 | 4.9146 | 26.007 | 27.2935
1741 | 6267600 | 4.9149 | 26.0107 | 27.2973
1742 | 6271200 | 4.9153 | 26.0145 | 27.3011
1743 | 6274800 | 4.9156 | 26.0183 | 27.3049
1744 | 6278400 | 4.916 | 26.022 | 27.3087
1745 | 6282000 | 4.9164 | 26.0258 | 27.3125
1746 | 6285600 | 4.9167 | 26.0295 | 27.3162
1747 | 6289200 | 4.9171 | 26.0333 | 27.32
1748 | 6292800 | 4.9174 | 26.037 | 27.3238
1749 | 6296400 | 4.9178 | 26.0408 | 27.3276
1750 | 6300000 | 4.9181 | 26.0445 | 27.3314
1751 | 6303600 | 4.9185 | 26.0483 | 27.3351
1752 | 6307200 | 4.9189 | 26.052 | 27.3389
1753 | 6310800 | 4.9192 | 26.0558 | 27.3427
1754 | 6314400 | 4.9196 | 26.0595 | 27.3465
1755 | 6318000 | 4.9199 | 26.0633 | 27.3503
1756 | 6321600 | 4.9203 | 26.067 | 27.354
1757 | 6325200 | 4.9206 | 26.0707 | 27.3578
1758 | 6328800 | 4.921 | 26.0745 | 27.3616
1759 | 6332400 | 4.9213 | 26.0782 | 27.3653
1760 | 6336000 | 4.9217 | 26.082 | 27.3691
1761 | 6339600 | 4.922 | 26.0857 | 27.3729
1762 | 6343200 | 4.9224 | 26.0894 | 27.3767
1763 | 6346800 | 4.9227 | 26.0932 | 27.3804
1764 | 6350400 | 4.9231 | 26.0969 | 27.3842
1765 | 6354000 | 4.9235 | 26.1006 | 27.3879
1766 | 6357600 | 4.9238 | 26.1044 | 27.3917
1767 | 6361200 | 4.9242 | 26.1081 | 27.3955
1768 | 6364800 | 4.9245 | 26.1118 | 27.3992
1769 | 6368400 | 4.9249 | 26.1156 | 27.403
1770 | 6372000 | 4.9252 | 26.1193 | 27.4068
1771 | 6375600 | 4.9256 | 26.123 | 27.4105
1772 | 6379200 | 4.9259 | 26.1268 | 27.4143
1773 | 6382800 | 4.9263 | 26.1305 | 27.418
1774 | 6386400 | 4.9266 | 26.1342 | 27.4218
1775 | 6390000 | 4.927 | 26.1379 | 27.4256
1776 | 6393600 | 4.9273 | 26.1417 | 27.4293
1777 | 6397200 | 4.9277 | 26.1454 | 27.4331
1778 | 6400800 | 4.928 | 26.1491 | 27.4368
1779 | 6404400 | 4.9284 | 26.1528 | 27.4406
1780 | 6408000 | 4.9287 | 26.1566 | 27.4443
1781 | 6411600 | 4.9291 | 26.1603 | 27.4481
1782 | 6415200 | 4.9294 | 26.164 | 27.4518
1783 | 6418800 | 4.9297 | 26.1677 | 27.4556
1784 | 6422400 | 4.9301 | 26.1714 | 27.4593
1785 | 6426000 | 4.9304 | 26.1752 | 27.4631
1786 | 6429600 | 4.9308 | 26.1789 | 27.4668
1787 | 6433200 | 4.9311 | 26.1826 | 27.4706
1788 | 6436800 | 4.9315 | 26.1863 | 27.4743
1789 | 6440400 | 4.9318 | 26.19 | 27.478
1790 | 6444000 | 4.9322 | 26.1937 | 27.4818
1791 | 6447600 | 4.9325 | 26.1974 | 27.4855
1792 | 6451200 | 4.9329 | 26.2011 | 27.4893
1793 | 6454800 | 4.9332 | 26.2049 | 27.493
1794 | 6458400 | 4.9336 | 26.2086 | 27.4967
1795 | 6462000 | 4.9339 | 26.2123 | 27.5005
1796 | 6465600 | 4.9342 | 26.216 | 27.5042
1797 | 6469200 | 4.9346 | 26.2197 | 27.508
1798 | 6472800 | 4.9349 | 26.2234 | 27.5117
1799 | 6476400 | 4.9353 | 26.2271 | 27.5154
1800 | 6480000 | 4.9356 | 26.2308 | 27.5192
1801 | 6483600 | 4.936 | 26.2345 | 27.5229
1802 | 6487200 | 4.9363 | 26.2382 | 27.5266
1803 | 6490800 | 4.9366 | 26.2419 | 27.5303
1804 | 6494400 | 4.937 | 26.2456 | 27.5341
1805 | 6498000 | 4.9373 | 26.2493 | 27.5378
1806 | 6501600 | 4.9377 | 26.253 | 27.5415
1807 | 6505200 | 4.938 | 26.2567 | 27.5453
1808 | 6508800 | 4.9383 | 26.2604 | 27.549
1809 | 6512400 | 4.9387 | 26.2641 | 27.5527
1810 | 6516000 | 4.939 | 26.2678 | 27.5564
1811 | 6519600 | 4.9394 | 26.2715 | 27.5602
1812 | 6523200 | 4.9397 | 26.2752 | 27.5639
1813 | 6526800 | 4.94 | 26.2789 | 27.5676
1814 | 6530400 | 4.9404 | 26.2826 | 27.5713
1815 | 6534000 | 4.9407 | 26.2862 | 27.575
1816 | 6537600 | 4.9411 | 26.2899 | 27.5788
1817 | 6541200 | 4.9414 | 26.2936 | 27.5825
1818 | 6544800 | 4.9417 | 26.2973 | 27.5862
1819 | 6548400 | 4.9421 | 26.301 | 27.5899
1820 | 6552000 | 4.9424 | 26.3047 | 27.5936
1821 | 6555600 | 4.9428 | 26.3084 | 27.5973
1822 | 6559200 | 4.9431 | 26.312 | 27.601
1823 | 6562800 | 4.9434 | 26.3157 | 27.6048
1824 | 6566400 | 4.9438 | 26.3194 | 27.6085
1825 | 6570000 | 4.9441 | 26.3231 | 27.6122
1826 | 6573600 | 4.9444 | 26.3268 | 27.6159
1827 | 6577200 | 4.9448 | 26.3305 | 27.6196
1828 | 6580800 | 4.9451 | 26.3341 | 27.6233
1829 | 6584400 | 4.9454 | 26.3378 | 27.627
1830 | 6588000 | 4.9458 | 26.3415 | 27.6307
1831 | 6591600 | 4.9461 | 26.3452 | 27.6344
1832 | 6595200 | 4.9464 | 26.3488 | 27.6381
1833 | 6598800 | 4.9468 | 26.3525 | 27.6418
1834 | 6602400 | 4.9471 | 26.3562 | 27.6455
1835 | 6606000 | 4.9475 | 26.3599 | 27.6492
1836 | 6609600 | 4.9478 | 26.3635 | 27.6529
1837 | 6613200 | 4.9481 | 26.3672 | 27.6566
1838 | 6616800 | 4.9485 | 26.3709 | 27.6603
1839 | 6620400 | 4.9488 | 26.3745 | 27.664
1840 | 6624000 | 4.9491 | 26.3782 | 27.6677
1841 | 6627600 | 4.9494 | 26.3819 | 27.6714
1842 | 6631200 | 4.9498 | 26.3855 | 27.6751
1843 | 6634800 | 4.9501 | 26.3892 | 27.6788
1844 | 6638400 | 4.9504 | 26.3929 | 27.6825
1845 | 6642000 | 4.9508 | 26.3965 | 27.6862
1846 | 6645600 | 4.9511 | 26.4002 | 27.6899
1847 | 6649200 | 4.9514 | 26.4039 | 27.6936
1848 | 6652800 | 4.9518 | 26.4075 | 27.6973
1849 | 6656400 | 4.9521 | 26.4112 | 27.701
1850 | 6660000 | 4.9524 | 26.4148 | 27.7046
1851 | 6663600 | 4.9528 | 26.4185 | 27.7083
1852 | 6667200 | 4.9531 | 26.4222 | 27.712
1853 | 6670800 | 4.9534 | 26.4258 | 27.7157
1854 | 6674400 | 4.9537 | 26.4295 | 27.7194
1855 | 6678000 | 4.9541 | 26.4331 | 27.7231
1856 | 6681600 | 4.9544 | 26.4368 | 27.7268
1857 | 6685200 | 4.9547 | 26.4404 | 27.7304
1858 | 6688800 | 4.9551 | 26.4441 | 27.7341
1859 | 6692400 | 4.9554 | 26.4477 | 27.7378
1860 | 6696000 | 4.9557 | 26.4514 | 27.7415
1861 | 6699600 | 4.956 | 26.455 | 27.7452
1862 | 6703200 | 4.9564 | 26.4587 | 27.7488
1863 | 6706800 | 4.9567 | 26.4623 | 27.7525
1864 | 6710400 | 4.957 | 26.466 | 27.7562
1865 | 6714000 | 4.9574 | 26.4696 | 27.7599
1866 | 6717600 | 4.9577 | 26.4733 | 27.7635
1867 | 6721200 | 4.958 | 26.4769 | 27.7672
1868 | 6724800 | 4.9583 | 26.4806 | 27.7709
1869 | 6728400 | 4.9587 | 26.4842 | 27.7746
1870 | 6732000 | 4.959 | 26.4879 | 27.7782
1871 | 6735600 | 4.9593 | 26.4915 | 27.7819
1872 | 6739200 | 4.9596 | 26.4951 | 27.7856
1873 | 6742800 | 4.96 | 26.4988 | 27.7892
1874 | 6746400 | 4.9603 | 26.5024 | 27.7929
1875 | 6750000 | 4.9606 | 26.5061 | 27.7966
1876 | 6753600 | 4.9609 | 26.5097 | 27.8002
1877 | 6757200 | 4.9613 | 26.5133 | 27.8039
1878 | 6760800 | 4.9616 | 26.517 | 27.8076
1879 | 6764400 | 4.9619 | 26.5206 | 27.8112
1880 | 6768000 | 4.9622 | 26.5242 | 27.8149
1881 | 6771600 | 4.9625 | 26.5279 | 27.8185
1882 | 6775200 | 4.9629 | 26.5315 | 27.8222
1883 | 6778800 | 4.9632 | 26.5351 | 27.8259
1884 | 6782400 | 4.9635 | 26.5388 | 27.8295
1885 | 6786000 | 4.9638 | 26.5424 | 27.8332
1886 | 6789600 | 4.9642 | 26.546 | 27.8368
1887 | 6793200 | 4.9645 | 26.5496 | 27.8405
1888 | 6796800 | 4.9648 | 26.5533 | 27.8441
1889 | 6800400 | 4.9651 | 26.5569 | 27.8478
1890 | 6804000 | 4.9654 | 26.5605 | 27.8514
1891 | 6807600 | 4.9658 | 26.5641 | 27.8551
1892 | 6811200 | 4.9661 | 26.5678 | 27.8588
1893 | 6814800 | 4.9664 | 26.5714 | 27.8624
1894 | 6818400 | 4.9667 | 26.575 | 27.8661
1895 | 6822000 | 4.967 | 26.5786 | 27.8697
1896 | 6825600 | 4.9674 | 26.5823 | 27.8733
1897 | 6829200 | 4.9677 | 26.5859 | 27.877
1898 | 6832800 | 4.968 | 26.5895 | 27.8806
1899 | 6836400 | 4.9683 | 26.5931 | 27.8843
1900 | 6840000 | 4.9686 | 26.5967 | 27.8879
1901 | 6843600 | 4.969 | 26.6003 | 27.8916
1902 | 6847200 | 4.9693 | 26.604 | 27.8952
1903 | 6850800 | 4.9696 | 26.6076 | 27.8989
1904 | 6854400 | 4.9699 | 26.6112 | 27.9025
1905 | 6858000 | 4.9702 | 26.6148 | 27.9061
1906 | 6861600 | 4.9705 | 26.6184 | 27.9098
1907 | 6865200 | 4.9709 | 26.622 | 27.9134
1908 | 6868800 | 4.9712 | 26.6256 | 27.9171
1909 | 6872400 | 4.9715 | 26.6292 | 27.9207
1910 | 6876000 | 4.9718 | 26.6329 | 27.9243
1911 | 6879600 | 4.9721 | 26.6365 | 27.928
1912 | 6883200 | 4.9724 | 26.6401 | 27.9316
1913 | 6886800 | 4.9728 | 26.6437 | 27.9352
1914 | 6890400 | 4.9731 | 26.6473 | 27.9389
1915 | 6894000 | 4.9734 | 26.6509 | 27.9425
1916 | 6897600 | 4.9737 | 26.6545 | 27.9461
1917 | 6901200 | 4.974 | 26.6581 | 27.9498
1918 | 6904800 | 4.9743 | 26.6617 | 27.9534
1919 | 6908400 | 4.9746 | 26.6653 | 27.957
1920 | 6912000 | 4.975 | 26.6689 | 27.9606
1921 | 6915600 | 4.9753 | 26.6725 | 27.9643
1922 | 6919200 | 4.9756 | 26.6761 | 27.9679
1923 | 6922800 | 4.9759 | 26.6797 | 27.9715
1924 | 6926400 | 4.9762 | 26.6833 | 27.9751
1925 | 6930000 | 4.9765 | 26.6869 | 27.9788
1926 | 6933600 | 4.9768 | 26.6905 | 27.9824
1927 | 6937200 | 4.9771 | 26.6941 | 27.986
1928 | 6940800 | 4.9775 | 26.6977 | 27.9896
1929 | 6944400 | 4.9778 | 26.7013 | 27.9933
1930 | 6948000 | 4.9781 | 26.7049 | 27.9969
1931 | 6951600 | 4.9784 | 26.7084 | 28.0005
1932 | 6955200 | 4.9787 | 26.712 | 28.0041
1933 | 6958800 | 4.979 | 26.7156 | 28.0077
1934 | 6962400 | 4.9793 | 26.7192 | 28.0113
1935 | 6966000 | 4.9796 | 26.7228 | 28.015
1936 | 6969600 | 4.9799 | 26.7264 | 28.0186
1937 | 6973200 | 4.9803 | 26.73 | 28.0222
1938 | 6976800 | 4.9806 | 26.7336 | 28.0258
1939 | 6980400 | 4.9809 | 26.7372 | 28.0294
1940 | 6984000 | 4.9812 | 26.7407 | 28.033
1941 | 6987600 | 4.9815 | 26.7443 | 28.0366
1942 | 6991200 | 4.9818 | 26.7479 | 28.0402
1943 | 6994800 | 4.9821 | 26.7515 | 28.0438
1944 | 6998400 | 4.9824 | 26.7551 | 28.0475
1945 | 7002000 | 4.9827 | 26.7586 | 28.0511
1946 | 7005600 | 4.983 | 26.7622 | 28.0547
1947 | 7009200 | 4.9833 | 26.7658 | 28.0583
1948 | 7012800 | 4.9836 | 26.7694 | 28.0619
1949 | 7016400 | 4.984 | 26.773 | 28.0655
1950 | 7020000 | 4.9843 | 26.7765 | 28.0691
1951 | 7023600 | 4.9846 | 26.7801 | 28.0727
1952 | 7027200 | 4.9849 | 26.7837 | 28.0763
1953 | 7030800 | 4.9852 | 26.7873 | 28.0799
1954 | 7034400 | 4.9855 | 26.7908 | 28.0835
1955 | 7038000 | 4.9858 | 26.7944 | 28.0871
1956 | 7041600 | 4.9861 | 26.798 | 28.0907
1957 | 7045200 | 4.9864 | 26.8015 | 28.0943
1958 | 7048800 | 4.9867 | 26.8051 | 28.0979
1959 | 7052400 | 4.987 | 26.8087 | 28.1015
1960 | 7056000 | 4.9873 | 26.8123 | 28.1051
1961 | 7059600 | 4.9876 | 26.8158 | 28.1087
1962 | 7063200 | 4.9879 | 26.8194 | 28.1123
1963 | 7066800 | 4.9882 | 26.823 | 28.1158
1964 | 7070400 | 4.9885 | 26.8265 | 28.1194
1965 | 7074000 | 4.9888 | 26.8301 | 28.123
1966 | 7077600 | 4.9891 | 26.8336 | 28.1266
1967 | 7081200 | 4.9895 | 26.8372 | 28.1302
1968 | 7084800 | 4.9898 | 26.8408 | 28.1338
1969 | 7088400 | 4.9901 | 26.8443 | 28.1374
1970 | 7092000 | 4.9904 | 26.8479 | 28.141
1971 | 7095600 | 4.9907 | 26.8514 | 28.1445
1972 | 7099200 | 4.991 | 26.855 | 28.1481
1973 | 7102800 | 4.9913 | 26.8586 | 28.1517
1974 | 7106400 | 4.9916 | 26.8621 | 28.1553
1975 | 7110000 | 4.9919 | 26.8657 | 28.1589
1976 | 7113600 | 4.9922 | 26.8692 | 28.1625
1977 | 7117200 | 4.9925 | 26.8728 | 28.166
1978 | 7120800 | 4.9928 | 26.8763 | 28.1696
1979 | 7124400 | 4.9931 | 26.8799 | 28.1732
1980 | 7128000 | 4.9934 | 26.8834 | 28.1768
1981 | 7131600 | 4.9937 | 26.887 | 28.1804
1982 | 7135200 | 4.994 | 26.8905 | 28.1839
1983 | 7138800 | 4.9943 | 26.8941 | 28.1875
1984 | 7142400 | 4.9946 | 26.8976 | 28.1911
1985 | 7146000 | 4.9949 | 26.9012 | 28.1947
1986 | 7149600 | 4.9952 | 26.9047 | 28.1982
1987 | 7153200 | 4.9955 | 26.9083 | 28.2018
1988 | 7156800 | 4.9958 | 26.9118 | 28.2054
1989 | 7160400 | 4.9961 | 26.9154 | 28.2089
1990 | 7164000 | 4.9964 | 26.9189 | 28.2125
1991 | 7167600 | 4.9967 | 26.9225 | 28.2161
1992 | 7171200 | 4.997 | 26.926 | 28.2197
1993 | 7174800 | 4.9973 | 26.9296 | 28.2232
1994 | 7178400 | 4.9976 | 26.9331 | 28.2268
1995 | 7182000 | 4.9979 | 26.9366 | 28.2304
1996 | 7185600 | 4.9982 | 26.9402 | 28.2339
1997 | 7189200 | 4.9985 | 26.9437 | 28.2375
1998 | 7192800 | 4.9988 | 26.9473 | 28.2411
1999 | 7196400 | 4.9991 | 26.9508 | 28.2446
2000 | 7200000 | 4.9994 | 26.9543 | 28.2482
2001 | 7203600 | 4.9996 | 26.9579 | 28.2517
2002 | 7207200 | 4.9999 | 26.9614 | 28.2553
2003 | 7210800 | 5.0002 | 26.9649 | 28.2589
2004 | 7214400 | 5.0005 | 26.9685 | 28.2624
2005 | 7218000 | 5.0008 | 26.972 | 28.266
2006 | 7221600 | 5.0011 | 26.9755 | 28.2695
2007 | 7225200 | 5.0014 | 26.9791 | 28.2731
2008 | 7228800 | 5.0017 | 26.9826 | 28.2766
2009 | 7232400 | 5.002 | 26.9861 | 28.2802
2010 | 7236000 | 5.0023 | 26.9896 | 28.2838
2011 | 7239600 | 5.0026 | 26.9932 | 28.2873
2012 | 7243200 | 5.0029 | 26.9967 | 28.2909
2013 | 7246800 | 5.0032 | 27.0002 | 28.2944
2014 | 7250400 | 5.0035 | 27.0038 | 28.298
2015 | 7254000 | 5.0038 | 27.0073 | 28.3015
2016 | 7257600 | 5.0041 | 27.0108 | 28.3051
2017 | 7261200 | 5.0044 | 27.0143 | 28.3086
2018 | 7264800 | 5.0047 | 27.0179 | 28.3122
2019 | 7268400 | 5.0049 | 27.0214 | 28.3157
2020 | 7272000 | 5.0052 | 27.0249 | 28.3193
2021 | 7275600 | 5.0055 | 27.0284 | 28.3228
2022 | 7279200 | 5.0058 | 27.0319 | 28.3263
2023 | 7282800 | 5.0061 | 27.0355 | 28.3299
2024 | 7286400 | 5.0064 | 27.039 | 28.3334
2025 | 7290000 | 5.0067 | 27.0425 | 28.337
2026 | 7293600 | 5.007 | 27.046 | 28.3405
2027 | 7297200 | 5.0073 | 27.0495 | 28.3441
2028 | 7300800 | 5.0076 | 27.053 | 28.3476
2029 | 7304400 | 5.0079 | 27.0565 | 28.3511
2030 | 7308000 | 5.0082 | 27.0601 | 28.3547
2031 | 7311600 | 5.0084 | 27.0636 | 28.3582
2032 | 7315200 | 5.0087 | 27.0671 | 28.3617
2033 | 7318800 | 5.009 | 27.0706 | 28.3653
2034 | 7322400 | 5.0093 | 27.0741 | 28.3688
2035 | 7326000 | 5.0096 | 27.0776 | 28.3724
2036 | 7329600 | 5.0099 | 27.0811 | 28.3759
2037 | 7333200 | 5.0102 | 27.0846 | 28.3794
2038 | 7336800 | 5.0105 | 27.0881 | 28.383
2039 | 7340400 | 5.0108 | 27.0916 | 28.3865
2040 | 7344000 | 5.011 | 27.0952 | 28.39
2041 | 7347600 | 5.0113 | 27.0987 | 28.3935
2042 | 7351200 | 5.0116 | 27.1022 | 28.3971
2043 | 7354800 | 5.0119 | 27.1057 | 28.4006
2044 | 7358400 | 5.0122 | 27.1092 | 28.4041
2045 | 7362000 | 5.0125 | 27.1127 | 28.4077
2046 | 7365600 | 5.0128 | 27.1162 | 28.4112
2047 | 7369200 | 5.0131 | 27.1197 | 28.4147
2048 | 7372800 | 5.0134 | 27.1232 | 28.4182
2049 | 7376400 | 5.0136 | 27.1267 | 28.4218
2050 | 7380000 | 5.0139 | 27.1302 | 28.4253
2051 | 7383600 | 5.0142 | 27.1337 | 28.4288
2052 | 7387200 | 5.0145 | 27.1372 | 28.4323
2053 | 7390800 | 5.0148 | 27.1407 | 28.4358
2054 | 7394400 | 5.0151 | 27.1442 | 28.4394
2055 | 7398000 | 5.0154 | 27.1476 | 28.4429
2056 | 7401600 | 5.0156 | 27.1511 | 28.4464
2057 | 7405200 | 5.0159 | 27.1546 | 28.4499
2058 | 7408800 | 5.0162 | 27.1581 | 28.4534
2059 | 7412400 | 5.0165 | 27.1616 | 28.4569
2060 | 7416000 | 5.0168 | 27.1651 | 28.4605
2061 | 7419600 | 5.0171 | 27.1686 | 28.464
2062 | 7423200 | 5.0173 | 27.1721 | 28.4675
2063 | 7426800 | 5.0176 | 27.1756 | 28.471
2064 | 7430400 | 5.0179 | 27.1791 | 28.4745
2065 | 7434000 | 5.0182 | 27.1826 | 28.478
2066 | 7437600 | 5.0185 | 27.186 | 28.4815
2067 | 7441200 | 5.0188 | 27.1895 | 28.485
2068 | 7444800 | 5.0191 | 27.193 | 28.4886
2069 | 7448400 | 5.0193 | 27.1965 | 28.4921
2070 | 7452000 | 5.0196 | 27.2 | 28.4956
2071 | 7455600 | 5.0199 | 27.2035 | 28.4991
2072 | 7459200 | 5.0202 | 27.2069 | 28.5026
2073 | 7462800 | 5.0205 | 27.2104 | 28.5061
2074 | 7466400 | 5.0207 | 27.2139 | 28.5096
2075 | 7470000 | 5.021 | 27.2174 | 28.5131
2076 | 7473600 | 5.0213 | 27.2209 | 28.5166
2077 | 7477200 | 5.0216 | 27.2243 | 28.5201
2078 | 7480800 | 5.0219 | 27.2278 | 28.5236
2079 | 7484400 | 5.0222 | 27.2313 | 28.5271
2080 | 7488000 | 5.0224 | 27.2348 | 28.5306
2081 | 7491600 | 5.0227 | 27.2382 | 28.5341
2082 | 7495200 | 5.023 | 27.2417 | 28.5376
2083 | 7498800 | 5.0233 | 27.2452 | 28.5411
2084 | 7502400 | 5.0236 | 27.2487 | 28.5446
2085 | 7506000 | 5.0238 | 27.2521 | 28.5481
2086 | 7509600 | 5.0241 | 27.2556 | 28.5516
2087 | 7513200 | 5.0244 | 27.2591 | 28.5551
2088 | 7516800 | 5.0247 | 27.2625 | 28.5586
2089 | 7520400 | 5.025 | 27.266 | 28.5621
2090 | 7524000 | 5.0252 | 27.2695 | 28.5656
2091 | 7527600 | 5.0255 | 27.273 | 28.5691
2092 | 7531200 | 5.0258 | 27.2764 | 28.5725
2093 | 7534800 | 5.0261 | 27.2799 | 28.576
2094 | 7538400 | 5.0263 | 27.2834 | 28.5795
2095 | 7542000 | 5.0266 | 27.2868 | 28.583
2096 | 7545600 | 5.0269 | 27.2903 | 28.5865
2097 | 7549200 | 5.0272 | 27.2937 | 28.59
2098 | 7552800 | 5.0275 | 27.2972 | 28.5935
2099 | 7556400 | 5.0277 | 27.3007 | 28.597
2100 | 7560000 | 5.028 | 27.3041 | 28.6004
2101 | 7563600 | 5.0283 | 27.3076 | 28.6039
2102 | 7567200 | 5.0286 | 27.311 | 28.6074
2103 | 7570800 | 5.0288 | 27.3145 | 28.6109
2104 | 7574400 | 5.0291 | 27.318 | 28.6144
2105 | 7578000 | 5.0294 | 27.3214 | 28.6179
2106 | 7581600 | 5.0297 | 27.3249 | 28.6213
2107 | 7585200 | 5.0299 | 27.3283 | 28.6248
2108 | 7588800 | 5.0302 | 27.3318 | 28.6283
2109 | 7592400 | 5.0305 | 27.3352 | 28.6318
2110 | 7596000 | 5.0308 | 27.3387 | 28.6353
2111 | 7599600 | 5.0311 | 27.3422 | 28.6387
2112 | 7603200 | 5.0313 | 27.3456 | 28.6422
2113 | 7606800 | 5.0316 | 27.3491 | 28.6457
2114 | 7610400 | 5.0319 | 27.3525 | 28.6492
2115 | 7614000 | 5.0321 | 27.356 | 28.6526
2116 | 7617600 | 5.0324 | 27.3594 | 28.6561
2117 | 7621200 | 5.0327 | 27.3629 | 28.6596
2118 | 7624800 | 5.033 | 27.3663 | 28.6631
2119 | 7628400 | 5.0332 | 27.3698 | 28.6665
2120 | 7632000 | 5.0335 | 27.3732 | 28.67
2121 | 7635600 | 5.0338 | 27.3766 | 28.6735
2122 | 7639200 | 5.0341 | 27.3801 | 28.6769
2123 | 7642800 | 5.0343 | 27.3835 | 28.6804
2124 | 7646400 | 5.0346 | 27.387 | 28.6839
2125 | 7650000 | 5.0349 | 27.3904 | 28.6873
2126 | 7653600 | 5.0352 | 27.3939 | 28.6908
2127 | 7657200 | 5.0354 | 27.3973 | 28.6943
2128 | 7660800 | 5.0357 | 27.4007 | 28.6977
2129 | 7664400 | 5.036 | 27.4042 | 28.7012
2130 | 7668000 | 5.0362 | 27.4076 | 28.7047
2131 | 7671600 | 5.0365 | 27.4111 | 28.7081
2132 | 7675200 | 5.0368 | 27.4145 | 28.7116
2133 | 7678800 | 5.0371 | 27.4179 | 28.715
2134 | 7682400 | 5.0373 | 27.4214 | 28.7185
2135 | 7686000 | 5.0376 | 27.4248 | 28.722
2136 | 7689600 | 5.0379 | 27.4282 | 28.7254
2137 | 7693200 | 5.0381 | 27.4317 | 28.7289
2138 | 7696800 | 5.0384 | 27.4351 | 28.7323
2139 | 7700400 | 5.0387 | 27.4385 | 28.7358
2140 | 7704000 | 5.039 | 27.442 | 28.7392
2141 | 7707600 | 5.0392 | 27.4454 | 28.7427
2142 | 7711200 | 5.0395 | 27.4488 | 28.7462
2143 | 7714800 | 5.0398 | 27.4523 | 28.7496
2144 | 7718400 | 5.04 | 27.4557 | 28.7531
2145 | 7722000 | 5.0403 | 27.4591 | 28.7565
2146 | 7725600 | 5.0406 | 27.4626 | 28.76
2147 | 7729200 | 5.0408 | 27.466 | 28.7634
2148 | 7732800 | 5.0411 | 27.4694 | 28.7669
2149 | 7736400 | 5.0414 | 27.4728 | 28.7703
2150 | 7740000 | 5.0416 | 27.4763 | 28.7738
2151 | 7743600 | 5.0419 | 27.4797 | 28.7772
2152 | 7747200 | 5.0422 | 27.4831 | 28.7807
2153 | 7750800 | 5.0424 | 27.4865 | 28.7841
2154 | 7754400 | 5.0427 | 27.49 | 28.7875
2155 | 7758000 | 5.043 | 27.4934 | 28.791
2156 | 7761600 | 5.0433 | 27.4968 | 28.7944
2157 | 7765200 | 5.0435 | 27.5002 | 28.7979
2158 | 7768800 | 5.0438 | 27.5036 | 28.8013
2159 | 7772400 | 5.0441 | 27.5071 | 28.8048
2160 | 7776000 | 5.0443 | 27.5105 | 28.8082
2161 | 7779600 | 5.0446 | 27.5139 | 28.8116
2162 | 7783200 | 5.0449 | 27.5173 | 28.8151
2163 | 7786800 | 5.0451 | 27.5207 | 28.8185
2164 | 7790400 | 5.0454 | 27.5241 | 28.822
2165 | 7794000 | 5.0456 | 27.5276 | 28.8254
2166 | 7797600 | 5.0459 | 27.531 | 28.8288
2167 | 7801200 | 5.0462 | 27.5344 | 28.8323
2168 | 7804800 | 5.0464 | 27.5378 | 28.8357
2169 | 7808400 | 5.0467 | 27.5412 | 28.8391
2170 | 7812000 | 5.047 | 27.5446 | 28.8426
2171 | 7815600 | 5.0472 | 27.548 | 28.846
2172 | 7819200 | 5.0475 | 27.5514 | 28.8494
2173 | 7822800 | 5.0478 | 27.5548 | 28.8529
2174 | 7826400 | 5.048 | 27.5583 | 28.8563
2175 | 7830000 | 5.0483 | 27.5617 | 28.8597
2176 | 7833600 | 5.0486 | 27.5651 | 28.8632
2177 | 7837200 | 5.0488 | 27.5685 | 28.8666
2178 | 7840800 | 5.0491 | 27.5719 | 28.87
2179 | 7844400 | 5.0494 | 27.5753 | 28.8734
2180 | 7848000 | 5.0496 | 27.5787 | 28.8769
2181 | 7851600 | 5.0499 | 27.5821 | 28.8803
2182 | 7855200 | 5.0501 | 27.5855 | 28.8837
2183 | 7858800 | 5.0504 | 27.5889 | 28.8871
2184 | 7862400 | 5.0507 | 27.5923 | 28.8906
2185 | 7866000 | 5.0509 | 27.5957 | 28.894
2186 | 7869600 | 5.0512 | 27.5991 | 28.8974
2187 | 7873200 | 5.0515 | 27.6025 | 28.9008
2188 | 7876800 | 5.0517 | 27.6059 | 28.9043
2189 | 7880400 | 5.052 | 27.6093 | 28.9077
2190 | 7884000 | 5.0522 | 27.6127 | 28.9111
2191 | 7887600 | 5.0525 | 27.6161 | 28.9145
2192 | 7891200 | 5.0528 | 27.6195 | 28.9179
2193 | 7894800 | 5.053 | 27.6229 | 28.9214
2194 | 7898400 | 5.0533 | 27.6263 | 28.9248
2195 | 7902000 | 5.0535 | 27.6297 | 28.9282
2196 | 7905600 | 5.0538 | 27.6331 | 28.9316
2197 | 7909200 | 5.0541 | 27.6364 | 28.935
2198 | 7912800 | 5.0543 | 27.6398 | 28.9384
2199 | 7916400 | 5.0546 | 27.6432 | 28.9418
2200 | 7920000 | 5.0548 | 27.6466 | 28.9453
2201 | 7923600 | 5.0551 | 27.65 | 28.9487
2202 | 7927200 | 5.0554 | 27.6534 | 28.9521
2203 | 7930800 | 5.0556 | 27.6568 | 28.9555
2204 | 7934400 | 5.0559 | 27.6602 | 28.9589
2205 | 7938000 | 5.0561 | 27.6636 | 28.9623
2206 | 7941600 | 5.0564 | 27.6669 | 28.9657
2207 | 7945200 | 5.0567 | 27.6703 | 28.9691
2208 | 7948800 | 5.0569 | 27.6737 | 28.9725
2209 | 7952400 | 5.0572 | 27.6771 | 28.9759
2210 | 7956000 | 5.0574 | 27.6805 | 28.9793
2211 | 7959600 | 5.0577 | 27.6839 | 28.9827
2212 | 7963200 | 5.0579 | 27.6873 | 28.9862
2213 | 7966800 | 5.0582 | 27.6906 | 28.9896
2214 | 7970400 | 5.0585 | 27.694 | 28.993
2215 | 7974000 | 5.0587 | 27.6974 | 28.9964
2216 | 7977600 | 5.059 | 27.7008 | 28.9998
2217 | 7981200 | 5.0592 | 27.7042 | 29.0032
2218 | 7984800 | 5.0595 | 27.7075 | 29.0066
2219 | 7988400 | 5.0597 | 27.7109 | 29.01
2220 | 7992000 | 5.06 | 27.7143 | 29.0134
2221 | 7995600 | 5.0603 | 27.7177 | 29.0168
2222 | 7999200 | 5.0605 | 27.721 | 29.0202
2223 | 8002800 | 5.0608 | 27.7244 | 29.0236
2224 | 8006400 | 5.061 | 27.7278 | 29.027
2225 | 8010000 | 5.0613 | 27.7312 | 29.0303
2226 | 8013600 | 5.0615 | 27.7345 | 29.0337
2227 | 8017200 | 5.0618 | 27.7379 | 29.0371
2228 | 8020800 | 5.0621 | 27.7413 | 29.0405
2229 | 8024400 | 5.0623 | 27.7446 | 29.0439
2230 | 8028000 | 5.0626 | 27.748 | 29.0473
2231 | 8031600 | 5.0628 | 27.7514 | 29.0507
2232 | 8035200 | 5.0631 | 27.7547 | 29.0541
2233 | 8038800 | 5.0633 | 27.7581 | 29.0575
2234 | 8042400 | 5.0636 | 27.7615 | 29.0609
2235 | 8046000 | 5.0638 | 27.7649 | 29.0643
2236 | 8049600 | 5.0641 | 27.7682 | 29.0676
2237 | 8053200 | 5.0643 | 27.7716 | 29.071
2238 | 8056800 | 5.0646 | 27.7749 | 29.0744
2239 | 8060400 | 5.0648 | 27.7783 | 29.0778
2240 | 8064000 | 5.0651 | 27.7817 | 29.0812
2241 | 8067600 | 5.0654 | 27.785 | 29.0846
2242 | 8071200 | 5.0656 | 27.7884 | 29.088
2243 | 8074800 | 5.0659 | 27.7918 | 29.0913
2244 | 8078400 | 5.0661 | 27.7951 | 29.0947
2245 | 8082000 | 5.0664 | 27.7985 | 29.0981
2246 | 8085600 | 5.0666 | 27.8018 | 29.1015
2247 | 8089200 | 5.0669 | 27.8052 | 29.1049
2248 | 8092800 | 5.0671 | 27.8086 | 29.1082
2249 | 8096400 | 5.0674 | 27.8119 | 29.1116
2250 | 8100000 | 5.0676 | 27.8153 | 29.115
2251 | 8103600 | 5.0679 | 27.8186 | 29.1184
2252 | 8107200 | 5.0681 | 27.822 | 29.1218
2253 | 8110800 | 5.0684 | 27.8253 | 29.1251
2254 | 8114400 | 5.0686 | 27.8287 | 29.1285
2255 | 8118000 | 5.0689 | 27.832 | 29.1319
2256 | 8121600 | 5.0691 | 27.8354 | 29.1353
2257 | 8125200 | 5.0694 | 27.8387 | 29.1386
2258 | 8128800 | 5.0696 | 27.8421 | 29.142
2259 | 8132400 | 5.0699 | 27.8454 | 29.1454
2260 | 8136000 | 5.0701 | 27.8488 | 29.1487
2261 | 8139600 | 5.0704 | 27.8521 | 29.1521
2262 | 8143200 | 5.0706 | 27.8555 | 29.1555
2263 | 8146800 | 5.0709 | 27.8588 | 29.1589
2264 | 8150400 | 5.0711 | 27.8622 | 29.1622
2265 | 8154000 | 5.0714 | 27.8655 | 29.1656
2266 | 8157600 | 5.0716 | 27.8689 | 29.169
2267 | 8161200 | 5.0719 | 27.8722 | 29.1723
2268 | 8164800 | 5.0721 | 27.8756 | 29.1757
2269 | 8168400 | 5.0724 | 27.8789 | 29.1791
2270 | 8172000 | 5.0726 | 27.8823 | 29.1824
2271 | 8175600 | 5.0729 | 27.8856 | 29.1858
2272 | 8179200 | 5.0731 | 27.8889 | 29.1892
2273 | 8182800 | 5.0734 | 27.8923 | 29.1925
2274 | 8186400 | 5.0736 | 27.8956 | 29.1959
2275 | 8190000 | 5.0739 | 27.899 | 29.1992
2276 | 8193600 | 5.0741 | 27.9023 | 29.2026
2277 | 8197200 | 5.0744 | 27.9056 | 29.206
2278 | 8200800 | 5.0746 | 27.909 | 29.2093
2279 | 8204400 | 5.0749 | 27.9123 | 29.2127
2280 | 8208000 | 5.0751 | 27.9157 | 29.216
2281 | 8211600 | 5.0754 | 27.919 | 29.2194
2282 | 8215200 | 5.0756 | 27.9223 | 29.2227
2283 | 8218800 | 5.0759 | 27.9257 | 29.2261
2284 | 8222400 | 5.0761 | 27.929 | 29.2295
2285 | 8226000 | 5.0763 | 27.9323 | 29.2328
2286 | 8229600 | 5.0766 | 27.9357 | 29.2362
2287 | 8233200 | 5.0768 | 27.939 | 29.2395
2288 | 8236800 | 5.0771 | 27.9423 | 29.2429
2289 | 8240400 | 5.0773 | 27.9457 | 29.2462
2290 | 8244000 | 5.0776 | 27.949 | 29.2496
2291 | 8247600 | 5.0778 | 27.9523 | 29.2529
2292 | 8251200 | 5.0781 | 27.9556 | 29.2563
2293 | 8254800 | 5.0783 | 27.959 | 29.2596
2294 | 8258400 | 5.0786 | 27.9623 | 29.263
2295 | 8262000 | 5.0788 | 27.9656 | 29.2663
2296 | 8265600 | 5.079 | 27.9689 | 29.2697
2297 | 8269200 | 5.0793 | 27.9723 | 29.273
2298 | 8272800 | 5.0795 | 27.9756 | 29.2764
2299 | 8276400 | 5.0798 | 27.9789 | 29.2797
2300 | 8280000 | 5.08 | 27.9822 | 29.2831
2301 | 8283600 | 5.0803 | 27.9856 | 29.2864
2302 | 8287200 | 5.0805 | 27.9889 | 29.2897
2303 | 8290800 | 5.0808 | 27.9922 | 29.2931
2304 | 8294400 | 5.081 | 27.9955 | 29.2964
2305 | 8298000 | 5.0812 | 27.9989 | 29.2998
2306 | 8301600 | 5.0815 | 28.0022 | 29.3031
2307 | 8305200 | 5.0817 | 28.0055 | 29.3064
2308 | 8308800 | 5.082 | 28.0088 | 29.3098
2309 | 8312400 | 5.0822 | 28.0121 | 29.3131
2310 | 8316000 | 5.0825 | 28.0154 | 29.3165
2311 | 8319600 | 5.0827 | 28.0188 | 29.3198
2312 | 8323200 | 5.0829 | 28.0221 | 29.3231
2313 | 8326800 | 5.0832 | 28.0254 | 29.3265
2314 | 8330400 | 5.0834 | 28.0287 | 29.3298
2315 | 8334000 | 5.0837 | 28.032 | 29.3331
2316 | 8337600 | 5.0839 | 28.0353 | 29.3365
2317 | 8341200 | 5.0842 | 28.0386 | 29.3398
2318 | 8344800 | 5.0844 | 28.042 | 29.3431
2319 | 8348400 | 5.0846 | 28.0453 | 29.3465
2320 | 8352000 | 5.0849 | 28.0486 | 29.3498
2321 | 8355600 | 5.0851 | 28.0519 | 29.3531
2322 | 8359200 | 5.0854 | 28.0552 | 29.3565
2323 | 8362800 | 5.0856 | 28.0585 | 29.3598
2324 | 8366400 | 5.0858 | 28.0618 | 29.3631
2325 | 8370000 | 5.0861 | 28.0651 | 29.3665
2326 | 8373600 | 5.0863 | 28.0684 | 29.3698
2327 | 8377200 | 5.0866 | 28.0717 | 29.3731
2328 | 8380800 | 5.0868 | 28.075 | 29.3764
2329 | 8384400 | 5.087 | 28.0784 | 29.3798
2330 | 8388000 | 5.0873 | 28.0817 | 29.3831
2331 | 8391600 | 5.0875 | 28.085 | 29.3864
2332 | 8395200 | 5.0878 | 28.0883 | 29.3897
2333 | 8398800 | 5.088 | 28.0916 | 29.3931
2334 | 8402400 | 5.0882 | 28.0949 | 29.3964
2335 | 8406000 | 5.0885 | 28.0982 | 29.3997
2336 | 8409600 | 5.0887 | 28.1015 | 29.403
2337 | 8413200 | 5.089 | 28.1048 | 29.4063
2338 | 8416800 | 5.0892 | 28.1081 | 29.4097
2339 | 8420400 | 5.0894 | 28.1114 | 29.413
2340 | 8424000 | 5.0897 | 28.1147 | 29.4163
2341 | 8427600 | 5.0899 | 28.118 | 29.4196
2342 | 8431200 | 5.0901 | 28.1213 | 29.4229
2343 | 8434800 | 5.0904 | 28.1246 | 29.4263
2344 | 8438400 | 5.0906 | 28.1278 | 29.4296
2345 | 8442000 | 5.0909 | 28.1311 | 29.4329
2346 | 8445600 | 5.0911 | 28.1344 | 29.4362
2347 | 8449200 | 5.0913 | 28.1377 | 29.4395
2348 | 8452800 | 5.0916 | 28.141 | 29.4428
2349 | 8456400 | 5.0918 | 28.1443 | 29.4461
2350 | 8460000 | 5.092 | 28.1476 | 29.4494
2351 | 8463600 | 5.0923 | 28.1509 | 29.4528
2352 | 8467200 | 5.0925 | 28.1542 | 29.4561
2353 | 8470800 | 5.0928 | 28.1575 | 29.4594
2354 | 8474400 | 5.093 | 28.1608 | 29.4627
2355 | 8478000 | 5.0932 | 28.1641 | 29.466
2356 | 8481600 | 5.0935 | 28.1673 | 29.4693
2357 | 8485200 | 5.0937 | 28.1706 | 29.4726
2358 | 8488800 | 5.0939 | 28.1739 | 29.4759
2359 | 8492400 | 5.0942 | 28.1772 | 29.4792
2360 | 8496000 | 5.0944 | 28.1805 | 29.4825
2361 | 8499600 | 5.0946 | 28.1838 | 29.4858
2362 | 8503200 | 5.0949 | 28.1871 | 29.4891
2363 | 8506800 | 5.0951 | 28.1903 | 29.4924
2364 | 8510400 | 5.0954 | 28.1936 | 29.4958
2365 | 8514000 | 5.0956 | 28.1969 | 29.4991
2366 | 8517600 | 5.0958 | 28.2002 | 29.5024
2367 | 8521200 | 5.0961 | 28.2035 | 29.5057
2368 | 8524800 | 5.0963 | 28.2068 | 29.509
2369 | 8528400 | 5.0965 | 28.21 | 29.5123
2370 | 8532000 | 5.0968 | 28.2133 | 29.5156
2371 | 8535600 | 5.097 | 28.2166 | 29.5189
2372 | 8539200 | 5.0972 | 28.2199 | 29.5222
2373 | 8542800 | 5.0975 | 28.2231 | 29.5255
2374 | 8546400 | 5.0977 | 28.2264 | 29.5287
2375 | 8550000 | 5.0979 | 28.2297 | 29.532
2376 | 8553600 | 5.0982 | 28.233 | 29.5353
2377 | 8557200 | 5.0984 | 28.2362 | 29.5386
2378 | 8560800 | 5.0986 | 28.2395 | 29.5419
2379 | 8564400 | 5.0989 | 28.2428 | 29.5452
2380 | 8568000 | 5.0991 | 28.2461 | 29.5485
2381 | 8571600 | 5.0993 | 28.2493 | 29.5518
2382 | 8575200 | 5.0996 | 28.2526 | 29.5551
2383 | 8578800 | 5.0998 | 28.2559 | 29.5584
2384 | 8582400 | 5.1 | 28.2592 | 29.5617
2385 | 8586000 | 5.1003 | 28.2624 | 29.565
2386 | 8589600 | 5.1005 | 28.2657 | 29.5683
2387 | 8593200 | 5.1007 | 28.269 | 29.5715
2388 | 8596800 | 5.101 | 28.2722 | 29.5748
2389 | 8600400 | 5.1012 | 28.2755 | 29.5781
2390 | 8604000 | 5.1014 | 28.2788 | 29.5814
2391 | 8607600 | 5.1016 | 28.282 | 29.5847
2392 | 8611200 | 5.1019 | 28.2853 | 29.588
2393 | 8614800 | 5.1021 | 28.2886 | 29.5913
2394 | 8618400 | 5.1023 | 28.2918 | 29.5946
2395 | 8622000 | 5.1026 | 28.2951 | 29.5978
2396 | 8625600 | 5.1028 | 28.2984 | 29.6011
2397 | 8629200 | 5.103 | 28.3016 | 29.6044
2398 | 8632800 | 5.1033 | 28.3049 | 29.6077
2399 | 8636400 | 5.1035 | 28.3081 | 29.611
2400 | 8640000 | 5.1037 | 28.3114 | 29.6142
2401 | 8643600 | 5.104 | 28.3147 | 29.6175
2402 | 8647200 | 5.1042 | 28.3179 | 29.6208
2403 | 8650800 | 5.1044 | 28.3212 | 29.6241
2404 | 8654400 | 5.1046 | 28.3244 | 29.6274
2405 | 8658000 | 5.1049 | 28.3277 | 29.6306
2406 | 8661600 | 5.1051 | 28.3309 | 29.6339
2407 | 8665200 | 5.1053 | 28.3342 | 29.6372
2408 | 8668800 | 5.1056 | 28.3375 | 29.6405
2409 | 8672400 | 5.1058 | 28.3407 | 29.6437
2410 | 8676000 | 5.106 | 28.344 | 29.647
2411 | 8679600 | 5.1062 | 28.3472 | 29.6503
2412 | 8683200 | 5.1065 | 28.3505 | 29.6536
2413 | 8686800 | 5.1067 | 28.3537 | 29.6568
2414 | 8690400 | 5.1069 | 28.357 | 29.6601
2415 | 8694000 | 5.1072 | 28.3602 | 29.6634
2416 | 8697600 | 5.1074 | 28.3635 | 29.6666
2417 | 8701200 | 5.1076 | 28.3667 | 29.6699
2418 | 8704800 | 5.1078 | 28.37 | 29.6732
2419 | 8708400 | 5.1081 | 28.3732 | 29.6765
2420 | 8712000 | 5.1083 | 28.3765 | 29.6797
2421 | 8715600 | 5.1085 | 28.3797 | 29.683
2422 | 8719200 | 5.1087 | 28.383 | 29.6863
2423 | 8722800 | 5.109 | 28.3862 | 29.6895
2424 | 8726400 | 5.1092 | 28.3895 | 29.6928
2425 | 8730000 | 5.1094 | 28.3927 | 29.6961
2426 | 8733600 | 5.1097 | 28.396 | 29.6993
2427 | 8737200 | 5.1099 | 28.3992 | 29.7026
2428 | 8740800 | 5.1101 | 28.4024 | 29.7058
2429 | 8744400 | 5.1103 | 28.4057 | 29.7091
2430 | 8748000 | 5.1106 | 28.4089 | 29.7124
2431 | 8751600 | 5.1108 | 28.4122 | 29.7156
2432 | 8755200 | 5.111 | 28.4154 | 29.7189
2433 | 8758800 | 5.1112 | 28.4187 | 29.7222
2434 | 8762400 | 5.1115 | 28.4219 | 29.7254
2435 | 8766000 | 5.1117 | 28.4251 | 29.7287
2436 | 8769600 | 5.1119 | 28.4284 | 29.7319
2437 | 8773200 | 5.1121 | 28.4316 | 29.7352
2438 | 8776800 | 5.1124 | 28.4349 | 29.7384
2439 | 8780400 | 5.1126 | 28.4381 | 29.7417
2440 | 8784000 | 5.1128 | 28.4413 | 29.745
2441 | 8787600 | 5.113 | 28.4446 | 29.7482
2442 | 8791200 | 5.1133 | 28.4478 | 29.7515
2443 | 8794800 | 5.1135 | 28.451 | 29.7547
2444 | 8798400 | 5.1137 | 28.4543 | 29.758
2445 | 8802000 | 5.1139 | 28.4575 | 29.7612
2446 | 8805600 | 5.1142 | 28.4607 | 29.7645
2447 | 8809200 | 5.1144 | 28.464 | 29.7677
2448 | 8812800 | 5.1146 | 28.4672 | 29.771
2449 | 8816400 | 5.1148 | 28.4704 | 29.7742
2450 | 8820000 | 5.1151 | 28.4737 | 29.7775
2451 | 8823600 | 5.1153 | 28.4769 | 29.7807
2452 | 8827200 | 5.1155 | 28.4801 | 29.784
2453 | 8830800 | 5.1157 | 28.4833 | 29.7872
2454 | 8834400 | 5.116 | 28.4866 | 29.7905
2455 | 8838000 | 5.1162 | 28.4898 | 29.7937
2456 | 8841600 | 5.1164 | 28.493 | 29.797
2457 | 8845200 | 5.1166 | 28.4963 | 29.8002
2458 | 8848800 | 5.1168 | 28.4995 | 29.8035
2459 | 8852400 | 5.1171 | 28.5027 | 29.8067
2460 | 8856000 | 5.1173 | 28.5059 | 29.8099
2461 | 8859600 | 5.1175 | 28.5092 | 29.8132
2462 | 8863200 | 5.1177 | 28.5124 | 29.8164
2463 | 8866800 | 5.118 | 28.5156 | 29.8197
2464 | 8870400 | 5.1182 | 28.5188 | 29.8229
2465 | 8874000 | 5.1184 | 28.522 | 29.8262
2466 | 8877600 | 5.1186 | 28.5253 | 29.8294
2467 | 8881200 | 5.1188 | 28.5285 | 29.8326
2468 | 8884800 | 5.1191 | 28.5317 | 29.8359
2469 | 8888400 | 5.1193 | 28.5349 | 29.8391
2470 | 8892000 | 5.1195 | 28.5381 | 29.8424
2471 | 8895600 | 5.1197 | 28.5414 | 29.8456
2472 | 8899200 | 5.1199 | 28.5446 | 29.8488
2473 | 8902800 | 5.1202 | 28.5478 | 29.8521
2474 | 8906400 | 5.1204 | 28.551 | 29.8553
2475 | 8910000 | 5.1206 | 28.5542 | 29.8585
2476 | 8913600 | 5.1208 | 28.5574 | 29.8618
2477 | 8917200 | 5.121 | 28.5607 | 29.865
2478 | 8920800 | 5.1213 | 28.5639 | 29.8682
2479 | 8924400 | 5.1215 | 28.5671 | 29.8715
2480 | 8928000 | 5.1217 | 28.5703 | 29.8747
2481 | 8931600 | 5.1219 | 28.5735 | 29.8779
2482 | 8935200 | 5.1221 | 28.5767 | 29.8812
2483 | 8938800 | 5.1224 | 28.5799 | 29.8844
2484 | 8942400 | 5.1226 | 28.5831 | 29.8876
2485 | 8946000 | 5.1228 | 28.5864 | 29.8908
2486 | 8949600 | 5.123 | 28.5896 | 29.8941
2487 | 8953200 | 5.1232 | 28.5928 | 29.8973
2488 | 8956800 | 5.1235 | 28.596 | 29.9005
2489 | 8960400 | 5.1237 | 28.5992 | 29.9038
2490 | 8964000 | 5.1239 | 28.6024 | 29.907
2491 | 8967600 | 5.1241 | 28.6056 | 29.9102
2492 | 8971200 | 5.1243 | 28.6088 | 29.9134
2493 | 8974800 | 5.1245 | 28.612 | 29.9167
2494 | 8978400 | 5.1248 | 28.6152 | 29.9199
2495 | 8982000 | 5.125 | 28.6184 | 29.9231
2496 | 8985600 | 5.1252 | 28.6216 | 29.9263
2497 | 8989200 | 5.1254 | 28.6248 | 29.9295
2498 | 8992800 | 5.1256 | 28.628 | 29.9328
2499 | 8996400 | 5.1259 | 28.6312 | 29.936
2500 | 9000000 | 5.1261 | 28.6344 | 29.9392
2501 | 9003600 | 5.1263 | 28.6376 | 29.9424
2502 | 9007200 | 5.1265 | 28.6408 | 29.9456
2503 | 9010800 | 5.1267 | 28.644 | 29.9489
2504 | 9014400 | 5.1269 | 28.6472 | 29.9521
2505 | 9018000 | 5.1272 | 28.6504 | 29.9553
2506 | 9021600 | 5.1274 | 28.6536 | 29.9585
2507 | 9025200 | 5.1276 | 28.6568 | 29.9617
2508 | 9028800 | 5.1278 | 28.66 | 29.9649
2509 | 9032400 | 5.128 | 28.6632 | 29.9682
2510 | 9036000 | 5.1282 | 28.6664 | 29.9714
2511 | 9039600 | 5.1285 | 28.6696 | 29.9746
2512 | 9043200 | 5.1287 | 28.6728 | 29.9778
2513 | 9046800 | 5.1289 | 28.676 | 29.981
2514 | 9050400 | 5.1291 | 28.6792 | 29.9842
2515 | 9054000 | 5.1293 | 28.6824 | 29.9874
2516 | 9057600 | 5.1295 | 28.6856 | 29.9906
2517 | 9061200 | 5.1297 | 28.6888 | 29.9939
2518 | 9064800 | 5.13 | 28.692 | 29.9971
2519 | 9068400 | 5.1302 | 28.6951 | 30.0003
2520 | 9072000 | 5.1304 | 28.6983 | 30.0035
2521 | 9075600 | 5.1306 | 28.7015 | 30.0067
2522 | 9079200 | 5.1308 | 28.7047 | 30.0099
2523 | 9082800 | 5.131 | 28.7079 | 30.0131
2524 | 9086400 | 5.1313 | 28.7111 | 30.0163
2525 | 9090000 | 5.1315 | 28.7143 | 30.0195
2526 | 9093600 | 5.1317 | 28.7175 | 30.0227
2527 | 9097200 | 5.1319 | 28.7206 | 30.0259
2528 | 9100800 | 5.1321 | 28.7238 | 30.0291
2529 | 9104400 | 5.1323 | 28.727 | 30.0323
2530 | 9108000 | 5.1325 | 28.7302 | 30.0355
2531 | 9111600 | 5.1327 | 28.7334 | 30.0387
2532 | 9115200 | 5.133 | 28.7366 | 30.0419
2533 | 9118800 | 5.1332 | 28.7398 | 30.0451
2534 | 9122400 | 5.1334 | 28.7429 | 30.0483
2535 | 9126000 | 5.1336 | 28.7461 | 30.0515
2536 | 9129600 | 5.1338 | 28.7493 | 30.0547
2537 | 9133200 | 5.134 | 28.7525 | 30.0579
2538 | 9136800 | 5.1342 | 28.7557 | 30.0611
2539 | 9140400 | 5.1345 | 28.7588 | 30.0643
2540 | 9144000 | 5.1347 | 28.762 | 30.0675
2541 | 9147600 | 5.1349 | 28.7652 | 30.0707
2542 | 9151200 | 5.1351 | 28.7684 | 30.0739
2543 | 9154800 | 5.1353 | 28.7715 | 30.0771
2544 | 9158400 | 5.1355 | 28.7747 | 30.0803
2545 | 9162000 | 5.1357 | 28.7779 | 30.0835
2546 | 9165600 | 5.1359 | 28.7811 | 30.0867
2547 | 9169200 | 5.1361 | 28.7842 | 30.0899
2548 | 9172800 | 5.1364 | 28.7874 | 30.0931
2549 | 9176400 | 5.1366 | 28.7906 | 30.0963
2550 | 9180000 | 5.1368 | 28.7938 | 30.0995
2551 | 9183600 | 5.137 | 28.7969 | 30.1026
2552 | 9187200 | 5.1372 | 28.8001 | 30.1058
2553 | 9190800 | 5.1374 | 28.8033 | 30.109
2554 | 9194400 | 5.1376 | 28.8064 | 30.1122
2555 | 9198000 | 5.1378 | 28.8096 | 30.1154
2556 | 9201600 | 5.138 | 28.8128 | 30.1186
2557 | 9205200 | 5.1383 | 28.816 | 30.1218
2558 | 9208800 | 5.1385 | 28.8191 | 30.125
2559 | 9212400 | 5.1387 | 28.8223 | 30.1281
2560 | 9216000 | 5.1389 | 28.8255 | 30.1313
2561 | 9219600 | 5.1391 | 28.8286 | 30.1345
2562 | 9223200 | 5.1393 | 28.8318 | 30.1377
2563 | 9226800 | 5.1395 | 28.835 | 30.1409
2564 | 9230400 | 5.1397 | 28.8381 | 30.1441
2565 | 9234000 | 5.1399 | 28.8413 | 30.1473
2566 | 9237600 | 5.1401 | 28.8444 | 30.1504
2567 | 9241200 | 5.1404 | 28.8476 | 30.1536
2568 | 9244800 | 5.1406 | 28.8508 | 30.1568
2569 | 9248400 | 5.1408 | 28.8539 | 30.16
2570 | 9252000 | 5.141 | 28.8571 | 30.1632
2571 | 9255600 | 5.1412 | 28.8603 | 30.1663
2572 | 9259200 | 5.1414 | 28.8634 | 30.1695
2573 | 9262800 | 5.1416 | 28.8666 | 30.1727
2574 | 9266400 | 5.1418 | 28.8697 | 30.1759
2575 | 9270000 | 5.142 | 28.8729 | 30.179
2576 | 9273600 | 5.1422 | 28.8761 | 30.1822
2577 | 9277200 | 5.1424 | 28.8792 | 30.1854
2578 | 9280800 | 5.1427 | 28.8824 | 30.1886
2579 | 9284400 | 5.1429 | 28.8855 | 30.1917
2580 | 9288000 | 5.1431 | 28.8887 | 30.1949
2581 | 9291600 | 5.1433 | 28.8918 | 30.1981
2582 | 9295200 | 5.1435 | 28.895 | 30.2013
2583 | 9298800 | 5.1437 | 28.8981 | 30.2044
2584 | 9302400 | 5.1439 | 28.9013 | 30.2076
2585 | 9306000 | 5.1441 | 28.9045 | 30.2108
2586 | 9309600 | 5.1443 | 28.9076 | 30.2139
2587 | 9313200 | 5.1445 | 28.9108 | 30.2171
2588 | 9316800 | 5.1447 | 28.9139 | 30.2203
2589 | 9320400 | 5.1449 | 28.9171 | 30.2235
2590 | 9324000 | 5.1451 | 28.9202 | 30.2266
2591 | 9327600 | 5.1453 | 28.9234 | 30.2298
2592 | 9331200 | 5.1456 | 28.9265 | 30.233
2593 | 9334800 | 5.1458 | 28.9297 | 30.2361
2594 | 9338400 | 5.146 | 28.9328 | 30.2393
2595 | 9342000 | 5.1462 | 28.936 | 30.2425
2596 | 9345600 | 5.1464 | 28.9391 | 30.2456
2597 | 9349200 | 5.1466 | 28.9422 | 30.2488
2598 | 9352800 | 5.1468 | 28.9454 | 30.2519
2599 | 9356400 | 5.147 | 28.9485 | 30.2551
2600 | 9360000 | 5.1472 | 28.9517 | 30.2583
2601 | 9363600 | 5.1474 | 28.9548 | 30.2614
2602 | 9367200 | 5.1476 | 28.958 | 30.2646
2603 | 9370800 | 5.1478 | 28.9611 | 30.2678
2604 | 9374400 | 5.148 | 28.9643 | 30.2709
2605 | 9378000 | 5.1482 | 28.9674 | 30.2741
2606 | 9381600 | 5.1484 | 28.9705 | 30.2772
2607 | 9385200 | 5.1486 | 28.9737 | 30.2804
2608 | 9388800 | 5.1488 | 28.9768 | 30.2836
2609 | 9392400 | 5.149 | 28.98 | 30.2867
2610 | 9396000 | 5.1493 | 28.9831 | 30.2899
2611 | 9399600 | 5.1495 | 28.9862 | 30.293
2612 | 9403200 | 5.1497 | 28.9894 | 30.2962
2613 | 9406800 | 5.1499 | 28.9925 | 30.2993
2614 | 9410400 | 5.1501 | 28.9957 | 30.3025
2615 | 9414000 | 5.1503 | 28.9988 | 30.3056
2616 | 9417600 | 5.1505 | 29.0019 | 30.3088
2617 | 9421200 | 5.1507 | 29.0051 | 30.312
2618 | 9424800 | 5.1509 | 29.0082 | 30.3151
2619 | 9428400 | 5.1511 | 29.0113 | 30.3183
2620 | 9432000 | 5.1513 | 29.0145 | 30.3214
2621 | 9435600 | 5.1515 | 29.0176 | 30.3246
2622 | 9439200 | 5.1517 | 29.0207 | 30.3277
2623 | 9442800 | 5.1519 | 29.0239 | 30.3309
2624 | 9446400 | 5.1521 | 29.027 | 30.334
2625 | 9450000 | 5.1523 | 29.0301 | 30.3372
2626 | 9453600 | 5.1525 | 29.0333 | 30.3403
2627 | 9457200 | 5.1527 | 29.0364 | 30.3435
2628 | 9460800 | 5.1529 | 29.0395 | 30.3466
2629 | 9464400 | 5.1531 | 29.0426 | 30.3497
2630 | 9468000 | 5.1533 | 29.0458 | 30.3529
2631 | 9471600 | 5.1535 | 29.0489 | 30.356
2632 | 9475200 | 5.1537 | 29.052 | 30.3592
2633 | 9478800 | 5.1539 | 29.0552 | 30.3623
2634 | 9482400 | 5.1541 | 29.0583 | 30.3655
2635 | 9486000 | 5.1543 | 29.0614 | 30.3686
2636 | 9489600 | 5.1545 | 29.0645 | 30.3718
2637 | 9493200 | 5.1547 | 29.0677 | 30.3749
2638 | 9496800 | 5.1549 | 29.0708 | 30.378
2639 | 9500400 | 5.1551 | 29.0739 | 30.3812
2640 | 9504000 | 5.1553 | 29.077 | 30.3843
2641 | 9507600 | 5.1555 | 29.0802 | 30.3875
2642 | 9511200 | 5.1557 | 29.0833 | 30.3906
2643 | 9514800 | 5.1559 | 29.0864 | 30.3937
2644 | 9518400 | 5.1561 | 29.0895 | 30.3969
2645 | 9522000 | 5.1563 | 29.0926 | 30.4
2646 | 9525600 | 5.1565 | 29.0958 | 30.4032
2647 | 9529200 | 5.1567 | 29.0989 | 30.4063
2648 | 9532800 | 5.1569 | 29.102 | 30.4094
2649 | 9536400 | 5.1571 | 29.1051 | 30.4126
2650 | 9540000 | 5.1573 | 29.1082 | 30.4157
2651 | 9543600 | 5.1575 | 29.1113 | 30.4188
2652 | 9547200 | 5.1577 | 29.1145 | 30.422
2653 | 9550800 | 5.1579 | 29.1176 | 30.4251
2654 | 9554400 | 5.1581 | 29.1207 | 30.4282
2655 | 9558000 | 5.1583 | 29.1238 | 30.4314
2656 | 9561600 | 5.1585 | 29.1269 | 30.4345
2657 | 9565200 | 5.1587 | 29.13 | 30.4376
2658 | 9568800 | 5.1589 | 29.1332 | 30.4408
2659 | 9572400 | 5.1591 | 29.1363 | 30.4439
2660 | 9576000 | 5.1593 | 29.1394 | 30.447
2661 | 9579600 | 5.1595 | 29.1425 | 30.4501
2662 | 9583200 | 5.1597 | 29.1456 | 30.4533
2663 | 9586800 | 5.1599 | 29.1487 | 30.4564
2664 | 9590400 | 5.1601 | 29.1518 | 30.4595
2665 | 9594000 | 5.1603 | 29.1549 | 30.4627
2666 | 9597600 | 5.1605 | 29.158 | 30.4658
2667 | 9601200 | 5.1607 | 29.1612 | 30.4689
2668 | 9604800 | 5.1609 | 29.1643 | 30.472
2669 | 9608400 | 5.1611 | 29.1674 | 30.4752
2670 | 9612000 | 5.1613 | 29.1705 | 30.4783
2671 | 9615600 | 5.1615 | 29.1736 | 30.4814
2672 | 9619200 | 5.1617 | 29.1767 | 30.4845
2673 | 9622800 | 5.1619 | 29.1798 | 30.4877
2674 | 9626400 | 5.1621 | 29.1829 | 30.4908
2675 | 9630000 | 5.1623 | 29.186 | 30.4939
2676 | 9633600 | 5.1625 | 29.1891 | 30.497
2677 | 9637200 | 5.1627 | 29.1922 | 30.5001
2678 | 9640800 | 5.1629 | 29.1953 | 30.5033
2679 | 9644400 | 5.1631 | 29.1984 | 30.5064
2680 | 9648000 | 5.1633 | 29.2015 | 30.5095
2681 | 9651600 | 5.1635 | 29.2046 | 30.5126
2682 | 9655200 | 5.1637 | 29.2077 | 30.5157
2683 | 9658800 | 5.1639 | 29.2108 | 30.5188
2684 | 9662400 | 5.1641 | 29.2139 | 30.522
2685 | 9666000 | 5.1643 | 29.217 | 30.5251
2686 | 9669600 | 5.1645 | 29.2201 | 30.5282
2687 | 9673200 | 5.1647 | 29.2232 | 30.5313
2688 | 9676800 | 5.1649 | 29.2263 | 30.5344
2689 | 9680400 | 5.1651 | 29.2294 | 30.5375
2690 | 9684000 | 5.1653 | 29.2325 | 30.5407
2691 | 9687600 | 5.1655 | 29.2356 | 30.5438
2692 | 9691200 | 5.1657 | 29.2387 | 30.5469
2693 | 9694800 | 5.1659 | 29.2418 | 30.55
2694 | 9698400 | 5.166 | 29.2449 | 30.5531
2695 | 9702000 | 5.1662 | 29.248 | 30.5562
2696 | 9705600 | 5.1664 | 29.2511 | 30.5593
2697 | 9709200 | 5.1666 | 29.2542 | 30.5624
2698 | 9712800 | 5.1668 | 29.2573 | 30.5655
2699 | 9716400 | 5.167 | 29.2604 | 30.5687
2700 | 9720000 | 5.1672 | 29.2634 | 30.5718
2701 | 9723600 | 5.1674 | 29.2665 | 30.5749
2702 | 9727200 | 5.1676 | 29.2696 | 30.578
2703 | 9730800 | 5.1678 | 29.2727 | 30.5811
2704 | 9734400 | 5.168 | 29.2758 | 30.5842
2705 | 9738000 | 5.1682 | 29.2789 | 30.5873
2706 | 9741600 | 5.1684 | 29.282 | 30.5904
2707 | 9745200 | 5.1686 | 29.2851 | 30.5935
2708 | 9748800 | 5.1688 | 29.2882 | 30.5966
2709 | 9752400 | 5.169 | 29.2912 | 30.5997
2710 | 9756000 | 5.1692 | 29.2943 | 30.6028
2711 | 9759600 | 5.1694 | 29.2974 | 30.6059
2712 | 9763200 | 5.1695 | 29.3005 | 30.609
2713 | 9766800 | 5.1697 | 29.3036 | 30.6121
2714 | 9770400 | 5.1699 | 29.3067 | 30.6152
2715 | 9774000 | 5.1701 | 29.3098 | 30.6183
2716 | 9777600 | 5.1703 | 29.3128 | 30.6214
2717 | 9781200 | 5.1705 | 29.3159 | 30.6245
2718 | 9784800 | 5.1707 | 29.319 | 30.6276
2719 | 9788400 | 5.1709 | 29.3221 | 30.6307
2720 | 9792000 | 5.1711 | 29.3252 | 30.6338
2721 | 9795600 | 5.1713 | 29.3282 | 30.6369
2722 | 9799200 | 5.1715 | 29.3313 | 30.64
2723 | 9802800 | 5.1717 | 29.3344 | 30.6431
2724 | 9806400 | 5.1719 | 29.3375 | 30.6462
2725 | 9810000 | 5.1721 | 29.3406 | 30.6493
2726 | 9813600 | 5.1723 | 29.3436 | 30.6524
2727 | 9817200 | 5.1724 | 29.3467 | 30.6555
2728 | 9820800 | 5.1726 | 29.3498 | 30.6586
2729 | 9824400 | 5.1728 | 29.3529 | 30.6617
2730 | 9828000 | 5.173 | 29.3559 | 30.6648
2731 | 9831600 | 5.1732 | 29.359 | 30.6679
2732 | 9835200 | 5.1734 | 29.3621 | 30.6709
2733 | 9838800 | 5.1736 | 29.3652 | 30.674
2734 | 9842400 | 5.1738 | 29.3682 | 30.6771
2735 | 9846000 | 5.174 | 29.3713 | 30.6802
2736 | 9849600 | 5.1742 | 29.3744 | 30.6833
2737 | 9853200 | 5.1744 | 29.3775 | 30.6864
2738 | 9856800 | 5.1746 | 29.3805 | 30.6895
2739 | 9860400 | 5.1747 | 29.3836 | 30.6926
2740 | 9864000 | 5.1749 | 29.3867 | 30.6957
2741 | 9867600 | 5.1751 | 29.3897 | 30.6987
2742 | 9871200 | 5.1753 | 29.3928 | 30.7018
2743 | 9874800 | 5.1755 | 29.3959 | 30.7049
2744 | 9878400 | 5.1757 | 29.399 | 30.708
2745 | 9882000 | 5.1759 | 29.402 | 30.7111
2746 | 9885600 | 5.1761 | 29.4051 | 30.7142
2747 | 9889200 | 5.1763 | 29.4082 | 30.7173
2748 | 9892800 | 5.1765 | 29.4112 | 30.7203
2749 | 9896400 | 5.1766 | 29.4143 | 30.7234
2750 | 9900000 | 5.1768 | 29.4174 | 30.7265
2751 | 9903600 | 5.177 | 29.4204 | 30.7296
2752 | 9907200 | 5.1772 | 29.4235 | 30.7327
2753 | 9910800 | 5.1774 | 29.4265 | 30.7357
2754 | 9914400 | 5.1776 | 29.4296 | 30.7388
2755 | 9918000 | 5.1778 | 29.4327 | 30.7419
2756 | 9921600 | 5.178 | 29.4357 | 30.745
2757 | 9925200 | 5.1782 | 29.4388 | 30.7481
2758 | 9928800 | 5.1784 | 29.4419 | 30.7511
2759 | 9932400 | 5.1785 | 29.4449 | 30.7542
2760 | 9936000 | 5.1787 | 29.448 | 30.7573
2761 | 9939600 | 5.1789 | 29.451 | 30.7604
2762 | 9943200 | 5.1791 | 29.4541 | 30.7634
2763 | 9946800 | 5.1793 | 29.4572 | 30.7665
2764 | 9950400 | 5.1795 | 29.4602 | 30.7696
2765 | 9954000 | 5.1797 | 29.4633 | 30.7727
2766 | 9957600 | 5.1799 | 29.4663 | 30.7757
2767 | 9961200 | 5.1801 | 29.4694 | 30.7788
2768 | 9964800 | 5.1802 | 29.4724 | 30.7819
2769 | 9968400 | 5.1804 | 29.4755 | 30.785
2770 | 9972000 | 5.1806 | 29.4786 | 30.788
2771 | 9975600 | 5.1808 | 29.4816 | 30.7911
2772 | 9979200 | 5.181 | 29.4847 | 30.7942
2773 | 9982800 | 5.1812 | 29.4877 | 30.7972
2774 | 9986400 | 5.1814 | 29.4908 | 30.8003
2775 | 9990000 | 5.1816 | 29.4938 | 30.8034
2776 | 9993600 | 5.1817 | 29.4969 | 30.8064
2777 | 9997200 | 5.1819 | 29.4999 | 30.8095
2778 | 10000800 | 5.1821 | 29.503 | 30.8126
2779 | 10004400 | 5.1823 | 29.506 | 30.8157
2780 | 10008000 | 5.1825 | 29.5091 | 30.8187
2781 | 10011600 | 5.1827 | 29.5121 | 30.8218
2782 | 10015200 | 5.1829 | 29.5152 | 30.8248
2783 | 10018800 | 5.1831 | 29.5182 | 30.8279
2784 | 10022400 | 5.1832 | 29.5213 | 30.831
2785 | 10026000 | 5.1834 | 29.5243 | 30.834
2786 | 10029600 | 5.1836 | 29.5274 | 30.8371
2787 | 10033200 | 5.1838 | 29.5304 | 30.8402
2788 | 10036800 | 5.184 | 29.5335 | 30.8432
2789 | 10040400 | 5.1842 | 29.5365 | 30.8463
2790 | 10044000 | 5.1844 | 29.5396 | 30.8494
2791 | 10047600 | 5.1845 | 29.5426 | 30.8524
2792 | 10051200 | 5.1847 | 29.5457 | 30.8555
2793 | 10054800 | 5.1849 | 29.5487 | 30.8585
2794 | 10058400 | 5.1851 | 29.5517 | 30.8616
2795 | 10062000 | 5.1853 | 29.5548 | 30.8647
2796 | 10065600 | 5.1855 | 29.5578 | 30.8677
2797 | 10069200 | 5.1857 | 29.5609 | 30.8708
2798 | 10072800 | 5.1858 | 29.5639 | 30.8738
2799 | 10076400 | 5.186 | 29.567 | 30.8769
2800 | 10080000 | 5.1862 | 29.57 | 30.8799
2801 | 10083600 | 5.1864 | 29.573 | 30.883
2802 | 10087200 | 5.1866 | 29.5761 | 30.8861
2803 | 10090800 | 5.1868 | 29.5791 | 30.8891
2804 | 10094400 | 5.187 | 29.5821 | 30.8922
2805 | 10098000 | 5.1871 | 29.5852 | 30.8952
2806 | 10101600 | 5.1873 | 29.5882 | 30.8983
2807 | 10105200 | 5.1875 | 29.5913 | 30.9013
2808 | 10108800 | 5.1877 | 29.5943 | 30.9044
2809 | 10112400 | 5.1879 | 29.5973 | 30.9074
2810 | 10116000 | 5.1881 | 29.6004 | 30.9105
2811 | 10119600 | 5.1882 | 29.6034 | 30.9135
2812 | 10123200 | 5.1884 | 29.6064 | 30.9166
2813 | 10126800 | 5.1886 | 29.6095 | 30.9196
2814 | 10130400 | 5.1888 | 29.6125 | 30.9227
2815 | 10134000 | 5.189 | 29.6155 | 30.9257
2816 | 10137600 | 5.1892 | 29.6186 | 30.9288
2817 | 10141200 | 5.1893 | 29.6216 | 30.9318
2818 | 10144800 | 5.1895 | 29.6246 | 30.9349
2819 | 10148400 | 5.1897 | 29.6277 | 30.9379
2820 | 10152000 | 5.1899 | 29.6307 | 30.941
2821 | 10155600 | 5.1901 | 29.6337 | 30.944
2822 | 10159200 | 5.1903 | 29.6368 | 30.9471
2823 | 10162800 | 5.1904 | 29.6398 | 30.9501
2824 | 10166400 | 5.1906 | 29.6428 | 30.9531
2825 | 10170000 | 5.1908 | 29.6458 | 30.9562
2826 | 10173600 | 5.191 | 29.6489 | 30.9592
2827 | 10177200 | 5.1912 | 29.6519 | 30.9623
2828 | 10180800 | 5.1914 | 29.6549 | 30.9653
2829 | 10184400 | 5.1915 | 29.658 | 30.9684
2830 | 10188000 | 5.1917 | 29.661 | 30.9714
2831 | 10191600 | 5.1919 | 29.664 | 30.9744
2832 | 10195200 | 5.1921 | 29.667 | 30.9775
2833 | 10198800 | 5.1923 | 29.6701 | 30.9805
2834 | 10202400 | 5.1925 | 29.6731 | 30.9836
2835 | 10206000 | 5.1926 | 29.6761 | 30.9866
2836 | 10209600 | 5.1928 | 29.6791 | 30.9896
2837 | 10213200 | 5.193 | 29.6821 | 30.9927
2838 | 10216800 | 5.1932 | 29.6852 | 30.9957
2839 | 10220400 | 5.1934 | 29.6882 | 30.9988
2840 | 10224000 | 5.1935 | 29.6912 | 31.0018
2841 | 10227600 | 5.1937 | 29.6942 | 31.0048
2842 | 10231200 | 5.1939 | 29.6972 | 31.0079
2843 | 10234800 | 5.1941 | 29.7003 | 31.0109
2844 | 10238400 | 5.1943 | 29.7033 | 31.0139
2845 | 10242000 | 5.1944 | 29.7063 | 31.017
2846 | 10245600 | 5.1946 | 29.7093 | 31.02
2847 | 10249200 | 5.1948 | 29.7123 | 31.023
2848 | 10252800 | 5.195 | 29.7154 | 31.0261
2849 | 10256400 | 5.1952 | 29.7184 | 31.0291
2850 | 10260000 | 5.1954 | 29.7214 | 31.0321
2851 | 10263600 | 5.1955 | 29.7244 | 31.0352
2852 | 10267200 | 5.1957 | 29.7274 | 31.0382
2853 | 10270800 | 5.1959 | 29.7304 | 31.0412
2854 | 10274400 | 5.1961 | 29.7334 | 31.0443
2855 | 10278000 | 5.1963 | 29.7365 | 31.0473
2856 | 10281600 | 5.1964 | 29.7395 | 31.0503
2857 | 10285200 | 5.1966 | 29.7425 | 31.0533
2858 | 10288800 | 5.1968 | 29.7455 | 31.0564
2859 | 10292400 | 5.197 | 29.7485 | 31.0594
2860 | 10296000 | 5.1972 | 29.7515 | 31.0624
2861 | 10299600 | 5.1973 | 29.7545 | 31.0654
2862 | 10303200 | 5.1975 | 29.7575 | 31.0685
2863 | 10306800 | 5.1977 | 29.7606 | 31.0715
2864 | 10310400 | 5.1979 | 29.7636 | 31.0745
2865 | 10314000 | 5.1981 | 29.7666 | 31.0775
2866 | 10317600 | 5.1982 | 29.7696 | 31.0806
2867 | 10321200 | 5.1984 | 29.7726 | 31.0836
2868 | 10324800 | 5.1986 | 29.7756 | 31.0866
2869 | 10328400 | 5.1988 | 29.7786 | 31.0896
2870 | 10332000 | 5.1989 | 29.7816 | 31.0927
2871 | 10335600 | 5.1991 | 29.7846 | 31.0957
2872 | 10339200 | 5.1993 | 29.7876 | 31.0987
2873 | 10342800 | 5.1995 | 29.7906 | 31.1017
2874 | 10346400 | 5.1997 | 29.7936 | 31.1047
2875 | 10350000 | 5.1998 | 29.7966 | 31.1078
2876 | 10353600 | 5.2 | 29.7996 | 31.1108
2877 | 10357200 | 5.2002 | 29.8026 | 31.1138
2878 | 10360800 | 5.2004 | 29.8056 | 31.1168
2879 | 10364400 | 5.2006 | 29.8086 | 31.1198
2880 | 10368000 | 5.2007 | 29.8116 | 31.1228
2881 | 10371600 | 5.2009 | 29.8146 | 31.1259
2882 | 10375200 | 5.2011 | 29.8176 | 31.1289
2883 | 10378800 | 5.2013 | 29.8206 | 31.1319
2884 | 10382400 | 5.2014 | 29.8236 | 31.1349
2885 | 10386000 | 5.2016 | 29.8266 | 31.1379
2886 | 10389600 | 5.2018 | 29.8296 | 31.1409
2887 | 10393200 | 5.202 | 29.8326 | 31.144
2888 | 10396800 | 5.2021 | 29.8356 | 31.147
2889 | 10400400 | 5.2023 | 29.8386 | 31.15
2890 | 10404000 | 5.2025 | 29.8416 | 31.153
2891 | 10407600 | 5.2027 | 29.8446 | 31.156
2892 | 10411200 | 5.2029 | 29.8476 | 31.159
2893 | 10414800 | 5.203 | 29.8506 | 31.162
2894 | 10418400 | 5.2032 | 29.8536 | 31.165
2895 | 10422000 | 5.2034 | 29.8566 | 31.168
2896 | 10425600 | 5.2036 | 29.8596 | 31.1711
2897 | 10429200 | 5.2037 | 29.8626 | 31.1741
2898 | 10432800 | 5.2039 | 29.8656 | 31.1771
2899 | 10436400 | 5.2041 | 29.8686 | 31.1801
2900 | 10440000 | 5.2043 | 29.8716 | 31.1831
2901 | 10443600 | 5.2044 | 29.8746 | 31.1861
2902 | 10447200 | 5.2046 | 29.8776 | 31.1891
2903 | 10450800 | 5.2048 | 29.8806 | 31.1921
2904 | 10454400 | 5.205 | 29.8835 | 31.1951
2905 | 10458000 | 5.2051 | 29.8865 | 31.1981
2906 | 10461600 | 5.2053 | 29.8895 | 31.2011
2907 | 10465200 | 5.2055 | 29.8925 | 31.2041
2908 | 10468800 | 5.2057 | 29.8955 | 31.2071
2909 | 10472400 | 5.2059 | 29.8985 | 31.2101
2910 | 10476000 | 5.206 | 29.9015 | 31.2131
2911 | 10479600 | 5.2062 | 29.9045 | 31.2161
2912 | 10483200 | 5.2064 | 29.9074 | 31.2191
2913 | 10486800 | 5.2066 | 29.9104 | 31.2221
2914 | 10490400 | 5.2067 | 29.9134 | 31.2251
2915 | 10494000 | 5.2069 | 29.9164 | 31.2281
2916 | 10497600 | 5.2071 | 29.9194 | 31.2311
2917 | 10501200 | 5.2073 | 29.9224 | 31.2341
2918 | 10504800 | 5.2074 | 29.9254 | 31.2371
2919 | 10508400 | 5.2076 | 29.9283 | 31.2401
2920 | 10512000 | 5.2078 | 29.9313 | 31.2431
2921 | 10515600 | 5.2079 | 29.9343 | 31.2461
2922 | 10519200 | 5.2081 | 29.9373 | 31.2491
2923 | 10522800 | 5.2083 | 29.9403 | 31.2521
2924 | 10526400 | 5.2085 | 29.9432 | 31.2551
2925 | 10530000 | 5.2086 | 29.9462 | 31.2581
2926 | 10533600 | 5.2088 | 29.9492 | 31.2611
2927 | 10537200 | 5.209 | 29.9522 | 31.2641
2928 | 10540800 | 5.2092 | 29.9552 | 31.2671
2929 | 10544400 | 5.2093 | 29.9581 | 31.2701
2930 | 10548000 | 5.2095 | 29.9611 | 31.2731
2931 | 10551600 | 5.2097 | 29.9641 | 31.2761
2932 | 10555200 | 5.2099 | 29.9671 | 31.2791
2933 | 10558800 | 5.21 | 29.9701 | 31.2821
2934 | 10562400 | 5.2102 | 29.973 | 31.285
2935 | 10566000 | 5.2104 | 29.976 | 31.288
2936 | 10569600 | 5.2106 | 29.979 | 31.291
2937 | 10573200 | 5.2107 | 29.982 | 31.294
2938 | 10576800 | 5.2109 | 29.9849 | 31.297
2939 | 10580400 | 5.2111 | 29.9879 | 31.3
2940 | 10584000 | 5.2112 | 29.9909 | 31.303
2941 | 10587600 | 5.2114 | 29.9938 | 31.306
2942 | 10591200 | 5.2116 | 29.9968 | 31.309
2943 | 10594800 | 5.2118 | 29.9998 | 31.3119
2944 | 10598400 | 5.2119 | 30.0028 | 31.3149
2945 | 10602000 | 5.2121 | 30.0057 | 31.3179
2946 | 10605600 | 5.2123 | 30.0087 | 31.3209
2947 | 10609200 | 5.2125 | 30.0117 | 31.3239
2948 | 10612800 | 5.2126 | 30.0146 | 31.3269
2949 | 10616400 | 5.2128 | 30.0176 | 31.3299
2950 | 10620000 | 5.213 | 30.0206 | 31.3328
2951 | 10623600 | 5.2131 | 30.0236 | 31.3358
2952 | 10627200 | 5.2133 | 30.0265 | 31.3388
2953 | 10630800 | 5.2135 | 30.0295 | 31.3418
2954 | 10634400 | 5.2137 | 30.0325 | 31.3448
2955 | 10638000 | 5.2138 | 30.0354 | 31.3478
2956 | 10641600 | 5.214 | 30.0384 | 31.3507
2957 | 10645200 | 5.2142 | 30.0414 | 31.3537
2958 | 10648800 | 5.2143 | 30.0443 | 31.3567
2959 | 10652400 | 5.2145 | 30.0473 | 31.3597
2960 | 10656000 | 5.2147 | 30.0502 | 31.3627
2961 | 10659600 | 5.2149 | 30.0532 | 31.3656
2962 | 10663200 | 5.215 | 30.0562 | 31.3686
2963 | 10666800 | 5.2152 | 30.0591 | 31.3716
2964 | 10670400 | 5.2154 | 30.0621 | 31.3746
2965 | 10674000 | 5.2155 | 30.0651 | 31.3775
2966 | 10677600 | 5.2157 | 30.068 | 31.3805
2967 | 10681200 | 5.2159 | 30.071 | 31.3835
2968 | 10684800 | 5.2161 | 30.0739 | 31.3865
2969 | 10688400 | 5.2162 | 30.0769 | 31.3894
2970 | 10692000 | 5.2164 | 30.0799 | 31.3924
2971 | 10695600 | 5.2166 | 30.0828 | 31.3954
2972 | 10699200 | 5.2167 | 30.0858 | 31.3984
2973 | 10702800 | 5.2169 | 30.0887 | 31.4013
2974 | 10706400 | 5.2171 | 30.0917 | 31.4043
2975 | 10710000 | 5.2172 | 30.0947 | 31.4073
2976 | 10713600 | 5.2174 | 30.0976 | 31.4102
2977 | 10717200 | 5.2176 | 30.1006 | 31.4132
2978 | 10720800 | 5.2178 | 30.1035 | 31.4162
2979 | 10724400 | 5.2179 | 30.1065 | 31.4192
2980 | 10728000 | 5.2181 | 30.1094 | 31.4221
2981 | 10731600 | 5.2183 | 30.1124 | 31.4251
2982 | 10735200 | 5.2184 | 30.1153 | 31.4281
2983 | 10738800 | 5.2186 | 30.1183 | 31.431
2984 | 10742400 | 5.2188 | 30.1212 | 31.434
2985 | 10746000 | 5.2189 | 30.1242 | 31.437
2986 | 10749600 | 5.2191 | 30.1272 | 31.4399
2987 | 10753200 | 5.2193 | 30.1301 | 31.4429
2988 | 10756800 | 5.2194 | 30.1331 | 31.4459
2989 | 10760400 | 5.2196 | 30.136 | 31.4488
2990 | 10764000 | 5.2198 | 30.139 | 31.4518
2991 | 10767600 | 5.2199 | 30.1419 | 31.4548
2992 | 10771200 | 5.2201 | 30.1449 | 31.4577
2993 | 10774800 | 5.2203 | 30.1478 | 31.4607
2994 | 10778400 | 5.2205 | 30.1508 | 31.4637
2995 | 10782000 | 5.2206 | 30.1537 | 31.4666
2996 | 10785600 | 5.2208 | 30.1567 | 31.4696
2997 | 10789200 | 5.221 | 30.1596 | 31.4725
2998 | 10792800 | 5.2211 | 30.1625 | 31.4755
2999 | 10796400 | 5.2213 | 30.1655 | 31.4785
3000 | 10800000 | 5.2215 | 30.1684 | 31.4814
3001 | 10803600 | 5.2216 | 30.1714 | 31.4844
3002 | 10807200 | 5.2218 | 30.1743 | 31.4873
3003 | 10810800 | 5.222 | 30.1773 | 31.4903
3004 | 10814400 | 5.2221 | 30.1802 | 31.4933
3005 | 10818000 | 5.2223 | 30.1832 | 31.4962
3006 | 10821600 | 5.2225 | 30.1861 | 31.4992
3007 | 10825200 | 5.2226 | 30.189 | 31.5021
3008 | 10828800 | 5.2228 | 30.192 | 31.5051
3009 | 10832400 | 5.223 | 30.1949 | 31.508
3010 | 10836000 | 5.2231 | 30.1979 | 31.511
3011 | 10839600 | 5.2233 | 30.2008 | 31.514
3012 | 10843200 | 5.2235 | 30.2038 | 31.5169
3013 | 10846800 | 5.2236 | 30.2067 | 31.5199
3014 | 10850400 | 5.2238 | 30.2096 | 31.5228
3015 | 10854000 | 5.224 | 30.2126 | 31.5258
3016 | 10857600 | 5.2241 | 30.2155 | 31.5287
3017 | 10861200 | 5.2243 | 30.2184 | 31.5317
3018 | 10864800 | 5.2245 | 30.2214 | 31.5346
3019 | 10868400 | 5.2246 | 30.2243 | 31.5376
3020 | 10872000 | 5.2248 | 30.2273 | 31.5405
3021 | 10875600 | 5.225 | 30.2302 | 31.5435
3022 | 10879200 | 5.2251 | 30.2331 | 31.5464
3023 | 10882800 | 5.2253 | 30.2361 | 31.5494
3024 | 10886400 | 5.2255 | 30.239 | 31.5523
3025 | 10890000 | 5.2256 | 30.2419 | 31.5553
3026 | 10893600 | 5.2258 | 30.2449 | 31.5582
3027 | 10897200 | 5.226 | 30.2478 | 31.5612
3028 | 10900800 | 5.2261 | 30.2507 | 31.5641
3029 | 10904400 | 5.2263 | 30.2537 | 31.5671
3030 | 10908000 | 5.2265 | 30.2566 | 31.57
3031 | 10911600 | 5.2266 | 30.2595 | 31.573
3032 | 10915200 | 5.2268 | 30.2625 | 31.5759
3033 | 10918800 | 5.227 | 30.2654 | 31.5789
3034 | 10922400 | 5.2271 | 30.2683 | 31.5818
3035 | 10926000 | 5.2273 | 30.2713 | 31.5847
3036 | 10929600 | 5.2275 | 30.2742 | 31.5877
3037 | 10933200 | 5.2276 | 30.2771 | 31.5906
3038 | 10936800 | 5.2278 | 30.28 | 31.5936
3039 | 10940400 | 5.228 | 30.283 | 31.5965
3040 | 10944000 | 5.2281 | 30.2859 | 31.5995
3041 | 10947600 | 5.2283 | 30.2888 | 31.6024
3042 | 10951200 | 5.2284 | 30.2918 | 31.6053
3043 | 10954800 | 5.2286 | 30.2947 | 31.6083
3044 | 10958400 | 5.2288 | 30.2976 | 31.6112
3045 | 10962000 | 5.2289 | 30.3005 | 31.6142
3046 | 10965600 | 5.2291 | 30.3035 | 31.6171
3047 | 10969200 | 5.2293 | 30.3064 | 31.62
3048 | 10972800 | 5.2294 | 30.3093 | 31.623
3049 | 10976400 | 5.2296 | 30.3122 | 31.6259
3050 | 10980000 | 5.2298 | 30.3152 | 31.6289
3051 | 10983600 | 5.2299 | 30.3181 | 31.6318
3052 | 10987200 | 5.2301 | 30.321 | 31.6347
3053 | 10990800 | 5.2302 | 30.3239 | 31.6377
3054 | 10994400 | 5.2304 | 30.3269 | 31.6406
3055 | 10998000 | 5.2306 | 30.3298 | 31.6435
3056 | 11001600 | 5.2307 | 30.3327 | 31.6465
3057 | 11005200 | 5.2309 | 30.3356 | 31.6494
3058 | 11008800 | 5.2311 | 30.3385 | 31.6523
3059 | 11012400 | 5.2312 | 30.3415 | 31.6553
3060 | 11016000 | 5.2314 | 30.3444 | 31.6582
3061 | 11019600 | 5.2316 | 30.3473 | 31.6611
3062 | 11023200 | 5.2317 | 30.3502 | 31.6641
3063 | 11026800 | 5.2319 | 30.3531 | 31.667
3064 | 11030400 | 5.232 | 30.356 | 31.6699
3065 | 11034000 | 5.2322 | 30.359 | 31.6729
3066 | 11037600 | 5.2324 | 30.3619 | 31.6758
3067 | 11041200 | 5.2325 | 30.3648 | 31.6787
3068 | 11044800 | 5.2327 | 30.3677 | 31.6817
3069 | 11048400 | 5.2329 | 30.3706 | 31.6846
3070 | 11052000 | 5.233 | 30.3735 | 31.6875
3071 | 11055600 | 5.2332 | 30.3765 | 31.6905
3072 | 11059200 | 5.2333 | 30.3794 | 31.6934
3073 | 11062800 | 5.2335 | 30.3823 | 31.6963
3074 | 11066400 | 5.2337 | 30.3852 | 31.6992
3075 | 11070000 | 5.2338 | 30.3881 | 31.7022
3076 | 11073600 | 5.234 | 30.391 | 31.7051
3077 | 11077200 | 5.2342 | 30.3939 | 31.708
3078 | 11080800 | 5.2343 | 30.3968 | 31.7109
3079 | 11084400 | 5.2345 | 30.3998 | 31.7139
3080 | 11088000 | 5.2346 | 30.4027 | 31.7168
3081 | 11091600 | 5.2348 | 30.4056 | 31.7197
3082 | 11095200 | 5.235 | 30.4085 | 31.7226
3083 | 11098800 | 5.2351 | 30.4114 | 31.7256
3084 | 11102400 | 5.2353 | 30.4143 | 31.7285
3085 | 11106000 | 5.2355 | 30.4172 | 31.7314
3086 | 11109600 | 5.2356 | 30.4201 | 31.7343
3087 | 11113200 | 5.2358 | 30.423 | 31.7372
3088 | 11116800 | 5.2359 | 30.4259 | 31.7402
3089 | 11120400 | 5.2361 | 30.4288 | 31.7431
3090 | 11124000 | 5.2363 | 30.4317 | 31.746
3091 | 11127600 | 5.2364 | 30.4347 | 31.7489
3092 | 11131200 | 5.2366 | 30.4376 | 31.7518
3093 | 11134800 | 5.2367 | 30.4405 | 31.7548
3094 | 11138400 | 5.2369 | 30.4434 | 31.7577
3095 | 11142000 | 5.2371 | 30.4463 | 31.7606
3096 | 11145600 | 5.2372 | 30.4492 | 31.7635
3097 | 11149200 | 5.2374 | 30.4521 | 31.7664
3098 | 11152800 | 5.2375 | 30.455 | 31.7693
3099 | 11156400 | 5.2377 | 30.4579 | 31.7723
3100 | 11160000 | 5.2379 | 30.4608 | 31.7752
3101 | 11163600 | 5.238 | 30.4637 | 31.7781
3102 | 11167200 | 5.2382 | 30.4666 | 31.781
3103 | 11170800 | 5.2383 | 30.4695 | 31.7839
3104 | 11174400 | 5.2385 | 30.4724 | 31.7868
3105 | 11178000 | 5.2387 | 30.4753 | 31.7898
3106 | 11181600 | 5.2388 | 30.4782 | 31.7927
3107 | 11185200 | 5.239 | 30.4811 | 31.7956
3108 | 11188800 | 5.2391 | 30.484 | 31.7985
3109 | 11192400 | 5.2393 | 30.4869 | 31.8014
3110 | 11196000 | 5.2395 | 30.4898 | 31.8043
3111 | 11199600 | 5.2396 | 30.4927 | 31.8072
3112 | 11203200 | 5.2398 | 30.4956 | 31.8101
3113 | 11206800 | 5.2399 | 30.4985 | 31.813
3114 | 11210400 | 5.2401 | 30.5014 | 31.816
3115 | 11214000 | 5.2403 | 30.5043 | 31.8189
3116 | 11217600 | 5.2404 | 30.5072 | 31.8218
3117 | 11221200 | 5.2406 | 30.51 | 31.8247
3118 | 11224800 | 5.2407 | 30.5129 | 31.8276
3119 | 11228400 | 5.2409 | 30.5158 | 31.8305
3120 | 11232000 | 5.2411 | 30.5187 | 31.8334
3121 | 11235600 | 5.2412 | 30.5216 | 31.8363
3122 | 11239200 | 5.2414 | 30.5245 | 31.8392
3123 | 11242800 | 5.2415 | 30.5274 | 31.8421
3124 | 11246400 | 5.2417 | 30.5303 | 31.845
3125 | 11250000 | 5.2418 | 30.5332 | 31.8479
3126 | 11253600 | 5.242 | 30.5361 | 31.8508
3127 | 11257200 | 5.2422 | 30.539 | 31.8537
3128 | 11260800 | 5.2423 | 30.5419 | 31.8566
3129 | 11264400 | 5.2425 | 30.5447 | 31.8595
3130 | 11268000 | 5.2426 | 30.5476 | 31.8624
3131 | 11271600 | 5.2428 | 30.5505 | 31.8653
3132 | 11275200 | 5.243 | 30.5534 | 31.8682
3133 | 11278800 | 5.2431 | 30.5563 | 31.8712
3134 | 11282400 | 5.2433 | 30.5592 | 31.8741
3135 | 11286000 | 5.2434 | 30.5621 | 31.877
3136 | 11289600 | 5.2436 | 30.565 | 31.8799
3137 | 11293200 | 5.2437 | 30.5678 | 31.8828
3138 | 11296800 | 5.2439 | 30.5707 | 31.8857
3139 | 11300400 | 5.2441 | 30.5736 | 31.8885
3140 | 11304000 | 5.2442 | 30.5765 | 31.8914
3141 | 11307600 | 5.2444 | 30.5794 | 31.8943
3142 | 11311200 | 5.2445 | 30.5823 | 31.8972
3143 | 11314800 | 5.2447 | 30.5852 | 31.9001
3144 | 11318400 | 5.2448 | 30.588 | 31.903
3145 | 11322000 | 5.245 | 30.5909 | 31.9059
3146 | 11325600 | 5.2452 | 30.5938 | 31.9088
3147 | 11329200 | 5.2453 | 30.5967 | 31.9117
3148 | 11332800 | 5.2455 | 30.5996 | 31.9146
3149 | 11336400 | 5.2456 | 30.6024 | 31.9175
3150 | 11340000 | 5.2458 | 30.6053 | 31.9204
3151 | 11343600 | 5.2459 | 30.6082 | 31.9233
3152 | 11347200 | 5.2461 | 30.6111 | 31.9262
3153 | 11350800 | 5.2463 | 30.614 | 31.9291
3154 | 11354400 | 5.2464 | 30.6168 | 31.932
3155 | 11358000 | 5.2466 | 30.6197 | 31.9349
3156 | 11361600 | 5.2467 | 30.6226 | 31.9378
3157 | 11365200 | 5.2469 | 30.6255 | 31.9407
3158 | 11368800 | 5.247 | 30.6284 | 31.9435
3159 | 11372400 | 5.2472 | 30.6312 | 31.9464
3160 | 11376000 | 5.2473 | 30.6341 | 31.9493
3161 | 11379600 | 5.2475 | 30.637 | 31.9522
3162 | 11383200 | 5.2477 | 30.6399 | 31.9551
3163 | 11386800 | 5.2478 | 30.6427 | 31.958
3164 | 11390400 | 5.248 | 30.6456 | 31.9609
3165 | 11394000 | 5.2481 | 30.6485 | 31.9638
3166 | 11397600 | 5.2483 | 30.6514 | 31.9667
3167 | 11401200 | 5.2484 | 30.6542 | 31.9695
3168 | 11404800 | 5.2486 | 30.6571 | 31.9724
3169 | 11408400 | 5.2487 | 30.66 | 31.9753
3170 | 11412000 | 5.2489 | 30.6628 | 31.9782
3171 | 11415600 | 5.2491 | 30.6657 | 31.9811
3172 | 11419200 | 5.2492 | 30.6686 | 31.984
3173 | 11422800 | 5.2494 | 30.6715 | 31.9868
3174 | 11426400 | 5.2495 | 30.6743 | 31.9897
3175 | 11430000 | 5.2497 | 30.6772 | 31.9926
3176 | 11433600 | 5.2498 | 30.6801 | 31.9955
3177 | 11437200 | 5.25 | 30.6829 | 31.9984
3178 | 11440800 | 5.2501 | 30.6858 | 32.0013
3179 | 11444400 | 5.2503 | 30.6887 | 32.0041
3180 | 11448000 | 5.2504 | 30.6915 | 32.007
3181 | 11451600 | 5.2506 | 30.6944 | 32.0099
3182 | 11455200 | 5.2508 | 30.6973 | 32.0128
3183 | 11458800 | 5.2509 | 30.7001 | 32.0157
3184 | 11462400 | 5.2511 | 30.703 | 32.0185
3185 | 11466000 | 5.2512 | 30.7059 | 32.0214
3186 | 11469600 | 5.2514 | 30.7087 | 32.0243
3187 | 11473200 | 5.2515 | 30.7116 | 32.0272
3188 | 11476800 | 5.2517 | 30.7145 | 32.0301
3189 | 11480400 | 5.2518 | 30.7173 | 32.0329
3190 | 11484000 | 5.252 | 30.7202 | 32.0358
3191 | 11487600 | 5.2521 | 30.7231 | 32.0387
3192 | 11491200 | 5.2523 | 30.7259 | 32.0416
3193 | 11494800 | 5.2525 | 30.7288 | 32.0444
3194 | 11498400 | 5.2526 | 30.7316 | 32.0473
3195 | 11502000 | 5.2528 | 30.7345 | 32.0502
3196 | 11505600 | 5.2529 | 30.7374 | 32.0531
3197 | 11509200 | 5.2531 | 30.7402 | 32.0559
3198 | 11512800 | 5.2532 | 30.7431 | 32.0588
3199 | 11516400 | 5.2534 | 30.746 | 32.0617
3200 | 11520000 | 5.2535 | 30.7488 | 32.0646
3201 | 11523600 | 5.2537 | 30.7517 | 32.0674
3202 | 11527200 | 5.2538 | 30.7545 | 32.0703
3203 | 11530800 | 5.254 | 30.7574 | 32.0732
3204 | 11534400 | 5.2541 | 30.7602 | 32.076
3205 | 11538000 | 5.2543 | 30.7631 | 32.0789
3206 | 11541600 | 5.2544 | 30.766 | 32.0818
3207 | 11545200 | 5.2546 | 30.7688 | 32.0847
3208 | 11548800 | 5.2547 | 30.7717 | 32.0875
3209 | 11552400 | 5.2549 | 30.7745 | 32.0904
3210 | 11556000 | 5.2551 | 30.7774 | 32.0933
3211 | 11559600 | 5.2552 | 30.7802 | 32.0961
3212 | 11563200 | 5.2554 | 30.7831 | 32.099
3213 | 11566800 | 5.2555 | 30.786 | 32.1019
3214 | 11570400 | 5.2557 | 30.7888 | 32.1047
3215 | 11574000 | 5.2558 | 30.7917 | 32.1076
3216 | 11577600 | 5.256 | 30.7945 | 32.1105
3217 | 11581200 | 5.2561 | 30.7974 | 32.1133
3218 | 11584800 | 5.2563 | 30.8002 | 32.1162
3219 | 11588400 | 5.2564 | 30.8031 | 32.1191
3220 | 11592000 | 5.2566 | 30.8059 | 32.1219
3221 | 11595600 | 5.2567 | 30.8088 | 32.1248
3222 | 11599200 | 5.2569 | 30.8116 | 32.1277
3223 | 11602800 | 5.257 | 30.8145 | 32.1305
3224 | 11606400 | 5.2572 | 30.8173 | 32.1334
3225 | 11610000 | 5.2573 | 30.8202 | 32.1362
3226 | 11613600 | 5.2575 | 30.823 | 32.1391
3227 | 11617200 | 5.2576 | 30.8259 | 32.142
3228 | 11620800 | 5.2578 | 30.8287 | 32.1448
3229 | 11624400 | 5.2579 | 30.8316 | 32.1477
3230 | 11628000 | 5.2581 | 30.8344 | 32.1506
3231 | 11631600 | 5.2582 | 30.8373 | 32.1534
3232 | 11635200 | 5.2584 | 30.8401 | 32.1563
3233 | 11638800 | 5.2585 | 30.8429 | 32.1591
3234 | 11642400 | 5.2587 | 30.8458 | 32.162
3235 | 11646000 | 5.2588 | 30.8486 | 32.1648
3236 | 11649600 | 5.259 | 30.8515 | 32.1677
3237 | 11653200 | 5.2591 | 30.8543 | 32.1706
3238 | 11656800 | 5.2593 | 30.8572 | 32.1734
3239 | 11660400 | 5.2594 | 30.86 | 32.1763
3240 | 11664000 | 5.2596 | 30.8629 | 32.1791
3241 | 11667600 | 5.2597 | 30.8657 | 32.182
3242 | 11671200 | 5.2599 | 30.8685 | 32.1848
3243 | 11674800 | 5.26 | 30.8714 | 32.1877
3244 | 11678400 | 5.2602 | 30.8742 | 32.1906
3245 | 11682000 | 5.2603 | 30.8771 | 32.1934
3246 | 11685600 | 5.2605 | 30.8799 | 32.1963
3247 | 11689200 | 5.2606 | 30.8828 | 32.1991
3248 | 11692800 | 5.2608 | 30.8856 | 32.202
3249 | 11696400 | 5.2609 | 30.8884 | 32.2048
3250 | 11700000 | 5.2611 | 30.8913 | 32.2077
3251 | 11703600 | 5.2612 | 30.8941 | 32.2105
3252 | 11707200 | 5.2614 | 30.8969 | 32.2134
3253 | 11710800 | 5.2615 | 30.8998 | 32.2162
3254 | 11714400 | 5.2617 | 30.9026 | 32.2191
3255 | 11718000 | 5.2618 | 30.9055 | 32.2219
3256 | 11721600 | 5.262 | 30.9083 | 32.2248
3257 | 11725200 | 5.2621 | 30.9111 | 32.2276
3258 | 11728800 | 5.2623 | 30.914 | 32.2305
3259 | 11732400 | 5.2624 | 30.9168 | 32.2333
3260 | 11736000 | 5.2626 | 30.9196 | 32.2362
3261 | 11739600 | 5.2627 | 30.9225 | 32.239
3262 | 11743200 | 5.2629 | 30.9253 | 32.2419
3263 | 11746800 | 5.263 | 30.9281 | 32.2447
3264 | 11750400 | 5.2632 | 30.931 | 32.2476
3265 | 11754000 | 5.2633 | 30.9338 | 32.2504
3266 | 11757600 | 5.2635 | 30.9366 | 32.2532
3267 | 11761200 | 5.2636 | 30.9395 | 32.2561
3268 | 11764800 | 5.2638 | 30.9423 | 32.2589
3269 | 11768400 | 5.2639 | 30.9451 | 32.2618
3270 | 11772000 | 5.2641 | 30.948 | 32.2646
3271 | 11775600 | 5.2642 | 30.9508 | 32.2675
3272 | 11779200 | 5.2644 | 30.9536 | 32.2703
3273 | 11782800 | 5.2645 | 30.9565 | 32.2732
3274 | 11786400 | 5.2647 | 30.9593 | 32.276
3275 | 11790000 | 5.2648 | 30.9621 | 32.2788
3276 | 11793600 | 5.265 | 30.9649 | 32.2817
3277 | 11797200 | 5.2651 | 30.9678 | 32.2845
3278 | 11800800 | 5.2653 | 30.9706 | 32.2874
3279 | 11804400 | 5.2654 | 30.9734 | 32.2902
3280 | 11808000 | 5.2656 | 30.9763 | 32.293
3281 | 11811600 | 5.2657 | 30.9791 | 32.2959
3282 | 11815200 | 5.2659 | 30.9819 | 32.2987
3283 | 11818800 | 5.266 | 30.9847 | 32.3016
3284 | 11822400 | 5.2662 | 30.9876 | 32.3044
3285 | 11826000 | 5.2663 | 30.9904 | 32.3072
3286 | 11829600 | 5.2664 | 30.9932 | 32.3101
3287 | 11833200 | 5.2666 | 30.996 | 32.3129
3288 | 11836800 | 5.2667 | 30.9989 | 32.3157
3289 | 11840400 | 5.2669 | 31.0017 | 32.3186
3290 | 11844000 | 5.267 | 31.0045 | 32.3214
3291 | 11847600 | 5.2672 | 31.0073 | 32.3243
3292 | 11851200 | 5.2673 | 31.0102 | 32.3271
3293 | 11854800 | 5.2675 | 31.013 | 32.3299
3294 | 11858400 | 5.2676 | 31.0158 | 32.3328
3295 | 11862000 | 5.2678 | 31.0186 | 32.3356
3296 | 11865600 | 5.2679 | 31.0214 | 32.3384
3297 | 11869200 | 5.2681 | 31.0243 | 32.3413
3298 | 11872800 | 5.2682 | 31.0271 | 32.3441
3299 | 11876400 | 5.2684 | 31.0299 | 32.3469
3300 | 11880000 | 5.2685 | 31.0327 | 32.3498
3301 | 11883600 | 5.2687 | 31.0355 | 32.3526
3302 | 11887200 | 5.2688 | 31.0384 | 32.3554
3303 | 11890800 | 5.2689 | 31.0412 | 32.3582
3304 | 11894400 | 5.2691 | 31.044 | 32.3611
3305 | 11898000 | 5.2692 | 31.0468 | 32.3639
3306 | 11901600 | 5.2694 | 31.0496 | 32.3667
3307 | 11905200 | 5.2695 | 31.0524 | 32.3696
3308 | 11908800 | 5.2697 | 31.0553 | 32.3724
3309 | 11912400 | 5.2698 | 31.0581 | 32.3752
3310 | 11916000 | 5.27 | 31.0609 | 32.378
3311 | 11919600 | 5.2701 | 31.0637 | 32.3809
3312 | 11923200 | 5.2703 | 31.0665 | 32.3837
3313 | 11926800 | 5.2704 | 31.0693 | 32.3865
3314 | 11930400 | 5.2705 | 31.0721 | 32.3894
3315 | 11934000 | 5.2707 | 31.075 | 32.3922
3316 | 11937600 | 5.2708 | 31.0778 | 32.395
3317 | 11941200 | 5.271 | 31.0806 | 32.3978
3318 | 11944800 | 5.2711 | 31.0834 | 32.4007
3319 | 11948400 | 5.2713 | 31.0862 | 32.4035
3320 | 11952000 | 5.2714 | 31.089 | 32.4063
3321 | 11955600 | 5.2716 | 31.0918 | 32.4091
3322 | 11959200 | 5.2717 | 31.0946 | 32.412
3323 | 11962800 | 5.2719 | 31.0974 | 32.4148
3324 | 11966400 | 5.272 | 31.1003 | 32.4176
3325 | 11970000 | 5.2721 | 31.1031 | 32.4204
3326 | 11973600 | 5.2723 | 31.1059 | 32.4232
3327 | 11977200 | 5.2724 | 31.1087 | 32.4261
3328 | 11980800 | 5.2726 | 31.1115 | 32.4289
3329 | 11984400 | 5.2727 | 31.1143 | 32.4317
3330 | 11988000 | 5.2729 | 31.1171 | 32.4345
3331 | 11991600 | 5.273 | 31.1199 | 32.4373
3332 | 11995200 | 5.2732 | 31.1227 | 32.4402
3333 | 11998800 | 5.2733 | 31.1255 | 32.443
3334 | 12002400 | 5.2735 | 31.1283 | 32.4458
3335 | 12006000 | 5.2736 | 31.1311 | 32.4486
3336 | 12009600 | 5.2737 | 31.1339 | 32.4514
3337 | 12013200 | 5.2739 | 31.1367 | 32.4542
3338 | 12016800 | 5.274 | 31.1396 | 32.4571
3339 | 12020400 | 5.2742 | 31.1424 | 32.4599
3340 | 12024000 | 5.2743 | 31.1452 | 32.4627
3341 | 12027600 | 5.2745 | 31.148 | 32.4655
3342 | 12031200 | 5.2746 | 31.1508 | 32.4683
3343 | 12034800 | 5.2747 | 31.1536 | 32.4711
3344 | 12038400 | 5.2749 | 31.1564 | 32.474
3345 | 12042000 | 5.275 | 31.1592 | 32.4768
3346 | 12045600 | 5.2752 | 31.162 | 32.4796
3347 | 12049200 | 5.2753 | 31.1648 | 32.4824
3348 | 12052800 | 5.2755 | 31.1676 | 32.4852
3349 | 12056400 | 5.2756 | 31.1704 | 32.488
3350 | 12060000 | 5.2758 | 31.1732 | 32.4908
3351 | 12063600 | 5.2759 | 31.176 | 32.4936
3352 | 12067200 | 5.276 | 31.1788 | 32.4965
3353 | 12070800 | 5.2762 | 31.1816 | 32.4993
3354 | 12074400 | 5.2763 | 31.1844 | 32.5021
3355 | 12078000 | 5.2765 | 31.1872 | 32.5049
3356 | 12081600 | 5.2766 | 31.19 | 32.5077
3357 | 12085200 | 5.2768 | 31.1928 | 32.5105
3358 | 12088800 | 5.2769 | 31.1956 | 32.5133
3359 | 12092400 | 5.277 | 31.1984 | 32.5161
3360 | 12096000 | 5.2772 | 31.2011 | 32.5189
3361 | 12099600 | 5.2773 | 31.2039 | 32.5217
3362 | 12103200 | 5.2775 | 31.2067 | 32.5245
3363 | 12106800 | 5.2776 | 31.2095 | 32.5274
3364 | 12110400 | 5.2778 | 31.2123 | 32.5302
3365 | 12114000 | 5.2779 | 31.2151 | 32.533
3366 | 12117600 | 5.278 | 31.2179 | 32.5358
3367 | 12121200 | 5.2782 | 31.2207 | 32.5386
3368 | 12124800 | 5.2783 | 31.2235 | 32.5414
3369 | 12128400 | 5.2785 | 31.2263 | 32.5442
3370 | 12132000 | 5.2786 | 31.2291 | 32.547
3371 | 12135600 | 5.2788 | 31.2319 | 32.5498
3372 | 12139200 | 5.2789 | 31.2347 | 32.5526
3373 | 12142800 | 5.279 | 31.2375 | 32.5554
3374 | 12146400 | 5.2792 | 31.2402 | 32.5582
3375 | 12150000 | 5.2793 | 31.243 | 32.561
3376 | 12153600 | 5.2795 | 31.2458 | 32.5638
3377 | 12157200 | 5.2796 | 31.2486 | 32.5666
3378 | 12160800 | 5.2797 | 31.2514 | 32.5694
3379 | 12164400 | 5.2799 | 31.2542 | 32.5722
3380 | 12168000 | 5.28 | 31.257 | 32.575
3381 | 12171600 | 5.2802 | 31.2598 | 32.5778
3382 | 12175200 | 5.2803 | 31.2626 | 32.5806
3383 | 12178800 | 5.2805 | 31.2653 | 32.5834
3384 | 12182400 | 5.2806 | 31.2681 | 32.5862
3385 | 12186000 | 5.2807 | 31.2709 | 32.589
3386 | 12189600 | 5.2809 | 31.2737 | 32.5918
3387 | 12193200 | 5.281 | 31.2765 | 32.5946
3388 | 12196800 | 5.2812 | 31.2793 | 32.5974
3389 | 12200400 | 5.2813 | 31.2821 | 32.6002
3390 | 12204000 | 5.2814 | 31.2848 | 32.603
3391 | 12207600 | 5.2816 | 31.2876 | 32.6058
3392 | 12211200 | 5.2817 | 31.2904 | 32.6086
3393 | 12214800 | 5.2819 | 31.2932 | 32.6114
3394 | 12218400 | 5.282 | 31.296 | 32.6142
3395 | 12222000 | 5.2821 | 31.2988 | 32.617
3396 | 12225600 | 5.2823 | 31.3015 | 32.6198
3397 | 12229200 | 5.2824 | 31.3043 | 32.6226
3398 | 12232800 | 5.2826 | 31.3071 | 32.6253
3399 | 12236400 | 5.2827 | 31.3099 | 32.6281
3400 | 12240000 | 5.2828 | 31.3127 | 32.6309
3401 | 12243600 | 5.283 | 31.3154 | 32.6337
3402 | 12247200 | 5.2831 | 31.3182 | 32.6365
3403 | 12250800 | 5.2833 | 31.321 | 32.6393
3404 | 12254400 | 5.2834 | 31.3238 | 32.6421
3405 | 12258000 | 5.2836 | 31.3266 | 32.6449
3406 | 12261600 | 5.2837 | 31.3293 | 32.6477
3407 | 12265200 | 5.2838 | 31.3321 | 32.6505
3408 | 12268800 | 5.284 | 31.3349 | 32.6533
3409 | 12272400 | 5.2841 | 31.3377 | 32.6561
3410 | 12276000 | 5.2843 | 31.3404 | 32.6588
3411 | 12279600 | 5.2844 | 31.3432 | 32.6616
3412 | 12283200 | 5.2845 | 31.346 | 32.6644
3413 | 12286800 | 5.2847 | 31.3488 | 32.6672
3414 | 12290400 | 5.2848 | 31.3515 | 32.67
3415 | 12294000 | 5.2849 | 31.3543 | 32.6728
3416 | 12297600 | 5.2851 | 31.3571 | 32.6756
3417 | 12301200 | 5.2852 | 31.3599 | 32.6783
3418 | 12304800 | 5.2854 | 31.3626 | 32.6811
3419 | 12308400 | 5.2855 | 31.3654 | 32.6839
3420 | 12312000 | 5.2856 | 31.3682 | 32.6867
3421 | 12315600 | 5.2858 | 31.371 | 32.6895
3422 | 12319200 | 5.2859 | 31.3737 | 32.6923
3423 | 12322800 | 5.2861 | 31.3765 | 32.6951
3424 | 12326400 | 5.2862 | 31.3793 | 32.6978
3425 | 12330000 | 5.2863 | 31.382 | 32.7006
3426 | 12333600 | 5.2865 | 31.3848 | 32.7034
3427 | 12337200 | 5.2866 | 31.3876 | 32.7062
3428 | 12340800 | 5.2868 | 31.3904 | 32.709
3429 | 12344400 | 5.2869 | 31.3931 | 32.7118
3430 | 12348000 | 5.287 | 31.3959 | 32.7145
3431 | 12351600 | 5.2872 | 31.3987 | 32.7173
3432 | 12355200 | 5.2873 | 31.4014 | 32.7201
3433 | 12358800 | 5.2875 | 31.4042 | 32.7229
3434 | 12362400 | 5.2876 | 31.407 | 32.7257
3435 | 12366000 | 5.2877 | 31.4097 | 32.7284
3436 | 12369600 | 5.2879 | 31.4125 | 32.7312
3437 | 12373200 | 5.288 | 31.4153 | 32.734
3438 | 12376800 | 5.2881 | 31.418 | 32.7368
3439 | 12380400 | 5.2883 | 31.4208 | 32.7395
3440 | 12384000 | 5.2884 | 31.4236 | 32.7423
3441 | 12387600 | 5.2886 | 31.4263 | 32.7451
3442 | 12391200 | 5.2887 | 31.4291 | 32.7479
3443 | 12394800 | 5.2888 | 31.4319 | 32.7507
3444 | 12398400 | 5.289 | 31.4346 | 32.7534
3445 | 12402000 | 5.2891 | 31.4374 | 32.7562
3446 | 12405600 | 5.2892 | 31.4402 | 32.759
3447 | 12409200 | 5.2894 | 31.4429 | 32.7618
3448 | 12412800 | 5.2895 | 31.4457 | 32.7645
3449 | 12416400 | 5.2897 | 31.4484 | 32.7673
3450 | 12420000 | 5.2898 | 31.4512 | 32.7701
3451 | 12423600 | 5.2899 | 31.454 | 32.7728
3452 | 12427200 | 5.2901 | 31.4567 | 32.7756
3453 | 12430800 | 5.2902 | 31.4595 | 32.7784
3454 | 12434400 | 5.2903 | 31.4622 | 32.7812
3455 | 12438000 | 5.2905 | 31.465 | 32.7839
3456 | 12441600 | 5.2906 | 31.4678 | 32.7867
3457 | 12445200 | 5.2908 | 31.4705 | 32.7895
3458 | 12448800 | 5.2909 | 31.4733 | 32.7922
3459 | 12452400 | 5.291 | 31.476 | 32.795
3460 | 12456000 | 5.2912 | 31.4788 | 32.7978
3461 | 12459600 | 5.2913 | 31.4816 | 32.8006
3462 | 12463200 | 5.2914 | 31.4843 | 32.8033
3463 | 12466800 | 5.2916 | 31.4871 | 32.8061
3464 | 12470400 | 5.2917 | 31.4898 | 32.8089
3465 | 12474000 | 5.2919 | 31.4926 | 32.8116
3466 | 12477600 | 5.292 | 31.4953 | 32.8144
3467 | 12481200 | 5.2921 | 31.4981 | 32.8172
3468 | 12484800 | 5.2923 | 31.5008 | 32.8199
3469 | 12488400 | 5.2924 | 31.5036 | 32.8227
3470 | 12492000 | 5.2925 | 31.5064 | 32.8255
3471 | 12495600 | 5.2927 | 31.5091 | 32.8282
3472 | 12499200 | 5.2928 | 31.5119 | 32.831
3473 | 12502800 | 5.2929 | 31.5146 | 32.8338
3474 | 12506400 | 5.2931 | 31.5174 | 32.8365
3475 | 12510000 | 5.2932 | 31.5201 | 32.8393
3476 | 12513600 | 5.2934 | 31.5229 | 32.8421
3477 | 12517200 | 5.2935 | 31.5256 | 32.8448
3478 | 12520800 | 5.2936 | 31.5284 | 32.8476
3479 | 12524400 | 5.2938 | 31.5311 | 32.8503
3480 | 12528000 | 5.2939 | 31.5339 | 32.8531
3481 | 12531600 | 5.294 | 31.5366 | 32.8559
3482 | 12535200 | 5.2942 | 31.5394 | 32.8586
3483 | 12538800 | 5.2943 | 31.5421 | 32.8614
3484 | 12542400 | 5.2944 | 31.5449 | 32.8641
3485 | 12546000 | 5.2946 | 31.5476 | 32.8669
3486 | 12549600 | 5.2947 | 31.5504 | 32.8697
3487 | 12553200 | 5.2948 | 31.5531 | 32.8724
3488 | 12556800 | 5.295 | 31.5559 | 32.8752
3489 | 12560400 | 5.2951 | 31.5586 | 32.8779
3490 | 12564000 | 5.2953 | 31.5614 | 32.8807
3491 | 12567600 | 5.2954 | 31.5641 | 32.8835
3492 | 12571200 | 5.2955 | 31.5669 | 32.8862
3493 | 12574800 | 5.2957 | 31.5696 | 32.889
3494 | 12578400 | 5.2958 | 31.5723 | 32.8917
3495 | 12582000 | 5.2959 | 31.5751 | 32.8945
3496 | 12585600 | 5.2961 | 31.5778 | 32.8972
3497 | 12589200 | 5.2962 | 31.5806 | 32.9
3498 | 12592800 | 5.2963 | 31.5833 | 32.9028
3499 | 12596400 | 5.2965 | 31.5861 | 32.9055
3500 | 12600000 | 5.2966 | 31.5888 | 32.9083
3501 | 12603600 | 5.2967 | 31.5916 | 32.911
3502 | 12607200 | 5.2969 | 31.5943 | 32.9138
3503 | 12610800 | 5.297 | 31.597 | 32.9165
3504 | 12614400 | 5.2971 | 31.5998 | 32.9193
3505 | 12618000 | 5.2973 | 31.6025 | 32.922
3506 | 12621600 | 5.2974 | 31.6053 | 32.9248
3507 | 12625200 | 5.2975 | 31.608 | 32.9275
3508 | 12628800 | 5.2977 | 31.6107 | 32.9303
3509 | 12632400 | 5.2978 | 31.6135 | 32.933
3510 | 12636000 | 5.2979 | 31.6162 | 32.9358
3511 | 12639600 | 5.2981 | 31.619 | 32.9385
3512 | 12643200 | 5.2982 | 31.6217 | 32.9413
3513 | 12646800 | 5.2983 | 31.6244 | 32.944
3514 | 12650400 | 5.2985 | 31.6272 | 32.9468
3515 | 12654000 | 5.2986 | 31.6299 | 32.9495
3516 | 12657600 | 5.2988 | 31.6327 | 32.9523
3517 | 12661200 | 5.2989 | 31.6354 | 32.955
3518 | 12664800 | 5.299 | 31.6381 | 32.9578
3519 | 12668400 | 5.2992 | 31.6409 | 32.9605
3520 | 12672000 | 5.2993 | 31.6436 | 32.9633
3521 | 12675600 | 5.2994 | 31.6463 | 32.966
3522 | 12679200 | 5.2996 | 31.6491 | 32.9688
3523 | 12682800 | 5.2997 | 31.6518 | 32.9715
3524 | 12686400 | 5.2998 | 31.6545 | 32.9743
3525 | 12690000 | 5.3 | 31.6573 | 32.977
3526 | 12693600 | 5.3001 | 31.66 | 32.9798
3527 | 12697200 | 5.3002 | 31.6627 | 32.9825
3528 | 12700800 | 5.3004 | 31.6655 | 32.9853
3529 | 12704400 | 5.3005 | 31.6682 | 32.988
3530 | 12708000 | 5.3006 | 31.6709 | 32.9907
3531 | 12711600 | 5.3008 | 31.6737 | 32.9935
3532 | 12715200 | 5.3009 | 31.6764 | 32.9962
3533 | 12718800 | 5.301 | 31.6791 | 32.999
3534 | 12722400 | 5.3012 | 31.6819 | 33.0017
3535 | 12726000 | 5.3013 | 31.6846 | 33.0045
3536 | 12729600 | 5.3014 | 31.6873 | 33.0072
3537 | 12733200 | 5.3015 | 31.6901 | 33.0099
3538 | 12736800 | 5.3017 | 31.6928 | 33.0127
3539 | 12740400 | 5.3018 | 31.6955 | 33.0154
3540 | 12744000 | 5.3019 | 31.6982 | 33.0182
3541 | 12747600 | 5.3021 | 31.701 | 33.0209
3542 | 12751200 | 5.3022 | 31.7037 | 33.0236
3543 | 12754800 | 5.3023 | 31.7064 | 33.0264
3544 | 12758400 | 5.3025 | 31.7092 | 33.0291
3545 | 12762000 | 5.3026 | 31.7119 | 33.0319
3546 | 12765600 | 5.3027 | 31.7146 | 33.0346
3547 | 12769200 | 5.3029 | 31.7173 | 33.0373
3548 | 12772800 | 5.303 | 31.7201 | 33.0401
3549 | 12776400 | 5.3031 | 31.7228 | 33.0428
3550 | 12780000 | 5.3033 | 31.7255 | 33.0455
3551 | 12783600 | 5.3034 | 31.7282 | 33.0483
3552 | 12787200 | 5.3035 | 31.731 | 33.051
3553 | 12790800 | 5.3037 | 31.7337 | 33.0537
3554 | 12794400 | 5.3038 | 31.7364 | 33.0565
3555 | 12798000 | 5.3039 | 31.7391 | 33.0592
3556 | 12801600 | 5.3041 | 31.7419 | 33.062
3557 | 12805200 | 5.3042 | 31.7446 | 33.0647
3558 | 12808800 | 5.3043 | 31.7473 | 33.0674
3559 | 12812400 | 5.3045 | 31.75 | 33.0702
3560 | 12816000 | 5.3046 | 31.7527 | 33.0729
3561 | 12819600 | 5.3047 | 31.7555 | 33.0756
3562 | 12823200 | 5.3049 | 31.7582 | 33.0784
3563 | 12826800 | 5.305 | 31.7609 | 33.0811
3564 | 12830400 | 5.3051 | 31.7636 | 33.0838
3565 | 12834000 | 5.3052 | 31.7663 | 33.0865
3566 | 12837600 | 5.3054 | 31.7691 | 33.0893
3567 | 12841200 | 5.3055 | 31.7718 | 33.092
3568 | 12844800 | 5.3056 | 31.7745 | 33.0947
3569 | 12848400 | 5.3058 | 31.7772 | 33.0975
3570 | 12852000 | 5.3059 | 31.7799 | 33.1002
3571 | 12855600 | 5.306 | 31.7827 | 33.1029
3572 | 12859200 | 5.3062 | 31.7854 | 33.1057
3573 | 12862800 | 5.3063 | 31.7881 | 33.1084
3574 | 12866400 | 5.3064 | 31.7908 | 33.1111
3575 | 12870000 | 5.3066 | 31.7935 | 33.1138
3576 | 12873600 | 5.3067 | 31.7962 | 33.1166
3577 | 12877200 | 5.3068 | 31.799 | 33.1193
3578 | 12880800 | 5.3069 | 31.8017 | 33.122
3579 | 12884400 | 5.3071 | 31.8044 | 33.1247
3580 | 12888000 | 5.3072 | 31.8071 | 33.1275
3581 | 12891600 | 5.3073 | 31.8098 | 33.1302
3582 | 12895200 | 5.3075 | 31.8125 | 33.1329
3583 | 12898800 | 5.3076 | 31.8152 | 33.1356
3584 | 12902400 | 5.3077 | 31.818 | 33.1384
3585 | 12906000 | 5.3079 | 31.8207 | 33.1411
3586 | 12909600 | 5.308 | 31.8234 | 33.1438
3587 | 12913200 | 5.3081 | 31.8261 | 33.1465
3588 | 12916800 | 5.3082 | 31.8288 | 33.1493
3589 | 12920400 | 5.3084 | 31.8315 | 33.152
3590 | 12924000 | 5.3085 | 31.8342 | 33.1547
3591 | 12927600 | 5.3086 | 31.8369 | 33.1574
3592 | 12931200 | 5.3088 | 31.8396 | 33.1602
3593 | 12934800 | 5.3089 | 31.8424 | 33.1629
3594 | 12938400 | 5.309 | 31.8451 | 33.1656
3595 | 12942000 | 5.3092 | 31.8478 | 33.1683
3596 | 12945600 | 5.3093 | 31.8505 | 33.171
3597 | 12949200 | 5.3094 | 31.8532 | 33.1738
3598 | 12952800 | 5.3095 | 31.8559 | 33.1765
3599 | 12956400 | 5.3097 | 31.8586 | 33.1792
3600 | 12960000 | 5.3098 | 31.8613 | 33.1819
3601 | 12963600 | 5.3099 | 31.864 | 33.1846
3602 | 12967200 | 5.3101 | 31.8667 | 33.1873
3603 | 12970800 | 5.3102 | 31.8694 | 33.1901
3604 | 12974400 | 5.3103 | 31.8721 | 33.1928
3605 | 12978000 | 5.3105 | 31.8748 | 33.1955
3606 | 12981600 | 5.3106 | 31.8776 | 33.1982
3607 | 12985200 | 5.3107 | 31.8803 | 33.2009
3608 | 12988800 | 5.3108 | 31.883 | 33.2036
3609 | 12992400 | 5.311 | 31.8857 | 33.2064
3610 | 12996000 | 5.3111 | 31.8884 | 33.2091
3611 | 12999600 | 5.3112 | 31.8911 | 33.2118
3612 | 13003200 | 5.3114 | 31.8938 | 33.2145
3613 | 13006800 | 5.3115 | 31.8965 | 33.2172
3614 | 13010400 | 5.3116 | 31.8992 | 33.2199
3615 | 13014000 | 5.3117 | 31.9019 | 33.2226
3616 | 13017600 | 5.3119 | 31.9046 | 33.2254
3617 | 13021200 | 5.312 | 31.9073 | 33.2281
3618 | 13024800 | 5.3121 | 31.91 | 33.2308
3619 | 13028400 | 5.3123 | 31.9127 | 33.2335
3620 | 13032000 | 5.3124 | 31.9154 | 33.2362
3621 | 13035600 | 5.3125 | 31.9181 | 33.2389
3622 | 13039200 | 5.3126 | 31.9208 | 33.2416
3623 | 13042800 | 5.3128 | 31.9235 | 33.2443
3624 | 13046400 | 5.3129 | 31.9262 | 33.2471
3625 | 13050000 | 5.313 | 31.9289 | 33.2498
3626 | 13053600 | 5.3132 | 31.9316 | 33.2525
3627 | 13057200 | 5.3133 | 31.9343 | 33.2552
3628 | 13060800 | 5.3134 | 31.937 | 33.2579
3629 | 13064400 | 5.3135 | 31.9397 | 33.2606
3630 | 13068000 | 5.3137 | 31.9424 | 33.2633
3631 | 13071600 | 5.3138 | 31.9451 | 33.266
3632 | 13075200 | 5.3139 | 31.9478 | 33.2687
3633 | 13078800 | 5.314 | 31.9505 | 33.2714
3634 | 13082400 | 5.3142 | 31.9532 | 33.2741
3635 | 13086000 | 5.3143 | 31.9559 | 33.2768
3636 | 13089600 | 5.3144 | 31.9586 | 33.2795
3637 | 13093200 | 5.3146 | 31.9612 | 33.2822
3638 | 13096800 | 5.3147 | 31.9639 | 33.285
3639 | 13100400 | 5.3148 | 31.9666 | 33.2877
3640 | 13104000 | 5.3149 | 31.9693 | 33.2904
3641 | 13107600 | 5.3151 | 31.972 | 33.2931
3642 | 13111200 | 5.3152 | 31.9747 | 33.2958
3643 | 13114800 | 5.3153 | 31.9774 | 33.2985
3644 | 13118400 | 5.3154 | 31.9801 | 33.3012
3645 | 13122000 | 5.3156 | 31.9828 | 33.3039
3646 | 13125600 | 5.3157 | 31.9855 | 33.3066
3647 | 13129200 | 5.3158 | 31.9882 | 33.3093
3648 | 13132800 | 5.316 | 31.9909 | 33.312
3649 | 13136400 | 5.3161 | 31.9936 | 33.3147
3650 | 13140000 | 5.3162 | 31.9962 | 33.3174
3651 | 13143600 | 5.3163 | 31.9989 | 33.3201
3652 | 13147200 | 5.3165 | 32.0016 | 33.3228
3653 | 13150800 | 5.3166 | 32.0043 | 33.3255
3654 | 13154400 | 5.3167 | 32.007 | 33.3282
3655 | 13158000 | 5.3168 | 32.0097 | 33.3309
3656 | 13161600 | 5.317 | 32.0124 | 33.3336
3657 | 13165200 | 5.3171 | 32.0151 | 33.3363
3658 | 13168800 | 5.3172 | 32.0178 | 33.339
3659 | 13172400 | 5.3173 | 32.0204 | 33.3417
3660 | 13176000 | 5.3175 | 32.0231 | 33.3444
3661 | 13179600 | 5.3176 | 32.0258 | 33.3471
3662 | 13183200 | 5.3177 | 32.0285 | 33.3498
3663 | 13186800 | 5.3179 | 32.0312 | 33.3525
3664 | 13190400 | 5.318 | 32.0339 | 33.3552
3665 | 13194000 | 5.3181 | 32.0366 | 33.3579
3666 | 13197600 | 5.3182 | 32.0392 | 33.3606
3667 | 13201200 | 5.3184 | 32.0419 | 33.3633
3668 | 13204800 | 5.3185 | 32.0446 | 33.3659
3669 | 13208400 | 5.3186 | 32.0473 | 33.3686
3670 | 13212000 | 5.3187 | 32.05 | 33.3713
3671 | 13215600 | 5.3189 | 32.0527 | 33.374
3672 | 13219200 | 5.319 | 32.0553 | 33.3767
3673 | 13222800 | 5.3191 | 32.058 | 33.3794
3674 | 13226400 | 5.3192 | 32.0607 | 33.3821
3675 | 13230000 | 5.3194 | 32.0634 | 33.3848
3676 | 13233600 | 5.3195 | 32.0661 | 33.3875
3677 | 13237200 | 5.3196 | 32.0688 | 33.3902
3678 | 13240800 | 5.3197 | 32.0714 | 33.3929
3679 | 13244400 | 5.3199 | 32.0741 | 33.3956
3680 | 13248000 | 5.32 | 32.0768 | 33.3983
3681 | 13251600 | 5.3201 | 32.0795 | 33.401
3682 | 13255200 | 5.3202 | 32.0821 | 33.4036
3683 | 13258800 | 5.3204 | 32.0848 | 33.4063
3684 | 13262400 | 5.3205 | 32.0875 | 33.409
3685 | 13266000 | 5.3206 | 32.0902 | 33.4117
3686 | 13269600 | 5.3207 | 32.0929 | 33.4144
3687 | 13273200 | 5.3209 | 32.0955 | 33.4171
3688 | 13276800 | 5.321 | 32.0982 | 33.4198
3689 | 13280400 | 5.3211 | 32.1009 | 33.4225
3690 | 13284000 | 5.3212 | 32.1036 | 33.4251
3691 | 13287600 | 5.3214 | 32.1062 | 33.4278
3692 | 13291200 | 5.3215 | 32.1089 | 33.4305
3693 | 13294800 | 5.3216 | 32.1116 | 33.4332
3694 | 13298400 | 5.3217 | 32.1143 | 33.4359
3695 | 13302000 | 5.3219 | 32.1169 | 33.4386
3696 | 13305600 | 5.322 | 32.1196 | 33.4413
3697 | 13309200 | 5.3221 | 32.1223 | 33.4439
3698 | 13312800 | 5.3222 | 32.125 | 33.4466
3699 | 13316400 | 5.3224 | 32.1276 | 33.4493
3700 | 13320000 | 5.3225 | 32.1303 | 33.452
3701 | 13323600 | 5.3226 | 32.133 | 33.4547
3702 | 13327200 | 5.3227 | 32.1357 | 33.4574
3703 | 13330800 | 5.3229 | 32.1383 | 33.4601
3704 | 13334400 | 5.323 | 32.141 | 33.4627
3705 | 13338000 | 5.3231 | 32.1437 | 33.4654
3706 | 13341600 | 5.3232 | 32.1463 | 33.4681
3707 | 13345200 | 5.3234 | 32.149 | 33.4708
3708 | 13348800 | 5.3235 | 32.1517 | 33.4735
3709 | 13352400 | 5.3236 | 32.1544 | 33.4761
3710 | 13356000 | 5.3237 | 32.157 | 33.4788
3711 | 13359600 | 5.3239 | 32.1597 | 33.4815
3712 | 13363200 | 5.324 | 32.1624 | 33.4842
3713 | 13366800 | 5.3241 | 32.165 | 33.4869
3714 | 13370400 | 5.3242 | 32.1677 | 33.4895
3715 | 13374000 | 5.3244 | 32.1704 | 33.4922
3716 | 13377600 | 5.3245 | 32.173 | 33.4949
3717 | 13381200 | 5.3246 | 32.1757 | 33.4976
3718 | 13384800 | 5.3247 | 32.1784 | 33.5003
3719 | 13388400 | 5.3248 | 32.181 | 33.5029
3720 | 13392000 | 5.325 | 32.1837 | 33.5056
3721 | 13395600 | 5.3251 | 32.1864 | 33.5083
3722 | 13399200 | 5.3252 | 32.189 | 33.511
3723 | 13402800 | 5.3253 | 32.1917 | 33.5136
3724 | 13406400 | 5.3255 | 32.1944 | 33.5163
3725 | 13410000 | 5.3256 | 32.197 | 33.519
3726 | 13413600 | 5.3257 | 32.1997 | 33.5217
3727 | 13417200 | 5.3258 | 32.2024 | 33.5243
3728 | 13420800 | 5.326 | 32.205 | 33.527
3729 | 13424400 | 5.3261 | 32.2077 | 33.5297
3730 | 13428000 | 5.3262 | 32.2104 | 33.5324
3731 | 13431600 | 5.3263 | 32.213 | 33.535
3732 | 13435200 | 5.3264 | 32.2157 | 33.5377
3733 | 13438800 | 5.3266 | 32.2183 | 33.5404
3734 | 13442400 | 5.3267 | 32.221 | 33.543
3735 | 13446000 | 5.3268 | 32.2237 | 33.5457
3736 | 13449600 | 5.3269 | 32.2263 | 33.5484
3737 | 13453200 | 5.3271 | 32.229 | 33.5511
3738 | 13456800 | 5.3272 | 32.2316 | 33.5537
3739 | 13460400 | 5.3273 | 32.2343 | 33.5564
3740 | 13464000 | 5.3274 | 32.237 | 33.5591
3741 | 13467600 | 5.3276 | 32.2396 | 33.5617
3742 | 13471200 | 5.3277 | 32.2423 | 33.5644
3743 | 13474800 | 5.3278 | 32.2449 | 33.5671
3744 | 13478400 | 5.3279 | 32.2476 | 33.5698
3745 | 13482000 | 5.328 | 32.2503 | 33.5724
3746 | 13485600 | 5.3282 | 32.2529 | 33.5751
3747 | 13489200 | 5.3283 | 32.2556 | 33.5778
3748 | 13492800 | 5.3284 | 32.2582 | 33.5804
3749 | 13496400 | 5.3285 | 32.2609 | 33.5831
3750 | 13500000 | 5.3287 | 32.2635 | 33.5858
3751 | 13503600 | 5.3288 | 32.2662 | 33.5884
3752 | 13507200 | 5.3289 | 32.2689 | 33.5911
3753 | 13510800 | 5.329 | 32.2715 | 33.5938
3754 | 13514400 | 5.3291 | 32.2742 | 33.5964
3755 | 13518000 | 5.3293 | 32.2768 | 33.5991
3756 | 13521600 | 5.3294 | 32.2795 | 33.6018
3757 | 13525200 | 5.3295 | 32.2821 | 33.6044
3758 | 13528800 | 5.3296 | 32.2848 | 33.6071
3759 | 13532400 | 5.3297 | 32.2874 | 33.6097
3760 | 13536000 | 5.3299 | 32.2901 | 33.6124
3761 | 13539600 | 5.33 | 32.2927 | 33.6151
3762 | 13543200 | 5.3301 | 32.2954 | 33.6177
3763 | 13546800 | 5.3302 | 32.298 | 33.6204
3764 | 13550400 | 5.3304 | 32.3007 | 33.6231
3765 | 13554000 | 5.3305 | 32.3033 | 33.6257
3766 | 13557600 | 5.3306 | 32.306 | 33.6284
3767 | 13561200 | 5.3307 | 32.3087 | 33.631
3768 | 13564800 | 5.3308 | 32.3113 | 33.6337
3769 | 13568400 | 5.331 | 32.314 | 33.6364
3770 | 13572000 | 5.3311 | 32.3166 | 33.639
3771 | 13575600 | 5.3312 | 32.3193 | 33.6417
3772 | 13579200 | 5.3313 | 32.3219 | 33.6443
3773 | 13582800 | 5.3314 | 32.3245 | 33.647
3774 | 13586400 | 5.3316 | 32.3272 | 33.6497
3775 | 13590000 | 5.3317 | 32.3298 | 33.6523
3776 | 13593600 | 5.3318 | 32.3325 | 33.655
3777 | 13597200 | 5.3319 | 32.3351 | 33.6576
3778 | 13600800 | 5.332 | 32.3378 | 33.6603
3779 | 13604400 | 5.3322 | 32.3404 | 33.663
3780 | 13608000 | 5.3323 | 32.3431 | 33.6656
3781 | 13611600 | 5.3324 | 32.3457 | 33.6683
3782 | 13615200 | 5.3325 | 32.3484 | 33.6709
3783 | 13618800 | 5.3327 | 32.351 | 33.6736
3784 | 13622400 | 5.3328 | 32.3537 | 33.6762
3785 | 13626000 | 5.3329 | 32.3563 | 33.6789
3786 | 13629600 | 5.333 | 32.359 | 33.6815
3787 | 13633200 | 5.3331 | 32.3616 | 33.6842
3788 | 13636800 | 5.3333 | 32.3642 | 33.6869
3789 | 13640400 | 5.3334 | 32.3669 | 33.6895
3790 | 13644000 | 5.3335 | 32.3695 | 33.6922
3791 | 13647600 | 5.3336 | 32.3722 | 33.6948
3792 | 13651200 | 5.3337 | 32.3748 | 33.6975
3793 | 13654800 | 5.3339 | 32.3775 | 33.7001
3794 | 13658400 | 5.334 | 32.3801 | 33.7028
3795 | 13662000 | 5.3341 | 32.3827 | 33.7054
3796 | 13665600 | 5.3342 | 32.3854 | 33.7081
3797 | 13669200 | 5.3343 | 32.388 | 33.7107
3798 | 13672800 | 5.3345 | 32.3907 | 33.7134
3799 | 13676400 | 5.3346 | 32.3933 | 33.716
3800 | 13680000 | 5.3347 | 32.3959 | 33.7187
3801 | 13683600 | 5.3348 | 32.3986 | 33.7213
3802 | 13687200 | 5.3349 | 32.4012 | 33.724
3803 | 13690800 | 5.3351 | 32.4039 | 33.7266
3804 | 13694400 | 5.3352 | 32.4065 | 33.7293
3805 | 13698000 | 5.3353 | 32.4091 | 33.7319
3806 | 13701600 | 5.3354 | 32.4118 | 33.7346
3807 | 13705200 | 5.3355 | 32.4144 | 33.7372
3808 | 13708800 | 5.3357 | 32.4171 | 33.7399
3809 | 13712400 | 5.3358 | 32.4197 | 33.7425
3810 | 13716000 | 5.3359 | 32.4223 | 33.7452
3811 | 13719600 | 5.336 | 32.425 | 33.7478
3812 | 13723200 | 5.3361 | 32.4276 | 33.7505
3813 | 13726800 | 5.3362 | 32.4302 | 33.7531
3814 | 13730400 | 5.3364 | 32.4329 | 33.7557
3815 | 13734000 | 5.3365 | 32.4355 | 33.7584
3816 | 13737600 | 5.3366 | 32.4381 | 33.761
3817 | 13741200 | 5.3367 | 32.4408 | 33.7637
3818 | 13744800 | 5.3368 | 32.4434 | 33.7663
3819 | 13748400 | 5.337 | 32.446 | 33.769
3820 | 13752000 | 5.3371 | 32.4487 | 33.7716
3821 | 13755600 | 5.3372 | 32.4513 | 33.7743
3822 | 13759200 | 5.3373 | 32.4539 | 33.7769
3823 | 13762800 | 5.3374 | 32.4566 | 33.7795
3824 | 13766400 | 5.3376 | 32.4592 | 33.7822
3825 | 13770000 | 5.3377 | 32.4618 | 33.7848
3826 | 13773600 | 5.3378 | 32.4645 | 33.7875
3827 | 13777200 | 5.3379 | 32.4671 | 33.7901
3828 | 13780800 | 5.338 | 32.4697 | 33.7928
3829 | 13784400 | 5.3381 | 32.4724 | 33.7954
3830 | 13788000 | 5.3383 | 32.475 | 33.798
3831 | 13791600 | 5.3384 | 32.4776 | 33.8007
3832 | 13795200 | 5.3385 | 32.4803 | 33.8033
3833 | 13798800 | 5.3386 | 32.4829 | 33.806
3834 | 13802400 | 5.3387 | 32.4855 | 33.8086
3835 | 13806000 | 5.3389 | 32.4881 | 33.8112
3836 | 13809600 | 5.339 | 32.4908 | 33.8139
3837 | 13813200 | 5.3391 | 32.4934 | 33.8165
3838 | 13816800 | 5.3392 | 32.496 | 33.8191
3839 | 13820400 | 5.3393 | 32.4986 | 33.8218
3840 | 13824000 | 5.3394 | 32.5013 | 33.8244
3841 | 13827600 | 5.3396 | 32.5039 | 33.8271
3842 | 13831200 | 5.3397 | 32.5065 | 33.8297
3843 | 13834800 | 5.3398 | 32.5092 | 33.8323
3844 | 13838400 | 5.3399 | 32.5118 | 33.835
3845 | 13842000 | 5.34 | 32.5144 | 33.8376
3846 | 13845600 | 5.3402 | 32.517 | 33.8402
3847 | 13849200 | 5.3403 | 32.5197 | 33.8429
3848 | 13852800 | 5.3404 | 32.5223 | 33.8455
3849 | 13856400 | 5.3405 | 32.5249 | 33.8481
3850 | 13860000 | 5.3406 | 32.5275 | 33.8508
3851 | 13863600 | 5.3407 | 32.5302 | 33.8534
3852 | 13867200 | 5.3409 | 32.5328 | 33.856
3853 | 13870800 | 5.341 | 32.5354 | 33.8587
3854 | 13874400 | 5.3411 | 32.538 | 33.8613
3855 | 13878000 | 5.3412 | 32.5406 | 33.8639
3856 | 13881600 | 5.3413 | 32.5433 | 33.8666
3857 | 13885200 | 5.3414 | 32.5459 | 33.8692
3858 | 13888800 | 5.3416 | 32.5485 | 33.8718
3859 | 13892400 | 5.3417 | 32.5511 | 33.8745
3860 | 13896000 | 5.3418 | 32.5537 | 33.8771
3861 | 13899600 | 5.3419 | 32.5564 | 33.8797
3862 | 13903200 | 5.342 | 32.559 | 33.8824
3863 | 13906800 | 5.3421 | 32.5616 | 33.885
3864 | 13910400 | 5.3423 | 32.5642 | 33.8876
3865 | 13914000 | 5.3424 | 32.5668 | 33.8902
3866 | 13917600 | 5.3425 | 32.5695 | 33.8929
3867 | 13921200 | 5.3426 | 32.5721 | 33.8955
3868 | 13924800 | 5.3427 | 32.5747 | 33.8981
3869 | 13928400 | 5.3428 | 32.5773 | 33.9008
3870 | 13932000 | 5.343 | 32.5799 | 33.9034
3871 | 13935600 | 5.3431 | 32.5826 | 33.906
3872 | 13939200 | 5.3432 | 32.5852 | 33.9086
3873 | 13942800 | 5.3433 | 32.5878 | 33.9113
3874 | 13946400 | 5.3434 | 32.5904 | 33.9139
3875 | 13950000 | 5.3435 | 32.593 | 33.9165
3876 | 13953600 | 5.3437 | 32.5956 | 33.9191
3877 | 13957200 | 5.3438 | 32.5983 | 33.9218
3878 | 13960800 | 5.3439 | 32.6009 | 33.9244
3879 | 13964400 | 5.344 | 32.6035 | 33.927
3880 | 13968000 | 5.3441 | 32.6061 | 33.9296
3881 | 13971600 | 5.3442 | 32.6087 | 33.9323
3882 | 13975200 | 5.3444 | 32.6113 | 33.9349
3883 | 13978800 | 5.3445 | 32.6139 | 33.9375
3884 | 13982400 | 5.3446 | 32.6166 | 33.9401
3885 | 13986000 | 5.3447 | 32.6192 | 33.9428
3886 | 13989600 | 5.3448 | 32.6218 | 33.9454
3887 | 13993200 | 5.3449 | 32.6244 | 33.948
3888 | 13996800 | 5.3451 | 32.627 | 33.9506
3889 | 14000400 | 5.3452 | 32.6296 | 33.9532
3890 | 14004000 | 5.3453 | 32.6322 | 33.9559
3891 | 14007600 | 5.3454 | 32.6348 | 33.9585
3892 | 14011200 | 5.3455 | 32.6374 | 33.9611
3893 | 14014800 | 5.3456 | 32.6401 | 33.9637
3894 | 14018400 | 5.3458 | 32.6427 | 33.9664
3895 | 14022000 | 5.3459 | 32.6453 | 33.969
3896 | 14025600 | 5.346 | 32.6479 | 33.9716
3897 | 14029200 | 5.3461 | 32.6505 | 33.9742
3898 | 14032800 | 5.3462 | 32.6531 | 33.9768
3899 | 14036400 | 5.3463 | 32.6557 | 33.9794
3900 | 14040000 | 5.3464 | 32.6583 | 33.9821
3901 | 14043600 | 5.3466 | 32.6609 | 33.9847
3902 | 14047200 | 5.3467 | 32.6635 | 33.9873
3903 | 14050800 | 5.3468 | 32.6661 | 33.9899
3904 | 14054400 | 5.3469 | 32.6687 | 33.9925
3905 | 14058000 | 5.347 | 32.6714 | 33.9951
3906 | 14061600 | 5.3471 | 32.674 | 33.9978
3907 | 14065200 | 5.3472 | 32.6766 | 34.0004
3908 | 14068800 | 5.3474 | 32.6792 | 34.003
3909 | 14072400 | 5.3475 | 32.6818 | 34.0056
3910 | 14076000 | 5.3476 | 32.6844 | 34.0082
3911 | 14079600 | 5.3477 | 32.687 | 34.0108
3912 | 14083200 | 5.3478 | 32.6896 | 34.0135
3913 | 14086800 | 5.3479 | 32.6922 | 34.0161
3914 | 14090400 | 5.3481 | 32.6948 | 34.0187
3915 | 14094000 | 5.3482 | 32.6974 | 34.0213
3916 | 14097600 | 5.3483 | 32.7 | 34.0239
3917 | 14101200 | 5.3484 | 32.7026 | 34.0265
3918 | 14104800 | 5.3485 | 32.7052 | 34.0291
3919 | 14108400 | 5.3486 | 32.7078 | 34.0317
3920 | 14112000 | 5.3487 | 32.7104 | 34.0344
3921 | 14115600 | 5.3489 | 32.713 | 34.037
3922 | 14119200 | 5.349 | 32.7156 | 34.0396
3923 | 14122800 | 5.3491 | 32.7182 | 34.0422
3924 | 14126400 | 5.3492 | 32.7208 | 34.0448
3925 | 14130000 | 5.3493 | 32.7234 | 34.0474
3926 | 14133600 | 5.3494 | 32.726 | 34.05
3927 | 14137200 | 5.3495 | 32.7286 | 34.0526
3928 | 14140800 | 5.3497 | 32.7312 | 34.0552
3929 | 14144400 | 5.3498 | 32.7338 | 34.0578
3930 | 14148000 | 5.3499 | 32.7364 | 34.0605
3931 | 14151600 | 5.35 | 32.739 | 34.0631
3932 | 14155200 | 5.3501 | 32.7416 | 34.0657
3933 | 14158800 | 5.3502 | 32.7442 | 34.0683
3934 | 14162400 | 5.3503 | 32.7468 | 34.0709
3935 | 14166000 | 5.3505 | 32.7494 | 34.0735
3936 | 14169600 | 5.3506 | 32.752 | 34.0761
3937 | 14173200 | 5.3507 | 32.7546 | 34.0787
3938 | 14176800 | 5.3508 | 32.7572 | 34.0813
3939 | 14180400 | 5.3509 | 32.7598 | 34.0839
3940 | 14184000 | 5.351 | 32.7624 | 34.0865
3941 | 14187600 | 5.3511 | 32.765 | 34.0891
3942 | 14191200 | 5.3513 | 32.7676 | 34.0917
3943 | 14194800 | 5.3514 | 32.7702 | 34.0943
3944 | 14198400 | 5.3515 | 32.7728 | 34.0969
3945 | 14202000 | 5.3516 | 32.7754 | 34.0995
3946 | 14205600 | 5.3517 | 32.778 | 34.1021
3947 | 14209200 | 5.3518 | 32.7805 | 34.1048
3948 | 14212800 | 5.3519 | 32.7831 | 34.1074
3949 | 14216400 | 5.352 | 32.7857 | 34.11
3950 | 14220000 | 5.3522 | 32.7883 | 34.1126
3951 | 14223600 | 5.3523 | 32.7909 | 34.1152
3952 | 14227200 | 5.3524 | 32.7935 | 34.1178
3953 | 14230800 | 5.3525 | 32.7961 | 34.1204
3954 | 14234400 | 5.3526 | 32.7987 | 34.123
3955 | 14238000 | 5.3527 | 32.8013 | 34.1256
3956 | 14241600 | 5.3528 | 32.8039 | 34.1282
3957 | 14245200 | 5.3529 | 32.8065 | 34.1308
3958 | 14248800 | 5.3531 | 32.8091 | 34.1334
3959 | 14252400 | 5.3532 | 32.8116 | 34.136
3960 | 14256000 | 5.3533 | 32.8142 | 34.1386
3961 | 14259600 | 5.3534 | 32.8168 | 34.1412
3962 | 14263200 | 5.3535 | 32.8194 | 34.1438
3963 | 14266800 | 5.3536 | 32.822 | 34.1464
3964 | 14270400 | 5.3537 | 32.8246 | 34.149
3965 | 14274000 | 5.3539 | 32.8272 | 34.1516
3966 | 14277600 | 5.354 | 32.8298 | 34.1542
3967 | 14281200 | 5.3541 | 32.8323 | 34.1568
3968 | 14284800 | 5.3542 | 32.8349 | 34.1593
3969 | 14288400 | 5.3543 | 32.8375 | 34.1619
3970 | 14292000 | 5.3544 | 32.8401 | 34.1645
3971 | 14295600 | 5.3545 | 32.8427 | 34.1671
3972 | 14299200 | 5.3546 | 32.8453 | 34.1697
3973 | 14302800 | 5.3548 | 32.8479 | 34.1723
3974 | 14306400 | 5.3549 | 32.8505 | 34.1749
3975 | 14310000 | 5.355 | 32.853 | 34.1775
3976 | 14313600 | 5.3551 | 32.8556 | 34.1801
3977 | 14317200 | 5.3552 | 32.8582 | 34.1827
3978 | 14320800 | 5.3553 | 32.8608 | 34.1853
3979 | 14324400 | 5.3554 | 32.8634 | 34.1879
3980 | 14328000 | 5.3555 | 32.866 | 34.1905
3981 | 14331600 | 5.3556 | 32.8685 | 34.1931
3982 | 14335200 | 5.3558 | 32.8711 | 34.1957
3983 | 14338800 | 5.3559 | 32.8737 | 34.1983
3984 | 14342400 | 5.356 | 32.8763 | 34.2009
3985 | 14346000 | 5.3561 | 32.8789 | 34.2034
3986 | 14349600 | 5.3562 | 32.8815 | 34.206
3987 | 14353200 | 5.3563 | 32.884 | 34.2086
3988 | 14356800 | 5.3564 | 32.8866 | 34.2112
3989 | 14360400 | 5.3565 | 32.8892 | 34.2138
3990 | 14364000 | 5.3567 | 32.8918 | 34.2164
3991 | 14367600 | 5.3568 | 32.8944 | 34.219
3992 | 14371200 | 5.3569 | 32.8969 | 34.2216
3993 | 14374800 | 5.357 | 32.8995 | 34.2242
3994 | 14378400 | 5.3571 | 32.9021 | 34.2268
3995 | 14382000 | 5.3572 | 32.9047 | 34.2293
3996 | 14385600 | 5.3573 | 32.9072 | 34.2319
3997 | 14389200 | 5.3574 | 32.9098 | 34.2345
3998 | 14392800 | 5.3575 | 32.9124 | 34.2371
3999 | 14396400 | 5.3577 | 32.915 | 34.2397
4000 | 14400000 | 5.3578 | 32.9176 | 34.2423
4001 | 14403600 | 5.3579 | 32.9201 | 34.2449
4002 | 14407200 | 5.358 | 32.9227 | 34.2475
4003 | 14410800 | 5.3581 | 32.9253 | 34.25
4004 | 14414400 | 5.3582 | 32.9279 | 34.2526
4005 | 14418000 | 5.3583 | 32.9304 | 34.2552
4006 | 14421600 | 5.3584 | 32.933 | 34.2578
4007 | 14425200 | 5.3585 | 32.9356 | 34.2604
4008 | 14428800 | 5.3587 | 32.9382 | 34.263
4009 | 14432400 | 5.3588 | 32.9407 | 34.2655
4010 | 14436000 | 5.3589 | 32.9433 | 34.2681
4011 | 14439600 | 5.359 | 32.9459 | 34.2707
4012 | 14443200 | 5.3591 | 32.9485 | 34.2733
4013 | 14446800 | 5.3592 | 32.951 | 34.2759
4014 | 14450400 | 5.3593 | 32.9536 | 34.2785
4015 | 14454000 | 5.3594 | 32.9562 | 34.281
4016 | 14457600 | 5.3595 | 32.9588 | 34.2836
4017 | 14461200 | 5.3597 | 32.9613 | 34.2862
4018 | 14464800 | 5.3598 | 32.9639 | 34.2888
4019 | 14468400 | 5.3599 | 32.9665 | 34.2914
4020 | 14472000 | 5.36 | 32.969 | 34.294
4021 | 14475600 | 5.3601 | 32.9716 | 34.2965
4022 | 14479200 | 5.3602 | 32.9742 | 34.2991
4023 | 14482800 | 5.3603 | 32.9768 | 34.3017
4024 | 14486400 | 5.3604 | 32.9793 | 34.3043
4025 | 14490000 | 5.3605 | 32.9819 | 34.3069
4026 | 14493600 | 5.3606 | 32.9845 | 34.3094
4027 | 14497200 | 5.3608 | 32.987 | 34.312
4028 | 14500800 | 5.3609 | 32.9896 | 34.3146
4029 | 14504400 | 5.361 | 32.9922 | 34.3172
4030 | 14508000 | 5.3611 | 32.9947 | 34.3197
4031 | 14511600 | 5.3612 | 32.9973 | 34.3223
4032 | 14515200 | 5.3613 | 32.9999 | 34.3249
4033 | 14518800 | 5.3614 | 33.0024 | 34.3275
4034 | 14522400 | 5.3615 | 33.005 | 34.3301
4035 | 14526000 | 5.3616 | 33.0076 | 34.3326
4036 | 14529600 | 5.3617 | 33.0101 | 34.3352
4037 | 14533200 | 5.3619 | 33.0127 | 34.3378
4038 | 14536800 | 5.362 | 33.0153 | 34.3404
4039 | 14540400 | 5.3621 | 33.0178 | 34.3429
4040 | 14544000 | 5.3622 | 33.0204 | 34.3455
4041 | 14547600 | 5.3623 | 33.023 | 34.3481
4042 | 14551200 | 5.3624 | 33.0255 | 34.3507
4043 | 14554800 | 5.3625 | 33.0281 | 34.3532
4044 | 14558400 | 5.3626 | 33.0307 | 34.3558
4045 | 14562000 | 5.3627 | 33.0332 | 34.3584
4046 | 14565600 | 5.3628 | 33.0358 | 34.3609
4047 | 14569200 | 5.363 | 33.0384 | 34.3635
4048 | 14572800 | 5.3631 | 33.0409 | 34.3661
4049 | 14576400 | 5.3632 | 33.0435 | 34.3687
4050 | 14580000 | 5.3633 | 33.046 | 34.3712
4051 | 14583600 | 5.3634 | 33.0486 | 34.3738
4052 | 14587200 | 5.3635 | 33.0512 | 34.3764
4053 | 14590800 | 5.3636 | 33.0537 | 34.3789
4054 | 14594400 | 5.3637 | 33.0563 | 34.3815
4055 | 14598000 | 5.3638 | 33.0588 | 34.3841
4056 | 14601600 | 5.3639 | 33.0614 | 34.3867
4057 | 14605200 | 5.364 | 33.064 | 34.3892
4058 | 14608800 | 5.3642 | 33.0665 | 34.3918
4059 | 14612400 | 5.3643 | 33.0691 | 34.3944
4060 | 14616000 | 5.3644 | 33.0716 | 34.3969
4061 | 14619600 | 5.3645 | 33.0742 | 34.3995
4062 | 14623200 | 5.3646 | 33.0768 | 34.4021
4063 | 14626800 | 5.3647 | 33.0793 | 34.4046
4064 | 14630400 | 5.3648 | 33.0819 | 34.4072
4065 | 14634000 | 5.3649 | 33.0844 | 34.4098
4066 | 14637600 | 5.365 | 33.087 | 34.4123
4067 | 14641200 | 5.3651 | 33.0896 | 34.4149
4068 | 14644800 | 5.3652 | 33.0921 | 34.4175
4069 | 14648400 | 5.3653 | 33.0947 | 34.42
4070 | 14652000 | 5.3655 | 33.0972 | 34.4226
4071 | 14655600 | 5.3656 | 33.0998 | 34.4252
4072 | 14659200 | 5.3657 | 33.1023 | 34.4277
4073 | 14662800 | 5.3658 | 33.1049 | 34.4303
4074 | 14666400 | 5.3659 | 33.1074 | 34.4329
4075 | 14670000 | 5.366 | 33.11 | 34.4354
4076 | 14673600 | 5.3661 | 33.1126 | 34.438
4077 | 14677200 | 5.3662 | 33.1151 | 34.4406
4078 | 14680800 | 5.3663 | 33.1177 | 34.4431
4079 | 14684400 | 5.3664 | 33.1202 | 34.4457
4080 | 14688000 | 5.3665 | 33.1228 | 34.4482
4081 | 14691600 | 5.3666 | 33.1253 | 34.4508
4082 | 14695200 | 5.3668 | 33.1279 | 34.4534
4083 | 14698800 | 5.3669 | 33.1304 | 34.4559
4084 | 14702400 | 5.367 | 33.133 | 34.4585
4085 | 14706000 | 5.3671 | 33.1355 | 34.4611
4086 | 14709600 | 5.3672 | 33.1381 | 34.4636
4087 | 14713200 | 5.3673 | 33.1406 | 34.4662
4088 | 14716800 | 5.3674 | 33.1432 | 34.4687
4089 | 14720400 | 5.3675 | 33.1457 | 34.4713
4090 | 14724000 | 5.3676 | 33.1483 | 34.4739
4091 | 14727600 | 5.3677 | 33.1508 | 34.4764
4092 | 14731200 | 5.3678 | 33.1534 | 34.479
4093 | 14734800 | 5.3679 | 33.1559 | 34.4815
4094 | 14738400 | 5.368 | 33.1585 | 34.4841
4095 | 14742000 | 5.3682 | 33.161 | 34.4867
4096 | 14745600 | 5.3683 | 33.1636 | 34.4892
4097 | 14749200 | 5.3684 | 33.1661 | 34.4918
4098 | 14752800 | 5.3685 | 33.1687 | 34.4943
4099 | 14756400 | 5.3686 | 33.1712 | 34.4969
4100 | 14760000 | 5.3687 | 33.1738 | 34.4994
4101 | 14763600 | 5.3688 | 33.1763 | 34.502
4102 | 14767200 | 5.3689 | 33.1789 | 34.5046
4103 | 14770800 | 5.369 | 33.1814 | 34.5071
4104 | 14774400 | 5.3691 | 33.184 | 34.5097
4105 | 14778000 | 5.3692 | 33.1865 | 34.5122
4106 | 14781600 | 5.3693 | 33.1891 | 34.5148
4107 | 14785200 | 5.3694 | 33.1916 | 34.5173
4108 | 14788800 | 5.3695 | 33.1941 | 34.5199
4109 | 14792400 | 5.3697 | 33.1967 | 34.5224
4110 | 14796000 | 5.3698 | 33.1992 | 34.525
4111 | 14799600 | 5.3699 | 33.2018 | 34.5275
4112 | 14803200 | 5.37 | 33.2043 | 34.5301
4113 | 14806800 | 5.3701 | 33.2069 | 34.5326
4114 | 14810400 | 5.3702 | 33.2094 | 34.5352
4115 | 14814000 | 5.3703 | 33.212 | 34.5378
4116 | 14817600 | 5.3704 | 33.2145 | 34.5403
4117 | 14821200 | 5.3705 | 33.217 | 34.5429
4118 | 14824800 | 5.3706 | 33.2196 | 34.5454
4119 | 14828400 | 5.3707 | 33.2221 | 34.548
4120 | 14832000 | 5.3708 | 33.2247 | 34.5505
4121 | 14835600 | 5.3709 | 33.2272 | 34.5531
4122 | 14839200 | 5.371 | 33.2297 | 34.5556
4123 | 14842800 | 5.3711 | 33.2323 | 34.5582
4124 | 14846400 | 5.3713 | 33.2348 | 34.5607
4125 | 14850000 | 5.3714 | 33.2374 | 34.5633
4126 | 14853600 | 5.3715 | 33.2399 | 34.5658
4127 | 14857200 | 5.3716 | 33.2425 | 34.5684
4128 | 14860800 | 5.3717 | 33.245 | 34.5709
4129 | 14864400 | 5.3718 | 33.2475 | 34.5735
4130 | 14868000 | 5.3719 | 33.2501 | 34.576
4131 | 14871600 | 5.372 | 33.2526 | 34.5786
4132 | 14875200 | 5.3721 | 33.2551 | 34.5811
4133 | 14878800 | 5.3722 | 33.2577 | 34.5836
4134 | 14882400 | 5.3723 | 33.2602 | 34.5862
4135 | 14886000 | 5.3724 | 33.2628 | 34.5887
4136 | 14889600 | 5.3725 | 33.2653 | 34.5913
4137 | 14893200 | 5.3726 | 33.2678 | 34.5938
4138 | 14896800 | 5.3727 | 33.2704 | 34.5964
4139 | 14900400 | 5.3728 | 33.2729 | 34.5989
4140 | 14904000 | 5.373 | 33.2754 | 34.6015
4141 | 14907600 | 5.3731 | 33.278 | 34.604
4142 | 14911200 | 5.3732 | 33.2805 | 34.6066
4143 | 14914800 | 5.3733 | 33.283 | 34.6091
4144 | 14918400 | 5.3734 | 33.2856 | 34.6116
4145 | 14922000 | 5.3735 | 33.2881 | 34.6142
4146 | 14925600 | 5.3736 | 33.2907 | 34.6167
4147 | 14929200 | 5.3737 | 33.2932 | 34.6193
4148 | 14932800 | 5.3738 | 33.2957 | 34.6218
4149 | 14936400 | 5.3739 | 33.2983 | 34.6244
4150 | 14940000 | 5.374 | 33.3008 | 34.6269
4151 | 14943600 | 5.3741 | 33.3033 | 34.6294
4152 | 14947200 | 5.3742 | 33.3058 | 34.632
4153 | 14950800 | 5.3743 | 33.3084 | 34.6345
4154 | 14954400 | 5.3744 | 33.3109 | 34.6371
4155 | 14958000 | 5.3745 | 33.3134 | 34.6396
4156 | 14961600 | 5.3746 | 33.316 | 34.6421
4157 | 14965200 | 5.3747 | 33.3185 | 34.6447
4158 | 14968800 | 5.3749 | 33.321 | 34.6472
4159 | 14972400 | 5.375 | 33.3236 | 34.6498
4160 | 14976000 | 5.3751 | 33.3261 | 34.6523
4161 | 14979600 | 5.3752 | 33.3286 | 34.6548
4162 | 14983200 | 5.3753 | 33.3312 | 34.6574
4163 | 14986800 | 5.3754 | 33.3337 | 34.6599
4164 | 14990400 | 5.3755 | 33.3362 | 34.6625
4165 | 14994000 | 5.3756 | 33.3387 | 34.665
4166 | 14997600 | 5.3757 | 33.3413 | 34.6675
4167 | 15001200 | 5.3758 | 33.3438 | 34.6701
4168 | 15004800 | 5.3759 | 33.3463 | 34.6726
4169 | 15008400 | 5.376 | 33.3489 | 34.6751
4170 | 15012000 | 5.3761 | 33.3514 | 34.6777
4171 | 15015600 | 5.3762 | 33.3539 | 34.6802
4172 | 15019200 | 5.3763 | 33.3564 | 34.6828
4173 | 15022800 | 5.3764 | 33.359 | 34.6853
4174 | 15026400 | 5.3765 | 33.3615 | 34.6878
4175 | 15030000 | 5.3766 | 33.364 | 34.6904
4176 | 15033600 | 5.3767 | 33.3665 | 34.6929
4177 | 15037200 | 5.3768 | 33.3691 | 34.6954
4178 | 15040800 | 5.3769 | 33.3716 | 34.698
4179 | 15044400 | 5.3771 | 33.3741 | 34.7005
4180 | 15048000 | 5.3772 | 33.3766 | 34.703
4181 | 15051600 | 5.3773 | 33.3792 | 34.7056
4182 | 15055200 | 5.3774 | 33.3817 | 34.7081
4183 | 15058800 | 5.3775 | 33.3842 | 34.7106
4184 | 15062400 | 5.3776 | 33.3867 | 34.7132
4185 | 15066000 | 5.3777 | 33.3893 | 34.7157
4186 | 15069600 | 5.3778 | 33.3918 | 34.7182
4187 | 15073200 | 5.3779 | 33.3943 | 34.7208
4188 | 15076800 | 5.378 | 33.3968 | 34.7233
4189 | 15080400 | 5.3781 | 33.3994 | 34.7258
4190 | 15084000 | 5.3782 | 33.4019 | 34.7284
4191 | 15087600 | 5.3783 | 33.4044 | 34.7309
4192 | 15091200 | 5.3784 | 33.4069 | 34.7334
4193 | 15094800 | 5.3785 | 33.4094 | 34.7359
4194 | 15098400 | 5.3786 | 33.412 | 34.7385
4195 | 15102000 | 5.3787 | 33.4145 | 34.741
4196 | 15105600 | 5.3788 | 33.417 | 34.7435
4197 | 15109200 | 5.3789 | 33.4195 | 34.7461
4198 | 15112800 | 5.379 | 33.422 | 34.7486
4199 | 15116400 | 5.3791 | 33.4246 | 34.7511
4200 | 15120000 | 5.3792 | 33.4271 | 34.7536
4201 | 15123600 | 5.3793 | 33.4296 | 34.7562
4202 | 15127200 | 5.3794 | 33.4321 | 34.7587
4203 | 15130800 | 5.3795 | 33.4346 | 34.7612
4204 | 15134400 | 5.3797 | 33.4371 | 34.7637
4205 | 15138000 | 5.3798 | 33.4397 | 34.7663
4206 | 15141600 | 5.3799 | 33.4422 | 34.7688
4207 | 15145200 | 5.38 | 33.4447 | 34.7713
4208 | 15148800 | 5.3801 | 33.4472 | 34.7739
4209 | 15152400 | 5.3802 | 33.4497 | 34.7764
4210 | 15156000 | 5.3803 | 33.4522 | 34.7789
4211 | 15159600 | 5.3804 | 33.4548 | 34.7814
4212 | 15163200 | 5.3805 | 33.4573 | 34.784
4213 | 15166800 | 5.3806 | 33.4598 | 34.7865
4214 | 15170400 | 5.3807 | 33.4623 | 34.789
4215 | 15174000 | 5.3808 | 33.4648 | 34.7915
4216 | 15177600 | 5.3809 | 33.4673 | 34.794
4217 | 15181200 | 5.381 | 33.4699 | 34.7966
4218 | 15184800 | 5.3811 | 33.4724 | 34.7991
4219 | 15188400 | 5.3812 | 33.4749 | 34.8016
4220 | 15192000 | 5.3813 | 33.4774 | 34.8041
4221 | 15195600 | 5.3814 | 33.4799 | 34.8067
4222 | 15199200 | 5.3815 | 33.4824 | 34.8092
4223 | 15202800 | 5.3816 | 33.4849 | 34.8117
4224 | 15206400 | 5.3817 | 33.4874 | 34.8142
4225 | 15210000 | 5.3818 | 33.49 | 34.8167
4226 | 15213600 | 5.3819 | 33.4925 | 34.8193
4227 | 15217200 | 5.382 | 33.495 | 34.8218
4228 | 15220800 | 5.3821 | 33.4975 | 34.8243
4229 | 15224400 | 5.3822 | 33.5 | 34.8268
4230 | 15228000 | 5.3823 | 33.5025 | 34.8293
4231 | 15231600 | 5.3824 | 33.505 | 34.8319
4232 | 15235200 | 5.3825 | 33.5075 | 34.8344
4233 | 15238800 | 5.3826 | 33.51 | 34.8369
4234 | 15242400 | 5.3827 | 33.5125 | 34.8394
4235 | 15246000 | 5.3828 | 33.5151 | 34.8419
4236 | 15249600 | 5.3829 | 33.5176 | 34.8445
4237 | 15253200 | 5.383 | 33.5201 | 34.847
4238 | 15256800 | 5.3831 | 33.5226 | 34.8495
4239 | 15260400 | 5.3833 | 33.5251 | 34.852
4240 | 15264000 | 5.3834 | 33.5276 | 34.8545
4241 | 15267600 | 5.3835 | 33.5301 | 34.857
4242 | 15271200 | 5.3836 | 33.5326 | 34.8596
4243 | 15274800 | 5.3837 | 33.5351 | 34.8621
4244 | 15278400 | 5.3838 | 33.5376 | 34.8646
4245 | 15282000 | 5.3839 | 33.5401 | 34.8671
4246 | 15285600 | 5.384 | 33.5426 | 34.8696
4247 | 15289200 | 5.3841 | 33.5451 | 34.8721
4248 | 15292800 | 5.3842 | 33.5476 | 34.8746
4249 | 15296400 | 5.3843 | 33.5502 | 34.8772
4250 | 15300000 | 5.3844 | 33.5527 | 34.8797
4251 | 15303600 | 5.3845 | 33.5552 | 34.8822
4252 | 15307200 | 5.3846 | 33.5577 | 34.8847
4253 | 15310800 | 5.3847 | 33.5602 | 34.8872
4254 | 15314400 | 5.3848 | 33.5627 | 34.8897
4255 | 15318000 | 5.3849 | 33.5652 | 34.8922
4256 | 15321600 | 5.385 | 33.5677 | 34.8947
4257 | 15325200 | 5.3851 | 33.5702 | 34.8973
4258 | 15328800 | 5.3852 | 33.5727 | 34.8998
4259 | 15332400 | 5.3853 | 33.5752 | 34.9023
4260 | 15336000 | 5.3854 | 33.5777 | 34.9048
4261 | 15339600 | 5.3855 | 33.5802 | 34.9073
4262 | 15343200 | 5.3856 | 33.5827 | 34.9098
4263 | 15346800 | 5.3857 | 33.5852 | 34.9123
4264 | 15350400 | 5.3858 | 33.5877 | 34.9148
4265 | 15354000 | 5.3859 | 33.5902 | 34.9173
4266 | 15357600 | 5.386 | 33.5927 | 34.9198
4267 | 15361200 | 5.3861 | 33.5952 | 34.9224
4268 | 15364800 | 5.3862 | 33.5977 | 34.9249
4269 | 15368400 | 5.3863 | 33.6002 | 34.9274
4270 | 15372000 | 5.3864 | 33.6027 | 34.9299
4271 | 15375600 | 5.3865 | 33.6052 | 34.9324
4272 | 15379200 | 5.3866 | 33.6077 | 34.9349
4273 | 15382800 | 5.3867 | 33.6102 | 34.9374
4274 | 15386400 | 5.3868 | 33.6127 | 34.9399
4275 | 15390000 | 5.3869 | 33.6152 | 34.9424
4276 | 15393600 | 5.387 | 33.6177 | 34.9449
4277 | 15397200 | 5.3871 | 33.6202 | 34.9474
4278 | 15400800 | 5.3872 | 33.6227 | 34.9499
4279 | 15404400 | 5.3873 | 33.6252 | 34.9524
4280 | 15408000 | 5.3874 | 33.6277 | 34.9549
4281 | 15411600 | 5.3875 | 33.6302 | 34.9575
4282 | 15415200 | 5.3876 | 33.6327 | 34.96
4283 | 15418800 | 5.3877 | 33.6352 | 34.9625
4284 | 15422400 | 5.3878 | 33.6377 | 34.965
4285 | 15426000 | 5.3879 | 33.6402 | 34.9675
4286 | 15429600 | 5.388 | 33.6426 | 34.97
4287 | 15433200 | 5.3881 | 33.6451 | 34.9725
4288 | 15436800 | 5.3882 | 33.6476 | 34.975
4289 | 15440400 | 5.3883 | 33.6501 | 34.9775
4290 | 15444000 | 5.3884 | 33.6526 | 34.98
4291 | 15447600 | 5.3885 | 33.6551 | 34.9825
4292 | 15451200 | 5.3886 | 33.6576 | 34.985
4293 | 15454800 | 5.3887 | 33.6601 | 34.9875
4294 | 15458400 | 5.3888 | 33.6626 | 34.99
4295 | 15462000 | 5.3889 | 33.6651 | 34.9925
4296 | 15465600 | 5.389 | 33.6676 | 34.995
4297 | 15469200 | 5.3891 | 33.6701 | 34.9975
4298 | 15472800 | 5.3892 | 33.6726 | 35
4299 | 15476400 | 5.3893 | 33.6751 | 35.0025
4300 | 15480000 | 5.3894 | 33.6775 | 35.005
4301 | 15483600 | 5.3895 | 33.68 | 35.0075
4302 | 15487200 | 5.3896 | 33.6825 | 35.01
4303 | 15490800 | 5.3897 | 33.685 | 35.0125
4304 | 15494400 | 5.3898 | 33.6875 | 35.015
4305 | 15498000 | 5.3899 | 33.69 | 35.0175
4306 | 15501600 | 5.39 | 33.6925 | 35.02
4307 | 15505200 | 5.3901 | 33.695 | 35.0225
4308 | 15508800 | 5.3902 | 33.6975 | 35.025
4309 | 15512400 | 5.3903 | 33.7 | 35.0275
4310 | 15516000 | 5.3904 | 33.7024 | 35.03
4311 | 15519600 | 5.3905 | 33.7049 | 35.0325
4312 | 15523200 | 5.3906 | 33.7074 | 35.035
4313 | 15526800 | 5.3907 | 33.7099 | 35.0375
4314 | 15530400 | 5.3908 | 33.7124 | 35.04
4315 | 15534000 | 5.3909 | 33.7149 | 35.0425
4316 | 15537600 | 5.391 | 33.7174 | 35.0449
4317 | 15541200 | 5.3911 | 33.7199 | 35.0474
4318 | 15544800 | 5.3912 | 33.7223 | 35.0499
4319 | 15548400 | 5.3913 | 33.7248 | 35.0524
4320 | 15552000 | 5.3914 | 33.7273 | 35.0549
4321 | 15555600 | 5.3915 | 33.7298 | 35.0574
4322 | 15559200 | 5.3916 | 33.7323 | 35.0599
4323 | 15562800 | 5.3917 | 33.7348 | 35.0624
4324 | 15566400 | 5.3918 | 33.7373 | 35.0649
4325 | 15570000 | 5.3919 | 33.7397 | 35.0674
4326 | 15573600 | 5.392 | 33.7422 | 35.0699
4327 | 15577200 | 5.3921 | 33.7447 | 35.0724
4328 | 15580800 | 5.3922 | 33.7472 | 35.0749
4329 | 15584400 | 5.3923 | 33.7497 | 35.0774
4330 | 15588000 | 5.3924 | 33.7522 | 35.0799
4331 | 15591600 | 5.3925 | 33.7546 | 35.0823
4332 | 15595200 | 5.3926 | 33.7571 | 35.0848
4333 | 15598800 | 5.3927 | 33.7596 | 35.0873
4334 | 15602400 | 5.3928 | 33.7621 | 35.0898
4335 | 15606000 | 5.3929 | 33.7646 | 35.0923
4336 | 15609600 | 5.393 | 33.767 | 35.0948
4337 | 15613200 | 5.3931 | 33.7695 | 35.0973
4338 | 15616800 | 5.3932 | 33.772 | 35.0998
4339 | 15620400 | 5.3933 | 33.7745 | 35.1023
4340 | 15624000 | 5.3934 | 33.777 | 35.1048
4341 | 15627600 | 5.3935 | 33.7794 | 35.1072
4342 | 15631200 | 5.3936 | 33.7819 | 35.1097
4343 | 15634800 | 5.3937 | 33.7844 | 35.1122
4344 | 15638400 | 5.3938 | 33.7869 | 35.1147
4345 | 15642000 | 5.3939 | 33.7894 | 35.1172
4346 | 15645600 | 5.394 | 33.7918 | 35.1197
4347 | 15649200 | 5.3941 | 33.7943 | 35.1222
4348 | 15652800 | 5.3942 | 33.7968 | 35.1247
4349 | 15656400 | 5.3943 | 33.7993 | 35.1271
4350 | 15660000 | 5.3944 | 33.8018 | 35.1296
4351 | 15663600 | 5.3945 | 33.8042 | 35.1321
4352 | 15667200 | 5.3946 | 33.8067 | 35.1346
4353 | 15670800 | 5.3947 | 33.8092 | 35.1371
4354 | 15674400 | 5.3948 | 33.8117 | 35.1396
4355 | 15678000 | 5.3949 | 33.8141 | 35.1421
4356 | 15681600 | 5.395 | 33.8166 | 35.1445
4357 | 15685200 | 5.3951 | 33.8191 | 35.147
4358 | 15688800 | 5.3952 | 33.8216 | 35.1495
4359 | 15692400 | 5.3953 | 33.824 | 35.152
4360 | 15696000 | 5.3954 | 33.8265 | 35.1545
4361 | 15699600 | 5.3955 | 33.829 | 35.157
4362 | 15703200 | 5.3956 | 33.8315 | 35.1594
4363 | 15706800 | 5.3957 | 33.8339 | 35.1619
4364 | 15710400 | 5.3958 | 33.8364 | 35.1644
4365 | 15714000 | 5.3959 | 33.8389 | 35.1669
4366 | 15717600 | 5.396 | 33.8414 | 35.1694
4367 | 15721200 | 5.3961 | 33.8438 | 35.1718
4368 | 15724800 | 5.3962 | 33.8463 | 35.1743
4369 | 15728400 | 5.3963 | 33.8488 | 35.1768
4370 | 15732000 | 5.3964 | 33.8512 | 35.1793
4371 | 15735600 | 5.3965 | 33.8537 | 35.1818
4372 | 15739200 | 5.3966 | 33.8562 | 35.1842
4373 | 15742800 | 5.3967 | 33.8587 | 35.1867
4374 | 15746400 | 5.3967 | 33.8611 | 35.1892
4375 | 15750000 | 5.3968 | 33.8636 | 35.1917
4376 | 15753600 | 5.3969 | 33.8661 | 35.1942
4377 | 15757200 | 5.397 | 33.8685 | 35.1966
4378 | 15760800 | 5.3971 | 33.871 | 35.1991
4379 | 15764400 | 5.3972 | 33.8735 | 35.2016
4380 | 15768000 | 5.3973 | 33.876 | 35.2041
4381 | 15771600 | 5.3974 | 33.8784 | 35.2066
4382 | 15775200 | 5.3975 | 33.8809 | 35.209
4383 | 15778800 | 5.3976 | 33.8834 | 35.2115
4384 | 15782400 | 5.3977 | 33.8858 | 35.214
4385 | 15786000 | 5.3978 | 33.8883 | 35.2165
4386 | 15789600 | 5.3979 | 33.8908 | 35.2189
4387 | 15793200 | 5.398 | 33.8932 | 35.2214
4388 | 15796800 | 5.3981 | 33.8957 | 35.2239
4389 | 15800400 | 5.3982 | 33.8982 | 35.2264
4390 | 15804000 | 5.3983 | 33.9006 | 35.2288
4391 | 15807600 | 5.3984 | 33.9031 | 35.2313
4392 | 15811200 | 5.3985 | 33.9056 | 35.2338
4393 | 15814800 | 5.3986 | 33.908 | 35.2363
4394 | 15818400 | 5.3987 | 33.9105 | 35.2387
4395 | 15822000 | 5.3988 | 33.913 | 35.2412
4396 | 15825600 | 5.3989 | 33.9154 | 35.2437
4397 | 15829200 | 5.399 | 33.9179 | 35.2462
4398 | 15832800 | 5.3991 | 33.9204 | 35.2486
4399 | 15836400 | 5.3992 | 33.9228 | 35.2511
4400 | 15840000 | 5.3993 | 33.9253 | 35.2536
4401 | 15843600 | 5.3994 | 33.9278 | 35.2561
4402 | 15847200 | 5.3995 | 33.9302 | 35.2585
4403 | 15850800 | 5.3996 | 33.9327 | 35.261
4404 | 15854400 | 5.3997 | 33.9351 | 35.2635
4405 | 15858000 | 5.3998 | 33.9376 | 35.2659
4406 | 15861600 | 5.3999 | 33.9401 | 35.2684
4407 | 15865200 | 5.4 | 33.9425 | 35.2709
4408 | 15868800 | 5.4001 | 33.945 | 35.2734
4409 | 15872400 | 5.4001 | 33.9475 | 35.2758
4410 | 15876000 | 5.4002 | 33.9499 | 35.2783
4411 | 15879600 | 5.4003 | 33.9524 | 35.2808
4412 | 15883200 | 5.4004 | 33.9548 | 35.2832
4413 | 15886800 | 5.4005 | 33.9573 | 35.2857
4414 | 15890400 | 5.4006 | 33.9598 | 35.2882
4415 | 15894000 | 5.4007 | 33.9622 | 35.2906
4416 | 15897600 | 5.4008 | 33.9647 | 35.2931
4417 | 15901200 | 5.4009 | 33.9671 | 35.2956
4418 | 15904800 | 5.401 | 33.9696 | 35.298
4419 | 15908400 | 5.4011 | 33.9721 | 35.3005
4420 | 15912000 | 5.4012 | 33.9745 | 35.303
4421 | 15915600 | 5.4013 | 33.977 | 35.3054
4422 | 15919200 | 5.4014 | 33.9794 | 35.3079
4423 | 15922800 | 5.4015 | 33.9819 | 35.3104
4424 | 15926400 | 5.4016 | 33.9844 | 35.3128
4425 | 15930000 | 5.4017 | 33.9868 | 35.3153
4426 | 15933600 | 5.4018 | 33.9893 | 35.3178
4427 | 15937200 | 5.4019 | 33.9917 | 35.3202
4428 | 15940800 | 5.402 | 33.9942 | 35.3227
4429 | 15944400 | 5.4021 | 33.9966 | 35.3252
4430 | 15948000 | 5.4022 | 33.9991 | 35.3276
4431 | 15951600 | 5.4023 | 34.0015 | 35.3301
4432 | 15955200 | 5.4024 | 34.004 | 35.3326
4433 | 15958800 | 5.4025 | 34.0065 | 35.335
4434 | 15962400 | 5.4026 | 34.0089 | 35.3375
4435 | 15966000 | 5.4027 | 34.0114 | 35.34
4436 | 15969600 | 5.4027 | 34.0138 | 35.3424
4437 | 15973200 | 5.4028 | 34.0163 | 35.3449
4438 | 15976800 | 5.4029 | 34.0187 | 35.3473
4439 | 15980400 | 5.403 | 34.0212 | 35.3498
4440 | 15984000 | 5.4031 | 34.0236 | 35.3523
4441 | 15987600 | 5.4032 | 34.0261 | 35.3547
4442 | 15991200 | 5.4033 | 34.0285 | 35.3572
4443 | 15994800 | 5.4034 | 34.031 | 35.3596
4444 | 15998400 | 5.4035 | 34.0335 | 35.3621
4445 | 16002000 | 5.4036 | 34.0359 | 35.3646
4446 | 16005600 | 5.4037 | 34.0384 | 35.367
4447 | 16009200 | 5.4038 | 34.0408 | 35.3695
4448 | 16012800 | 5.4039 | 34.0433 | 35.372
4449 | 16016400 | 5.404 | 34.0457 | 35.3744
4450 | 16020000 | 5.4041 | 34.0482 | 35.3769
4451 | 16023600 | 5.4042 | 34.0506 | 35.3793
4452 | 16027200 | 5.4043 | 34.0531 | 35.3818
4453 | 16030800 | 5.4044 | 34.0555 | 35.3842
4454 | 16034400 | 5.4045 | 34.058 | 35.3867
4455 | 16038000 | 5.4046 | 34.0604 | 35.3892
4456 | 16041600 | 5.4047 | 34.0629 | 35.3916
4457 | 16045200 | 5.4048 | 34.0653 | 35.3941
4458 | 16048800 | 5.4048 | 34.0678 | 35.3965
4459 | 16052400 | 5.4049 | 34.0702 | 35.399
4460 | 16056000 | 5.405 | 34.0727 | 35.4014
4461 | 16059600 | 5.4051 | 34.0751 | 35.4039
4462 | 16063200 | 5.4052 | 34.0776 | 35.4064
4463 | 16066800 | 5.4053 | 34.08 | 35.4088
4464 | 16070400 | 5.4054 | 34.0825 | 35.4113
4465 | 16074000 | 5.4055 | 34.0849 | 35.4137
4466 | 16077600 | 5.4056 | 34.0873 | 35.4162
4467 | 16081200 | 5.4057 | 34.0898 | 35.4186
4468 | 16084800 | 5.4058 | 34.0922 | 35.4211
4469 | 16088400 | 5.4059 | 34.0947 | 35.4235
4470 | 16092000 | 5.406 | 34.0971 | 35.426
4471 | 16095600 | 5.4061 | 34.0996 | 35.4285
4472 | 16099200 | 5.4062 | 34.102 | 35.4309
4473 | 16102800 | 5.4063 | 34.1045 | 35.4334
4474 | 16106400 | 5.4064 | 34.1069 | 35.4358
4475 | 16110000 | 5.4065 | 34.1094 | 35.4383
4476 | 16113600 | 5.4066 | 34.1118 | 35.4407
4477 | 16117200 | 5.4066 | 34.1142 | 35.4432
4478 | 16120800 | 5.4067 | 34.1167 | 35.4456
4479 | 16124400 | 5.4068 | 34.1191 | 35.4481
4480 | 16128000 | 5.4069 | 34.1216 | 35.4505
4481 | 16131600 | 5.407 | 34.124 | 35.453
4482 | 16135200 | 5.4071 | 34.1265 | 35.4554
4483 | 16138800 | 5.4072 | 34.1289 | 35.4579
4484 | 16142400 | 5.4073 | 34.1313 | 35.4603
4485 | 16146000 | 5.4074 | 34.1338 | 35.4628
4486 | 16149600 | 5.4075 | 34.1362 | 35.4652
4487 | 16153200 | 5.4076 | 34.1387 | 35.4677
4488 | 16156800 | 5.4077 | 34.1411 | 35.4701
4489 | 16160400 | 5.4078 | 34.1436 | 35.4726
4490 | 16164000 | 5.4079 | 34.146 | 35.475
4491 | 16167600 | 5.408 | 34.1484 | 35.4775
4492 | 16171200 | 5.4081 | 34.1509 | 35.4799
4493 | 16174800 | 5.4082 | 34.1533 | 35.4824
4494 | 16178400 | 5.4082 | 34.1558 | 35.4848
4495 | 16182000 | 5.4083 | 34.1582 | 35.4873
4496 | 16185600 | 5.4084 | 34.1606 | 35.4897
4497 | 16189200 | 5.4085 | 34.1631 | 35.4922
4498 | 16192800 | 5.4086 | 34.1655 | 35.4946
4499 | 16196400 | 5.4087 | 34.1679 | 35.4971
4500 | 16200000 | 5.4088 | 34.1704 | 35.4995
4501 | 16203600 | 5.4089 | 34.1728 | 35.5019
4502 | 16207200 | 5.409 | 34.1753 | 35.5044
4503 | 16210800 | 5.4091 | 34.1777 | 35.5068
4504 | 16214400 | 5.4092 | 34.1801 | 35.5093
4505 | 16218000 | 5.4093 | 34.1826 | 35.5117
4506 | 16221600 | 5.4094 | 34.185 | 35.5142
4507 | 16225200 | 5.4095 | 34.1874 | 35.5166
4508 | 16228800 | 5.4096 | 34.1899 | 35.5191
4509 | 16232400 | 5.4097 | 34.1923 | 35.5215
4510 | 16236000 | 5.4097 | 34.1948 | 35.5239
4511 | 16239600 | 5.4098 | 34.1972 | 35.5264
4512 | 16243200 | 5.4099 | 34.1996 | 35.5288
4513 | 16246800 | 5.41 | 34.2021 | 35.5313
4514 | 16250400 | 5.4101 | 34.2045 | 35.5337
4515 | 16254000 | 5.4102 | 34.2069 | 35.5362
4516 | 16257600 | 5.4103 | 34.2094 | 35.5386
4517 | 16261200 | 5.4104 | 34.2118 | 35.541
4518 | 16264800 | 5.4105 | 34.2142 | 35.5435
4519 | 16268400 | 5.4106 | 34.2167 | 35.5459
4520 | 16272000 | 5.4107 | 34.2191 | 35.5484
4521 | 16275600 | 5.4108 | 34.2215 | 35.5508
4522 | 16279200 | 5.4109 | 34.224 | 35.5533
4523 | 16282800 | 5.411 | 34.2264 | 35.5557
4524 | 16286400 | 5.4111 | 34.2288 | 35.5581
4525 | 16290000 | 5.4111 | 34.2313 | 35.5606
4526 | 16293600 | 5.4112 | 34.2337 | 35.563
4527 | 16297200 | 5.4113 | 34.2361 | 35.5655
4528 | 16300800 | 5.4114 | 34.2386 | 35.5679
4529 | 16304400 | 5.4115 | 34.241 | 35.5703
4530 | 16308000 | 5.4116 | 34.2434 | 35.5728
4531 | 16311600 | 5.4117 | 34.2458 | 35.5752
4532 | 16315200 | 5.4118 | 34.2483 | 35.5776
4533 | 16318800 | 5.4119 | 34.2507 | 35.5801
4534 | 16322400 | 5.412 | 34.2531 | 35.5825
4535 | 16326000 | 5.4121 | 34.2556 | 35.585
4536 | 16329600 | 5.4122 | 34.258 | 35.5874
4537 | 16333200 | 5.4123 | 34.2604 | 35.5898
4538 | 16336800 | 5.4124 | 34.2628 | 35.5923
4539 | 16340400 | 5.4124 | 34.2653 | 35.5947
4540 | 16344000 | 5.4125 | 34.2677 | 35.5971
4541 | 16347600 | 5.4126 | 34.2701 | 35.5996
4542 | 16351200 | 5.4127 | 34.2726 | 35.602
4543 | 16354800 | 5.4128 | 34.275 | 35.6044
4544 | 16358400 | 5.4129 | 34.2774 | 35.6069
4545 | 16362000 | 5.413 | 34.2798 | 35.6093
4546 | 16365600 | 5.4131 | 34.2823 | 35.6117
4547 | 16369200 | 5.4132 | 34.2847 | 35.6142
4548 | 16372800 | 5.4133 | 34.2871 | 35.6166
4549 | 16376400 | 5.4134 | 34.2895 | 35.6191
4550 | 16380000 | 5.4135 | 34.292 | 35.6215
4551 | 16383600 | 5.4136 | 34.2944 | 35.6239
4552 | 16387200 | 5.4136 | 34.2968 | 35.6264
4553 | 16390800 | 5.4137 | 34.2992 | 35.6288
4554 | 16394400 | 5.4138 | 34.3017 | 35.6312
4555 | 16398000 | 5.4139 | 34.3041 | 35.6336
4556 | 16401600 | 5.414 | 34.3065 | 35.6361
4557 | 16405200 | 5.4141 | 34.3089 | 35.6385
4558 | 16408800 | 5.4142 | 34.3114 | 35.6409
4559 | 16412400 | 5.4143 | 34.3138 | 35.6434
4560 | 16416000 | 5.4144 | 34.3162 | 35.6458
4561 | 16419600 | 5.4145 | 34.3186 | 35.6482
4562 | 16423200 | 5.4146 | 34.3211 | 35.6507
4563 | 16426800 | 5.4147 | 34.3235 | 35.6531
4564 | 16430400 | 5.4148 | 34.3259 | 35.6555
4565 | 16434000 | 5.4148 | 34.3283 | 35.658
4566 | 16437600 | 5.4149 | 34.3307 | 35.6604
4567 | 16441200 | 5.415 | 34.3332 | 35.6628
4568 | 16444800 | 5.4151 | 34.3356 | 35.6652
4569 | 16448400 | 5.4152 | 34.338 | 35.6677
4570 | 16452000 | 5.4153 | 34.3404 | 35.6701
4571 | 16455600 | 5.4154 | 34.3428 | 35.6725
4572 | 16459200 | 5.4155 | 34.3453 | 35.675
4573 | 16462800 | 5.4156 | 34.3477 | 35.6774
4574 | 16466400 | 5.4157 | 34.3501 | 35.6798
4575 | 16470000 | 5.4158 | 34.3525 | 35.6822
4576 | 16473600 | 5.4159 | 34.3549 | 35.6847
4577 | 16477200 | 5.4159 | 34.3574 | 35.6871
4578 | 16480800 | 5.416 | 34.3598 | 35.6895
4579 | 16484400 | 5.4161 | 34.3622 | 35.6919
4580 | 16488000 | 5.4162 | 34.3646 | 35.6944
4581 | 16491600 | 5.4163 | 34.367 | 35.6968
4582 | 16495200 | 5.4164 | 34.3695 | 35.6992
4583 | 16498800 | 5.4165 | 34.3719 | 35.7016
4584 | 16502400 | 5.4166 | 34.3743 | 35.7041
4585 | 16506000 | 5.4167 | 34.3767 | 35.7065
4586 | 16509600 | 5.4168 | 34.3791 | 35.7089
4587 | 16513200 | 5.4169 | 34.3815 | 35.7113
4588 | 16516800 | 5.417 | 34.384 | 35.7138
4589 | 16520400 | 5.417 | 34.3864 | 35.7162
4590 | 16524000 | 5.4171 | 34.3888 | 35.7186
4591 | 16527600 | 5.4172 | 34.3912 | 35.721
4592 | 16531200 | 5.4173 | 34.3936 | 35.7235
4593 | 16534800 | 5.4174 | 34.396 | 35.7259
4594 | 16538400 | 5.4175 | 34.3984 | 35.7283
4595 | 16542000 | 5.4176 | 34.4009 | 35.7307
4596 | 16545600 | 5.4177 | 34.4033 | 35.7331
4597 | 16549200 | 5.4178 | 34.4057 | 35.7356
4598 | 16552800 | 5.4179 | 34.4081 | 35.738
4599 | 16556400 | 5.418 | 34.4105 | 35.7404
4600 | 16560000 | 5.418 | 34.4129 | 35.7428
4601 | 16563600 | 5.4181 | 34.4153 | 35.7453
4602 | 16567200 | 5.4182 | 34.4178 | 35.7477
4603 | 16570800 | 5.4183 | 34.4202 | 35.7501
4604 | 16574400 | 5.4184 | 34.4226 | 35.7525
4605 | 16578000 | 5.4185 | 34.425 | 35.7549
4606 | 16581600 | 5.4186 | 34.4274 | 35.7574
4607 | 16585200 | 5.4187 | 34.4298 | 35.7598
4608 | 16588800 | 5.4188 | 34.4322 | 35.7622
4609 | 16592400 | 5.4189 | 34.4346 | 35.7646
4610 | 16596000 | 5.419 | 34.437 | 35.767
4611 | 16599600 | 5.419 | 34.4395 | 35.7694
4612 | 16603200 | 5.4191 | 34.4419 | 35.7719
4613 | 16606800 | 5.4192 | 34.4443 | 35.7743
4614 | 16610400 | 5.4193 | 34.4467 | 35.7767
4615 | 16614000 | 5.4194 | 34.4491 | 35.7791
4616 | 16617600 | 5.4195 | 34.4515 | 35.7815
4617 | 16621200 | 5.4196 | 34.4539 | 35.7839
4618 | 16624800 | 5.4197 | 34.4563 | 35.7864
4619 | 16628400 | 5.4198 | 34.4587 | 35.7888
4620 | 16632000 | 5.4199 | 34.4611 | 35.7912
4621 | 16635600 | 5.4199 | 34.4635 | 35.7936
4622 | 16639200 | 5.42 | 34.4659 | 35.796
4623 | 16642800 | 5.4201 | 34.4684 | 35.7984
4624 | 16646400 | 5.4202 | 34.4708 | 35.8009
4625 | 16650000 | 5.4203 | 34.4732 | 35.8033
4626 | 16653600 | 5.4204 | 34.4756 | 35.8057
4627 | 16657200 | 5.4205 | 34.478 | 35.8081
4628 | 16660800 | 5.4206 | 34.4804 | 35.8105
4629 | 16664400 | 5.4207 | 34.4828 | 35.8129
4630 | 16668000 | 5.4208 | 34.4852 | 35.8153
4631 | 16671600 | 5.4208 | 34.4876 | 35.8178
4632 | 16675200 | 5.4209 | 34.49 | 35.8202
4633 | 16678800 | 5.421 | 34.4924 | 35.8226
4634 | 16682400 | 5.4211 | 34.4948 | 35.825
4635 | 16686000 | 5.4212 | 34.4972 | 35.8274
4636 | 16689600 | 5.4213 | 34.4996 | 35.8298
4637 | 16693200 | 5.4214 | 34.502 | 35.8322
4638 | 16696800 | 5.4215 | 34.5044 | 35.8346
4639 | 16700400 | 5.4216 | 34.5068 | 35.837
4640 | 16704000 | 5.4217 | 34.5092 | 35.8395
4641 | 16707600 | 5.4217 | 34.5116 | 35.8419
4642 | 16711200 | 5.4218 | 34.514 | 35.8443
4643 | 16714800 | 5.4219 | 34.5164 | 35.8467
4644 | 16718400 | 5.422 | 34.5189 | 35.8491
4645 | 16722000 | 5.4221 | 34.5213 | 35.8515
4646 | 16725600 | 5.4222 | 34.5237 | 35.8539
4647 | 16729200 | 5.4223 | 34.5261 | 35.8563
4648 | 16732800 | 5.4224 | 34.5285 | 35.8587
4649 | 16736400 | 5.4225 | 34.5309 | 35.8611
4650 | 16740000 | 5.4226 | 34.5333 | 35.8636
4651 | 16743600 | 5.4226 | 34.5357 | 35.866
4652 | 16747200 | 5.4227 | 34.5381 | 35.8684
4653 | 16750800 | 5.4228 | 34.5405 | 35.8708
4654 | 16754400 | 5.4229 | 34.5429 | 35.8732
4655 | 16758000 | 5.423 | 34.5453 | 35.8756
4656 | 16761600 | 5.4231 | 34.5477 | 35.878
4657 | 16765200 | 5.4232 | 34.5501 | 35.8804
4658 | 16768800 | 5.4233 | 34.5525 | 35.8828
4659 | 16772400 | 5.4234 | 34.5549 | 35.8852
4660 | 16776000 | 5.4234 | 34.5573 | 35.8876
4661 | 16779600 | 5.4235 | 34.5596 | 35.89
4662 | 16783200 | 5.4236 | 34.562 | 35.8924
4663 | 16786800 | 5.4237 | 34.5644 | 35.8948
4664 | 16790400 | 5.4238 | 34.5668 | 35.8972
4665 | 16794000 | 5.4239 | 34.5692 | 35.8996
4666 | 16797600 | 5.424 | 34.5716 | 35.9021
4667 | 16801200 | 5.4241 | 34.574 | 35.9045
4668 | 16804800 | 5.4242 | 34.5764 | 35.9069
4669 | 16808400 | 5.4242 | 34.5788 | 35.9093
4670 | 16812000 | 5.4243 | 34.5812 | 35.9117
4671 | 16815600 | 5.4244 | 34.5836 | 35.9141
4672 | 16819200 | 5.4245 | 34.586 | 35.9165
4673 | 16822800 | 5.4246 | 34.5884 | 35.9189
4674 | 16826400 | 5.4247 | 34.5908 | 35.9213
4675 | 16830000 | 5.4248 | 34.5932 | 35.9237
4676 | 16833600 | 5.4249 | 34.5956 | 35.9261
4677 | 16837200 | 5.425 | 34.598 | 35.9285
4678 | 16840800 | 5.425 | 34.6004 | 35.9309
4679 | 16844400 | 5.4251 | 34.6028 | 35.9333
4680 | 16848000 | 5.4252 | 34.6052 | 35.9357
4681 | 16851600 | 5.4253 | 34.6076 | 35.9381
4682 | 16855200 | 5.4254 | 34.6099 | 35.9405
4683 | 16858800 | 5.4255 | 34.6123 | 35.9429
4684 | 16862400 | 5.4256 | 34.6147 | 35.9453
4685 | 16866000 | 5.4257 | 34.6171 | 35.9477
4686 | 16869600 | 5.4258 | 34.6195 | 35.9501
4687 | 16873200 | 5.4258 | 34.6219 | 35.9525
4688 | 16876800 | 5.4259 | 34.6243 | 35.9549
4689 | 16880400 | 5.426 | 34.6267 | 35.9573
4690 | 16884000 | 5.4261 | 34.6291 | 35.9597
4691 | 16887600 | 5.4262 | 34.6315 | 35.9621
4692 | 16891200 | 5.4263 | 34.6339 | 35.9645
4693 | 16894800 | 5.4264 | 34.6363 | 35.9669
4694 | 16898400 | 5.4265 | 34.6386 | 35.9693
4695 | 16902000 | 5.4265 | 34.641 | 35.9717
4696 | 16905600 | 5.4266 | 34.6434 | 35.9741
4697 | 16909200 | 5.4267 | 34.6458 | 35.9765
4698 | 16912800 | 5.4268 | 34.6482 | 35.9789
4699 | 16916400 | 5.4269 | 34.6506 | 35.9813
4700 | 16920000 | 5.427 | 34.653 | 35.9837
4701 | 16923600 | 5.4271 | 34.6554 | 35.9861
4702 | 16927200 | 5.4272 | 34.6578 | 35.9884
4703 | 16930800 | 5.4273 | 34.6601 | 35.9908
4704 | 16934400 | 5.4273 | 34.6625 | 35.9932
4705 | 16938000 | 5.4274 | 34.6649 | 35.9956
4706 | 16941600 | 5.4275 | 34.6673 | 35.998
4707 | 16945200 | 5.4276 | 34.6697 | 36.0004
4708 | 16948800 | 5.4277 | 34.6721 | 36.0028
4709 | 16952400 | 5.4278 | 34.6745 | 36.0052
4710 | 16956000 | 5.4279 | 34.6769 | 36.0076
4711 | 16959600 | 5.428 | 34.6792 | 36.01
4712 | 16963200 | 5.428 | 34.6816 | 36.0124
4713 | 16966800 | 5.4281 | 34.684 | 36.0148
4714 | 16970400 | 5.4282 | 34.6864 | 36.0172
4715 | 16974000 | 5.4283 | 34.6888 | 36.0196
4716 | 16977600 | 5.4284 | 34.6912 | 36.022
4717 | 16981200 | 5.4285 | 34.6935 | 36.0244
4718 | 16984800 | 5.4286 | 34.6959 | 36.0267
4719 | 16988400 | 5.4287 | 34.6983 | 36.0291
4720 | 16992000 | 5.4287 | 34.7007 | 36.0315
4721 | 16995600 | 5.4288 | 34.7031 | 36.0339
4722 | 16999200 | 5.4289 | 34.7055 | 36.0363
4723 | 17002800 | 5.429 | 34.7078 | 36.0387
4724 | 17006400 | 5.4291 | 34.7102 | 36.0411
4725 | 17010000 | 5.4292 | 34.7126 | 36.0435
4726 | 17013600 | 5.4293 | 34.715 | 36.0459
4727 | 17017200 | 5.4294 | 34.7174 | 36.0483
4728 | 17020800 | 5.4294 | 34.7198 | 36.0506
4729 | 17024400 | 5.4295 | 34.7221 | 36.053
4730 | 17028000 | 5.4296 | 34.7245 | 36.0554
4731 | 17031600 | 5.4297 | 34.7269 | 36.0578
4732 | 17035200 | 5.4298 | 34.7293 | 36.0602
4733 | 17038800 | 5.4299 | 34.7317 | 36.0626
4734 | 17042400 | 5.43 | 34.734 | 36.065
4735 | 17046000 | 5.4301 | 34.7364 | 36.0674
4736 | 17049600 | 5.4301 | 34.7388 | 36.0698
4737 | 17053200 | 5.4302 | 34.7412 | 36.0721
4738 | 17056800 | 5.4303 | 34.7436 | 36.0745
4739 | 17060400 | 5.4304 | 34.7459 | 36.0769
4740 | 17064000 | 5.4305 | 34.7483 | 36.0793
4741 | 17067600 | 5.4306 | 34.7507 | 36.0817
4742 | 17071200 | 5.4307 | 34.7531 | 36.0841
4743 | 17074800 | 5.4308 | 34.7555 | 36.0865
4744 | 17078400 | 5.4308 | 34.7578 | 36.0888
4745 | 17082000 | 5.4309 | 34.7602 | 36.0912
4746 | 17085600 | 5.431 | 34.7626 | 36.0936
4747 | 17089200 | 5.4311 | 34.765 | 36.096
4748 | 17092800 | 5.4312 | 34.7673 | 36.0984
4749 | 17096400 | 5.4313 | 34.7697 | 36.1008
4750 | 17100000 | 5.4314 | 34.7721 | 36.1032
4751 | 17103600 | 5.4314 | 34.7745 | 36.1055
4752 | 17107200 | 5.4315 | 34.7769 | 36.1079
4753 | 17110800 | 5.4316 | 34.7792 | 36.1103
4754 | 17114400 | 5.4317 | 34.7816 | 36.1127
4755 | 17118000 | 5.4318 | 34.784 | 36.1151
4756 | 17121600 | 5.4319 | 34.7864 | 36.1175
4757 | 17125200 | 5.432 | 34.7887 | 36.1198
4758 | 17128800 | 5.4321 | 34.7911 | 36.1222
4759 | 17132400 | 5.4321 | 34.7935 | 36.1246
4760 | 17136000 | 5.4322 | 34.7959 | 36.127
4761 | 17139600 | 5.4323 | 34.7982 | 36.1294
4762 | 17143200 | 5.4324 | 34.8006 | 36.1317
4763 | 17146800 | 5.4325 | 34.803 | 36.1341
4764 | 17150400 | 5.4326 | 34.8053 | 36.1365
4765 | 17154000 | 5.4327 | 34.8077 | 36.1389
4766 | 17157600 | 5.4327 | 34.8101 | 36.1413
4767 | 17161200 | 5.4328 | 34.8125 | 36.1436
4768 | 17164800 | 5.4329 | 34.8148 | 36.146
4769 | 17168400 | 5.433 | 34.8172 | 36.1484
4770 | 17172000 | 5.4331 | 34.8196 | 36.1508
4771 | 17175600 | 5.4332 | 34.822 | 36.1532
4772 | 17179200 | 5.4333 | 34.8243 | 36.1555
4773 | 17182800 | 5.4333 | 34.8267 | 36.1579
4774 | 17186400 | 5.4334 | 34.8291 | 36.1603
4775 | 17190000 | 5.4335 | 34.8314 | 36.1627
4776 | 17193600 | 5.4336 | 34.8338 | 36.1651
4777 | 17197200 | 5.4337 | 34.8362 | 36.1674
4778 | 17200800 | 5.4338 | 34.8385 | 36.1698
4779 | 17204400 | 5.4339 | 34.8409 | 36.1722
4780 | 17208000 | 5.4339 | 34.8433 | 36.1746
4781 | 17211600 | 5.434 | 34.8457 | 36.1769
4782 | 17215200 | 5.4341 | 34.848 | 36.1793
4783 | 17218800 | 5.4342 | 34.8504 | 36.1817
4784 | 17222400 | 5.4343 | 34.8528 | 36.1841
4785 | 17226000 | 5.4344 | 34.8551 | 36.1864
4786 | 17229600 | 5.4345 | 34.8575 | 36.1888
4787 | 17233200 | 5.4346 | 34.8599 | 36.1912
4788 | 17236800 | 5.4346 | 34.8622 | 36.1936
4789 | 17240400 | 5.4347 | 34.8646 | 36.1959
4790 | 17244000 | 5.4348 | 34.867 | 36.1983
4791 | 17247600 | 5.4349 | 34.8693 | 36.2007
4792 | 17251200 | 5.435 | 34.8717 | 36.2031
4793 | 17254800 | 5.4351 | 34.8741 | 36.2054
4794 | 17258400 | 5.4352 | 34.8764 | 36.2078
4795 | 17262000 | 5.4352 | 34.8788 | 36.2102
4796 | 17265600 | 5.4353 | 34.8812 | 36.2126
4797 | 17269200 | 5.4354 | 34.8835 | 36.2149
4798 | 17272800 | 5.4355 | 34.8859 | 36.2173
4799 | 17276400 | 5.4356 | 34.8883 | 36.2197
4800 | 17280000 | 5.4357 | 34.8906 | 36.222
4801 | 17283600 | 5.4357 | 34.893 | 36.2244
4802 | 17287200 | 5.4358 | 34.8954 | 36.2268
4803 | 17290800 | 5.4359 | 34.8977 | 36.2292
4804 | 17294400 | 5.436 | 34.9001 | 36.2315
4805 | 17298000 | 5.4361 | 34.9024 | 36.2339
4806 | 17301600 | 5.4362 | 34.9048 | 36.2363
4807 | 17305200 | 5.4363 | 34.9072 | 36.2386
4808 | 17308800 | 5.4363 | 34.9095 | 36.241
4809 | 17312400 | 5.4364 | 34.9119 | 36.2434
4810 | 17316000 | 5.4365 | 34.9143 | 36.2458
4811 | 17319600 | 5.4366 | 34.9166 | 36.2481
4812 | 17323200 | 5.4367 | 34.919 | 36.2505
4813 | 17326800 | 5.4368 | 34.9213 | 36.2529
4814 | 17330400 | 5.4369 | 34.9237 | 36.2552
4815 | 17334000 | 5.4369 | 34.9261 | 36.2576
4816 | 17337600 | 5.437 | 34.9284 | 36.26
4817 | 17341200 | 5.4371 | 34.9308 | 36.2623
4818 | 17344800 | 5.4372 | 34.9332 | 36.2647
4819 | 17348400 | 5.4373 | 34.9355 | 36.2671
4820 | 17352000 | 5.4374 | 34.9379 | 36.2694
4821 | 17355600 | 5.4375 | 34.9402 | 36.2718
4822 | 17359200 | 5.4375 | 34.9426 | 36.2742
4823 | 17362800 | 5.4376 | 34.945 | 36.2765
4824 | 17366400 | 5.4377 | 34.9473 | 36.2789
4825 | 17370000 | 5.4378 | 34.9497 | 36.2813
4826 | 17373600 | 5.4379 | 34.952 | 36.2836
4827 | 17377200 | 5.438 | 34.9544 | 36.286
4828 | 17380800 | 5.438 | 34.9567 | 36.2884
4829 | 17384400 | 5.4381 | 34.9591 | 36.2907
4830 | 17388000 | 5.4382 | 34.9615 | 36.2931
4831 | 17391600 | 5.4383 | 34.9638 | 36.2955
4832 | 17395200 | 5.4384 | 34.9662 | 36.2978
4833 | 17398800 | 5.4385 | 34.9685 | 36.3002
4834 | 17402400 | 5.4386 | 34.9709 | 36.3026
4835 | 17406000 | 5.4386 | 34.9732 | 36.3049
4836 | 17409600 | 5.4387 | 34.9756 | 36.3073
4837 | 17413200 | 5.4388 | 34.978 | 36.3097
4838 | 17416800 | 5.4389 | 34.9803 | 36.312
4839 | 17420400 | 5.439 | 34.9827 | 36.3144
4840 | 17424000 | 5.4391 | 34.985 | 36.3167
4841 | 17427600 | 5.4391 | 34.9874 | 36.3191
4842 | 17431200 | 5.4392 | 34.9897 | 36.3215
4843 | 17434800 | 5.4393 | 34.9921 | 36.3238
4844 | 17438400 | 5.4394 | 34.9944 | 36.3262
4845 | 17442000 | 5.4395 | 34.9968 | 36.3286
4846 | 17445600 | 5.4396 | 34.9992 | 36.3309
4847 | 17449200 | 5.4396 | 35.0015 | 36.3333
4848 | 17452800 | 5.4397 | 35.0039 | 36.3356
4849 | 17456400 | 5.4398 | 35.0062 | 36.338
4850 | 17460000 | 5.4399 | 35.0086 | 36.3404
4851 | 17463600 | 5.44 | 35.0109 | 36.3427
4852 | 17467200 | 5.4401 | 35.0133 | 36.3451
4853 | 17470800 | 5.4402 | 35.0156 | 36.3474
4854 | 17474400 | 5.4402 | 35.018 | 36.3498
4855 | 17478000 | 5.4403 | 35.0203 | 36.3522
4856 | 17481600 | 5.4404 | 35.0227 | 36.3545
4857 | 17485200 | 5.4405 | 35.025 | 36.3569
4858 | 17488800 | 5.4406 | 35.0274 | 36.3592
4859 | 17492400 | 5.4407 | 35.0297 | 36.3616
4860 | 17496000 | 5.4407 | 35.0321 | 36.3639
4861 | 17499600 | 5.4408 | 35.0344 | 36.3663
4862 | 17503200 | 5.4409 | 35.0368 | 36.3687
4863 | 17506800 | 5.441 | 35.0391 | 36.371
4864 | 17510400 | 5.4411 | 35.0415 | 36.3734
4865 | 17514000 | 5.4412 | 35.0438 | 36.3757
4866 | 17517600 | 5.4412 | 35.0462 | 36.3781
4867 | 17521200 | 5.4413 | 35.0485 | 36.3804
4868 | 17524800 | 5.4414 | 35.0509 | 36.3828
4869 | 17528400 | 5.4415 | 35.0532 | 36.3852
4870 | 17532000 | 5.4416 | 35.0556 | 36.3875
4871 | 17535600 | 5.4417 | 35.0579 | 36.3899
4872 | 17539200 | 5.4417 | 35.0603 | 36.3922
4873 | 17542800 | 5.4418 | 35.0626 | 36.3946
4874 | 17546400 | 5.4419 | 35.065 | 36.3969
4875 | 17550000 | 5.442 | 35.0673 | 36.3993
4876 | 17553600 | 5.4421 | 35.0697 | 36.4016
4877 | 17557200 | 5.4422 | 35.072 | 36.404
4878 | 17560800 | 5.4422 | 35.0744 | 36.4064
4879 | 17564400 | 5.4423 | 35.0767 | 36.4087
4880 | 17568000 | 5.4424 | 35.0791 | 36.4111
4881 | 17571600 | 5.4425 | 35.0814 | 36.4134
4882 | 17575200 | 5.4426 | 35.0838 | 36.4158
4883 | 17578800 | 5.4427 | 35.0861 | 36.4181
4884 | 17582400 | 5.4427 | 35.0884 | 36.4205
4885 | 17586000 | 5.4428 | 35.0908 | 36.4228
4886 | 17589600 | 5.4429 | 35.0931 | 36.4252
4887 | 17593200 | 5.443 | 35.0955 | 36.4275
4888 | 17596800 | 5.4431 | 35.0978 | 36.4299
4889 | 17600400 | 5.4432 | 35.1002 | 36.4322
4890 | 17604000 | 5.4432 | 35.1025 | 36.4346
4891 | 17607600 | 5.4433 | 35.1049 | 36.4369
4892 | 17611200 | 5.4434 | 35.1072 | 36.4393
4893 | 17614800 | 5.4435 | 35.1095 | 36.4416
4894 | 17618400 | 5.4436 | 35.1119 | 36.444
4895 | 17622000 | 5.4437 | 35.1142 | 36.4463
4896 | 17625600 | 5.4437 | 35.1166 | 36.4487
4897 | 17629200 | 5.4438 | 35.1189 | 36.451
4898 | 17632800 | 5.4439 | 35.1213 | 36.4534
4899 | 17636400 | 5.444 | 35.1236 | 36.4557
4900 | 17640000 | 5.4441 | 35.1259 | 36.4581
4901 | 17643600 | 5.4442 | 35.1283 | 36.4604
4902 | 17647200 | 5.4442 | 35.1306 | 36.4628
4903 | 17650800 | 5.4443 | 35.133 | 36.4651
4904 | 17654400 | 5.4444 | 35.1353 | 36.4675
4905 | 17658000 | 5.4445 | 35.1376 | 36.4698
4906 | 17661600 | 5.4446 | 35.14 | 36.4722
4907 | 17665200 | 5.4447 | 35.1423 | 36.4745
4908 | 17668800 | 5.4447 | 35.1447 | 36.4769
4909 | 17672400 | 5.4448 | 35.147 | 36.4792
4910 | 17676000 | 5.4449 | 35.1493 | 36.4816
4911 | 17679600 | 5.445 | 35.1517 | 36.4839
4912 | 17683200 | 5.4451 | 35.154 | 36.4863
4913 | 17686800 | 5.4452 | 35.1564 | 36.4886
4914 | 17690400 | 5.4452 | 35.1587 | 36.4909
4915 | 17694000 | 5.4453 | 35.161 | 36.4933
4916 | 17697600 | 5.4454 | 35.1634 | 36.4956
4917 | 17701200 | 5.4455 | 35.1657 | 36.498
4918 | 17704800 | 5.4456 | 35.1681 | 36.5003
4919 | 17708400 | 5.4456 | 35.1704 | 36.5027
4920 | 17712000 | 5.4457 | 35.1727 | 36.505
4921 | 17715600 | 5.4458 | 35.1751 | 36.5074
4922 | 17719200 | 5.4459 | 35.1774 | 36.5097
4923 | 17722800 | 5.446 | 35.1797 | 36.512
4924 | 17726400 | 5.4461 | 35.1821 | 36.5144
4925 | 17730000 | 5.4461 | 35.1844 | 36.5167
4926 | 17733600 | 5.4462 | 35.1867 | 36.5191
4927 | 17737200 | 5.4463 | 35.1891 | 36.5214
4928 | 17740800 | 5.4464 | 35.1914 | 36.5238
4929 | 17744400 | 5.4465 | 35.1937 | 36.5261
4930 | 17748000 | 5.4466 | 35.1961 | 36.5284
4931 | 17751600 | 5.4466 | 35.1984 | 36.5308
4932 | 17755200 | 5.4467 | 35.2008 | 36.5331
4933 | 17758800 | 5.4468 | 35.2031 | 36.5355
4934 | 17762400 | 5.4469 | 35.2054 | 36.5378
4935 | 17766000 | 5.447 | 35.2078 | 36.5402
4936 | 17769600 | 5.447 | 35.2101 | 36.5425
4937 | 17773200 | 5.4471 | 35.2124 | 36.5448
4938 | 17776800 | 5.4472 | 35.2148 | 36.5472
4939 | 17780400 | 5.4473 | 35.2171 | 36.5495
4940 | 17784000 | 5.4474 | 35.2194 | 36.5519
4941 | 17787600 | 5.4475 | 35.2218 | 36.5542
4942 | 17791200 | 5.4475 | 35.2241 | 36.5565
4943 | 17794800 | 5.4476 | 35.2264 | 36.5589
4944 | 17798400 | 5.4477 | 35.2288 | 36.5612
4945 | 17802000 | 5.4478 | 35.2311 | 36.5635
4946 | 17805600 | 5.4479 | 35.2334 | 36.5659
4947 | 17809200 | 5.4479 | 35.2357 | 36.5682
4948 | 17812800 | 5.448 | 35.2381 | 36.5706
4949 | 17816400 | 5.4481 | 35.2404 | 36.5729
4950 | 17820000 | 5.4482 | 35.2427 | 36.5752
4951 | 17823600 | 5.4483 | 35.2451 | 36.5776
4952 | 17827200 | 5.4484 | 35.2474 | 36.5799
4953 | 17830800 | 5.4484 | 35.2497 | 36.5822
4954 | 17834400 | 5.4485 | 35.2521 | 36.5846
4955 | 17838000 | 5.4486 | 35.2544 | 36.5869
4956 | 17841600 | 5.4487 | 35.2567 | 36.5893
4957 | 17845200 | 5.4488 | 35.259 | 36.5916
4958 | 17848800 | 5.4488 | 35.2614 | 36.5939
4959 | 17852400 | 5.4489 | 35.2637 | 36.5963
4960 | 17856000 | 5.449 | 35.266 | 36.5986
4961 | 17859600 | 5.4491 | 35.2684 | 36.6009
4962 | 17863200 | 5.4492 | 35.2707 | 36.6033
4963 | 17866800 | 5.4493 | 35.273 | 36.6056
4964 | 17870400 | 5.4493 | 35.2753 | 36.6079
4965 | 17874000 | 5.4494 | 35.2777 | 36.6103
4966 | 17877600 | 5.4495 | 35.28 | 36.6126
4967 | 17881200 | 5.4496 | 35.2823 | 36.6149
4968 | 17884800 | 5.4497 | 35.2846 | 36.6173
4969 | 17888400 | 5.4497 | 35.287 | 36.6196
4970 | 17892000 | 5.4498 | 35.2893 | 36.6219
4971 | 17895600 | 5.4499 | 35.2916 | 36.6243
4972 | 17899200 | 5.45 | 35.294 | 36.6266
4973 | 17902800 | 5.4501 | 35.2963 | 36.6289
4974 | 17906400 | 5.4501 | 35.2986 | 36.6313
4975 | 17910000 | 5.4502 | 35.3009 | 36.6336
4976 | 17913600 | 5.4503 | 35.3033 | 36.6359
4977 | 17917200 | 5.4504 | 35.3056 | 36.6383
4978 | 17920800 | 5.4505 | 35.3079 | 36.6406
4979 | 17924400 | 5.4506 | 35.3102 | 36.6429
4980 | 17928000 | 5.4506 | 35.3125 | 36.6453
4981 | 17931600 | 5.4507 | 35.3149 | 36.6476
4982 | 17935200 | 5.4508 | 35.3172 | 36.6499
4983 | 17938800 | 5.4509 | 35.3195 | 36.6522
4984 | 17942400 | 5.451 | 35.3218 | 36.6546
4985 | 17946000 | 5.451 | 35.3242 | 36.6569
4986 | 17949600 | 5.4511 | 35.3265 | 36.6592
4987 | 17953200 | 5.4512 | 35.3288 | 36.6616
4988 | 17956800 | 5.4513 | 35.3311 | 36.6639
4989 | 17960400 | 5.4514 | 35.3335 | 36.6662
4990 | 17964000 | 5.4514 | 35.3358 | 36.6686
4991 | 17967600 | 5.4515 | 35.3381 | 36.6709
4992 | 17971200 | 5.4516 | 35.3404 | 36.6732
4993 | 17974800 | 5.4517 | 35.3427 | 36.6755
4994 | 17978400 | 5.4518 | 35.3451 | 36.6779
4995 | 17982000 | 5.4518 | 35.3474 | 36.6802
4996 | 17985600 | 5.4519 | 35.3497 | 36.6825
4997 | 17989200 | 5.452 | 35.352 | 36.6848
4998 | 17992800 | 5.4521 | 35.3543 | 36.6872
4999 | 17996400 | 5.4522 | 35.3567 | 36.6895
5000 | 18000000 | 5.4522 | 35.359 | 36.6918
5001 | 18003600 | 5.4523 | 35.3613 | 36.6942
5002 | 18007200 | 5.4524 | 35.3636 | 36.6965
5003 | 18010800 | 5.4525 | 35.3659 | 36.6988
5004 | 18014400 | 5.4526 | 35.3683 | 36.7011
5005 | 18018000 | 5.4527 | 35.3706 | 36.7035
5006 | 18021600 | 5.4527 | 35.3729 | 36.7058
5007 | 18025200 | 5.4528 | 35.3752 | 36.7081
5008 | 18028800 | 5.4529 | 35.3775 | 36.7104
5009 | 18032400 | 5.453 | 35.3798 | 36.7128
5010 | 18036000 | 5.4531 | 35.3822 | 36.7151
5011 | 18039600 | 5.4531 | 35.3845 | 36.7174
5012 | 18043200 | 5.4532 | 35.3868 | 36.7197
5013 | 18046800 | 5.4533 | 35.3891 | 36.722
5014 | 18050400 | 5.4534 | 35.3914 | 36.7244
5015 | 18054000 | 5.4535 | 35.3937 | 36.7267
5016 | 18057600 | 5.4535 | 35.3961 | 36.729
5017 | 18061200 | 5.4536 | 35.3984 | 36.7313
5018 | 18064800 | 5.4537 | 35.4007 | 36.7337
5019 | 18068400 | 5.4538 | 35.403 | 36.736
5020 | 18072000 | 5.4539 | 35.4053 | 36.7383
5021 | 18075600 | 5.4539 | 35.4076 | 36.7406
5022 | 18079200 | 5.454 | 35.4099 | 36.743
5023 | 18082800 | 5.4541 | 35.4123 | 36.7453
5024 | 18086400 | 5.4542 | 35.4146 | 36.7476
5025 | 18090000 | 5.4543 | 35.4169 | 36.7499
5026 | 18093600 | 5.4543 | 35.4192 | 36.7522
5027 | 18097200 | 5.4544 | 35.4215 | 36.7546
5028 | 18100800 | 5.4545 | 35.4238 | 36.7569
5029 | 18104400 | 5.4546 | 35.4261 | 36.7592
5030 | 18108000 | 5.4547 | 35.4285 | 36.7615
5031 | 18111600 | 5.4547 | 35.4308 | 36.7638
5032 | 18115200 | 5.4548 | 35.4331 | 36.7662
5033 | 18118800 | 5.4549 | 35.4354 | 36.7685
5034 | 18122400 | 5.455 | 35.4377 | 36.7708
5035 | 18126000 | 5.4551 | 35.44 | 36.7731
5036 | 18129600 | 5.4551 | 35.4423 | 36.7754
5037 | 18133200 | 5.4552 | 35.4446 | 36.7777
5038 | 18136800 | 5.4553 | 35.447 | 36.7801
5039 | 18140400 | 5.4554 | 35.4493 | 36.7824
5040 | 18144000 | 5.4555 | 35.4516 | 36.7847
5041 | 18147600 | 5.4555 | 35.4539 | 36.787
5042 | 18151200 | 5.4556 | 35.4562 | 36.7893
5043 | 18154800 | 5.4557 | 35.4585 | 36.7916
5044 | 18158400 | 5.4558 | 35.4608 | 36.794
5045 | 18162000 | 5.4558 | 35.4631 | 36.7963
5046 | 18165600 | 5.4559 | 35.4654 | 36.7986
5047 | 18169200 | 5.456 | 35.4677 | 36.8009
5048 | 18172800 | 5.4561 | 35.4701 | 36.8032
5049 | 18176400 | 5.4562 | 35.4724 | 36.8055
5050 | 18180000 | 5.4562 | 35.4747 | 36.8079
5051 | 18183600 | 5.4563 | 35.477 | 36.8102
5052 | 18187200 | 5.4564 | 35.4793 | 36.8125
5053 | 18190800 | 5.4565 | 35.4816 | 36.8148
5054 | 18194400 | 5.4566 | 35.4839 | 36.8171
5055 | 18198000 | 5.4566 | 35.4862 | 36.8194
5056 | 18201600 | 5.4567 | 35.4885 | 36.8217
5057 | 18205200 | 5.4568 | 35.4908 | 36.8241
5058 | 18208800 | 5.4569 | 35.4931 | 36.8264
5059 | 18212400 | 5.457 | 35.4954 | 36.8287
5060 | 18216000 | 5.457 | 35.4977 | 36.831
5061 | 18219600 | 5.4571 | 35.5 | 36.8333
5062 | 18223200 | 5.4572 | 35.5024 | 36.8356
5063 | 18226800 | 5.4573 | 35.5047 | 36.8379
5064 | 18230400 | 5.4574 | 35.507 | 36.8403
5065 | 18234000 | 5.4574 | 35.5093 | 36.8426
5066 | 18237600 | 5.4575 | 35.5116 | 36.8449
5067 | 18241200 | 5.4576 | 35.5139 | 36.8472
5068 | 18244800 | 5.4577 | 35.5162 | 36.8495
5069 | 18248400 | 5.4577 | 35.5185 | 36.8518
5070 | 18252000 | 5.4578 | 35.5208 | 36.8541
5071 | 18255600 | 5.4579 | 35.5231 | 36.8564
5072 | 18259200 | 5.458 | 35.5254 | 36.8587
5073 | 18262800 | 5.4581 | 35.5277 | 36.8611
5074 | 18266400 | 5.4581 | 35.53 | 36.8634
5075 | 18270000 | 5.4582 | 35.5323 | 36.8657
5076 | 18273600 | 5.4583 | 35.5346 | 36.868
5077 | 18277200 | 5.4584 | 35.5369 | 36.8703
5078 | 18280800 | 5.4585 | 35.5392 | 36.8726
5079 | 18284400 | 5.4585 | 35.5415 | 36.8749
5080 | 18288000 | 5.4586 | 35.5438 | 36.8772
5081 | 18291600 | 5.4587 | 35.5461 | 36.8795
5082 | 18295200 | 5.4588 | 35.5484 | 36.8818
5083 | 18298800 | 5.4589 | 35.5507 | 36.8841
5084 | 18302400 | 5.4589 | 35.553 | 36.8864
5085 | 18306000 | 5.459 | 35.5553 | 36.8888
5086 | 18309600 | 5.4591 | 35.5576 | 36.8911
5087 | 18313200 | 5.4592 | 35.5599 | 36.8934
5088 | 18316800 | 5.4592 | 35.5622 | 36.8957
5089 | 18320400 | 5.4593 | 35.5645 | 36.898
5090 | 18324000 | 5.4594 | 35.5668 | 36.9003
5091 | 18327600 | 5.4595 | 35.5691 | 36.9026
5092 | 18331200 | 5.4596 | 35.5714 | 36.9049
5093 | 18334800 | 5.4596 | 35.5737 | 36.9072
5094 | 18338400 | 5.4597 | 35.576 | 36.9095
5095 | 18342000 | 5.4598 | 35.5783 | 36.9118
5096 | 18345600 | 5.4599 | 35.5806 | 36.9141
5097 | 18349200 | 5.4599 | 35.5829 | 36.9164
5098 | 18352800 | 5.46 | 35.5852 | 36.9187
5099 | 18356400 | 5.4601 | 35.5875 | 36.921
5100 | 18360000 | 5.4602 | 35.5898 | 36.9233
5101 | 18363600 | 5.4603 | 35.5921 | 36.9257
5102 | 18367200 | 5.4603 | 35.5944 | 36.928
5103 | 18370800 | 5.4604 | 35.5967 | 36.9303
5104 | 18374400 | 5.4605 | 35.599 | 36.9326
5105 | 18378000 | 5.4606 | 35.6013 | 36.9349
5106 | 18381600 | 5.4607 | 35.6036 | 36.9372
5107 | 18385200 | 5.4607 | 35.6059 | 36.9395
5108 | 18388800 | 5.4608 | 35.6082 | 36.9418
5109 | 18392400 | 5.4609 | 35.6105 | 36.9441
5110 | 18396000 | 5.461 | 35.6128 | 36.9464
5111 | 18399600 | 5.461 | 35.6151 | 36.9487
5112 | 18403200 | 5.4611 | 35.6174 | 36.951
5113 | 18406800 | 5.4612 | 35.6197 | 36.9533
5114 | 18410400 | 5.4613 | 35.622 | 36.9556
5115 | 18414000 | 5.4614 | 35.6243 | 36.9579
5116 | 18417600 | 5.4614 | 35.6265 | 36.9602
5117 | 18421200 | 5.4615 | 35.6288 | 36.9625
5118 | 18424800 | 5.4616 | 35.6311 | 36.9648
5119 | 18428400 | 5.4617 | 35.6334 | 36.9671
5120 | 18432000 | 5.4617 | 35.6357 | 36.9694
5121 | 18435600 | 5.4618 | 35.638 | 36.9717
5122 | 18439200 | 5.4619 | 35.6403 | 36.974
5123 | 18442800 | 5.462 | 35.6426 | 36.9763
5124 | 18446400 | 5.4621 | 35.6449 | 36.9786
5125 | 18450000 | 5.4621 | 35.6472 | 36.9809
5126 | 18453600 | 5.4622 | 35.6495 | 36.9832
5127 | 18457200 | 5.4623 | 35.6518 | 36.9855
5128 | 18460800 | 5.4624 | 35.6541 | 36.9878
5129 | 18464400 | 5.4624 | 35.6564 | 36.9901
5130 | 18468000 | 5.4625 | 35.6586 | 36.9924
5131 | 18471600 | 5.4626 | 35.6609 | 36.9947
5132 | 18475200 | 5.4627 | 35.6632 | 36.997
5133 | 18478800 | 5.4628 | 35.6655 | 36.9993
5134 | 18482400 | 5.4628 | 35.6678 | 37.0016
5135 | 18486000 | 5.4629 | 35.6701 | 37.0039
5136 | 18489600 | 5.463 | 35.6724 | 37.0062
5137 | 18493200 | 5.4631 | 35.6747 | 37.0085
5138 | 18496800 | 5.4631 | 35.677 | 37.0108
5139 | 18500400 | 5.4632 | 35.6793 | 37.013
5140 | 18504000 | 5.4633 | 35.6815 | 37.0153
5141 | 18507600 | 5.4634 | 35.6838 | 37.0176
5142 | 18511200 | 5.4635 | 35.6861 | 37.0199
5143 | 18514800 | 5.4635 | 35.6884 | 37.0222
5144 | 18518400 | 5.4636 | 35.6907 | 37.0245
5145 | 18522000 | 5.4637 | 35.693 | 37.0268
5146 | 18525600 | 5.4638 | 35.6953 | 37.0291
5147 | 18529200 | 5.4638 | 35.6976 | 37.0314
5148 | 18532800 | 5.4639 | 35.6999 | 37.0337
5149 | 18536400 | 5.464 | 35.7021 | 37.036
5150 | 18540000 | 5.4641 | 35.7044 | 37.0383
5151 | 18543600 | 5.4641 | 35.7067 | 37.0406
5152 | 18547200 | 5.4642 | 35.709 | 37.0429
5153 | 18550800 | 5.4643 | 35.7113 | 37.0452
5154 | 18554400 | 5.4644 | 35.7136 | 37.0475
5155 | 18558000 | 5.4645 | 35.7159 | 37.0498
5156 | 18561600 | 5.4645 | 35.7181 | 37.052
5157 | 18565200 | 5.4646 | 35.7204 | 37.0543
5158 | 18568800 | 5.4647 | 35.7227 | 37.0566
5159 | 18572400 | 5.4648 | 35.725 | 37.0589
5160 | 18576000 | 5.4648 | 35.7273 | 37.0612
5161 | 18579600 | 5.4649 | 35.7296 | 37.0635
5162 | 18583200 | 5.465 | 35.7319 | 37.0658
5163 | 18586800 | 5.4651 | 35.7341 | 37.0681
5164 | 18590400 | 5.4651 | 35.7364 | 37.0704
5165 | 18594000 | 5.4652 | 35.7387 | 37.0727
5166 | 18597600 | 5.4653 | 35.741 | 37.075
5167 | 18601200 | 5.4654 | 35.7433 | 37.0772
5168 | 18604800 | 5.4655 | 35.7456 | 37.0795
5169 | 18608400 | 5.4655 | 35.7478 | 37.0818
5170 | 18612000 | 5.4656 | 35.7501 | 37.0841
5171 | 18615600 | 5.4657 | 35.7524 | 37.0864
5172 | 18619200 | 5.4658 | 35.7547 | 37.0887
5173 | 18622800 | 5.4658 | 35.757 | 37.091
5174 | 18626400 | 5.4659 | 35.7592 | 37.0933
5175 | 18630000 | 5.466 | 35.7615 | 37.0956
5176 | 18633600 | 5.4661 | 35.7638 | 37.0979
5177 | 18637200 | 5.4661 | 35.7661 | 37.1001
5178 | 18640800 | 5.4662 | 35.7684 | 37.1024
5179 | 18644400 | 5.4663 | 35.7707 | 37.1047
5180 | 18648000 | 5.4664 | 35.7729 | 37.107
5181 | 18651600 | 5.4664 | 35.7752 | 37.1093
5182 | 18655200 | 5.4665 | 35.7775 | 37.1116
5183 | 18658800 | 5.4666 | 35.7798 | 37.1139
5184 | 18662400 | 5.4667 | 35.7821 | 37.1161
5185 | 18666000 | 5.4668 | 35.7843 | 37.1184
5186 | 18669600 | 5.4668 | 35.7866 | 37.1207
5187 | 18673200 | 5.4669 | 35.7889 | 37.123
5188 | 18676800 | 5.467 | 35.7912 | 37.1253
5189 | 18680400 | 5.4671 | 35.7935 | 37.1276
5190 | 18684000 | 5.4671 | 35.7957 | 37.1299
5191 | 18687600 | 5.4672 | 35.798 | 37.1321
5192 | 18691200 | 5.4673 | 35.8003 | 37.1344
5193 | 18694800 | 5.4674 | 35.8026 | 37.1367
5194 | 18698400 | 5.4674 | 35.8048 | 37.139
5195 | 18702000 | 5.4675 | 35.8071 | 37.1413
5196 | 18705600 | 5.4676 | 35.8094 | 37.1436
5197 | 18709200 | 5.4677 | 35.8117 | 37.1459
5198 | 18712800 | 5.4677 | 35.814 | 37.1481
5199 | 18716400 | 5.4678 | 35.8162 | 37.1504
5200 | 18720000 | 5.4679 | 35.8185 | 37.1527
5201 | 18723600 | 5.468 | 35.8208 | 37.155
5202 | 18727200 | 5.468 | 35.8231 | 37.1573
5203 | 18730800 | 5.4681 | 35.8253 | 37.1595
5204 | 18734400 | 5.4682 | 35.8276 | 37.1618
5205 | 18738000 | 5.4683 | 35.8299 | 37.1641
5206 | 18741600 | 5.4684 | 35.8322 | 37.1664
5207 | 18745200 | 5.4684 | 35.8344 | 37.1687
5208 | 18748800 | 5.4685 | 35.8367 | 37.171
5209 | 18752400 | 5.4686 | 35.839 | 37.1732
5210 | 18756000 | 5.4687 | 35.8413 | 37.1755
5211 | 18759600 | 5.4687 | 35.8435 | 37.1778
5212 | 18763200 | 5.4688 | 35.8458 | 37.1801
5213 | 18766800 | 5.4689 | 35.8481 | 37.1824
5214 | 18770400 | 5.469 | 35.8504 | 37.1846
5215 | 18774000 | 5.469 | 35.8526 | 37.1869
5216 | 18777600 | 5.4691 | 35.8549 | 37.1892
5217 | 18781200 | 5.4692 | 35.8572 | 37.1915
5218 | 18784800 | 5.4693 | 35.8594 | 37.1938
5219 | 18788400 | 5.4693 | 35.8617 | 37.196
5220 | 18792000 | 5.4694 | 35.864 | 37.1983
5221 | 18795600 | 5.4695 | 35.8663 | 37.2006
5222 | 18799200 | 5.4696 | 35.8685 | 37.2029
5223 | 18802800 | 5.4696 | 35.8708 | 37.2052
5224 | 18806400 | 5.4697 | 35.8731 | 37.2074
5225 | 18810000 | 5.4698 | 35.8754 | 37.2097
5226 | 18813600 | 5.4699 | 35.8776 | 37.212
5227 | 18817200 | 5.4699 | 35.8799 | 37.2143
5228 | 18820800 | 5.47 | 35.8822 | 37.2165
5229 | 18824400 | 5.4701 | 35.8844 | 37.2188
5230 | 18828000 | 5.4702 | 35.8867 | 37.2211
5231 | 18831600 | 5.4702 | 35.889 | 37.2234
5232 | 18835200 | 5.4703 | 35.8912 | 37.2256
5233 | 18838800 | 5.4704 | 35.8935 | 37.2279
5234 | 18842400 | 5.4705 | 35.8958 | 37.2302
5235 | 18846000 | 5.4705 | 35.8981 | 37.2325
5236 | 18849600 | 5.4706 | 35.9003 | 37.2348
5237 | 18853200 | 5.4707 | 35.9026 | 37.237
5238 | 18856800 | 5.4708 | 35.9049 | 37.2393
5239 | 18860400 | 5.4708 | 35.9071 | 37.2416
5240 | 18864000 | 5.4709 | 35.9094 | 37.2439
5241 | 18867600 | 5.471 | 35.9117 | 37.2461
5242 | 18871200 | 5.4711 | 35.9139 | 37.2484
5243 | 18874800 | 5.4711 | 35.9162 | 37.2507
5244 | 18878400 | 5.4712 | 35.9185 | 37.2529
5245 | 18882000 | 5.4713 | 35.9207 | 37.2552
5246 | 18885600 | 5.4714 | 35.923 | 37.2575
5247 | 18889200 | 5.4714 | 35.9253 | 37.2598
5248 | 18892800 | 5.4715 | 35.9275 | 37.262
5249 | 18896400 | 5.4716 | 35.9298 | 37.2643
5250 | 18900000 | 5.4717 | 35.9321 | 37.2666
5251 | 18903600 | 5.4717 | 35.9343 | 37.2689
5252 | 18907200 | 5.4718 | 35.9366 | 37.2711
5253 | 18910800 | 5.4719 | 35.9389 | 37.2734
5254 | 18914400 | 5.472 | 35.9411 | 37.2757
5255 | 18918000 | 5.472 | 35.9434 | 37.2779
5256 | 18921600 | 5.4721 | 35.9457 | 37.2802
5257 | 18925200 | 5.4722 | 35.9479 | 37.2825
5258 | 18928800 | 5.4723 | 35.9502 | 37.2848
5259 | 18932400 | 5.4723 | 35.9525 | 37.287
5260 | 18936000 | 5.4724 | 35.9547 | 37.2893
5261 | 18939600 | 5.4725 | 35.957 | 37.2916
5262 | 18943200 | 5.4726 | 35.9592 | 37.2938
5263 | 18946800 | 5.4726 | 35.9615 | 37.2961
5264 | 18950400 | 5.4727 | 35.9638 | 37.2984
5265 | 18954000 | 5.4728 | 35.966 | 37.3007
5266 | 18957600 | 5.4729 | 35.9683 | 37.3029
5267 | 18961200 | 5.4729 | 35.9706 | 37.3052
5268 | 18964800 | 5.473 | 35.9728 | 37.3075
5269 | 18968400 | 5.4731 | 35.9751 | 37.3097
5270 | 18972000 | 5.4732 | 35.9773 | 37.312
5271 | 18975600 | 5.4732 | 35.9796 | 37.3143
5272 | 18979200 | 5.4733 | 35.9819 | 37.3165
5273 | 18982800 | 5.4734 | 35.9841 | 37.3188
5274 | 18986400 | 5.4735 | 35.9864 | 37.3211
5275 | 18990000 | 5.4735 | 35.9887 | 37.3233
5276 | 18993600 | 5.4736 | 35.9909 | 37.3256
5277 | 18997200 | 5.4737 | 35.9932 | 37.3279
5278 | 19000800 | 5.4738 | 35.9954 | 37.3301
5279 | 19004400 | 5.4738 | 35.9977 | 37.3324
5280 | 19008000 | 5.4739 | 36 | 37.3347
5281 | 19011600 | 5.474 | 36.0022 | 37.3369
5282 | 19015200 | 5.4741 | 36.0045 | 37.3392
5283 | 19018800 | 5.4741 | 36.0067 | 37.3415
5284 | 19022400 | 5.4742 | 36.009 | 37.3437
5285 | 19026000 | 5.4743 | 36.0113 | 37.346
5286 | 19029600 | 5.4744 | 36.0135 | 37.3483
5287 | 19033200 | 5.4744 | 36.0158 | 37.3505
5288 | 19036800 | 5.4745 | 36.018 | 37.3528
5289 | 19040400 | 5.4746 | 36.0203 | 37.3551
5290 | 19044000 | 5.4747 | 36.0225 | 37.3573
5291 | 19047600 | 5.4747 | 36.0248 | 37.3596
5292 | 19051200 | 5.4748 | 36.0271 | 37.3619
5293 | 19054800 | 5.4749 | 36.0293 | 37.3641
5294 | 19058400 | 5.475 | 36.0316 | 37.3664
5295 | 19062000 | 5.475 | 36.0338 | 37.3686
5296 | 19065600 | 5.4751 | 36.0361 | 37.3709
5297 | 19069200 | 5.4752 | 36.0383 | 37.3732
5298 | 19072800 | 5.4752 | 36.0406 | 37.3754
5299 | 19076400 | 5.4753 | 36.0429 | 37.3777
5300 | 19080000 | 5.4754 | 36.0451 | 37.38
5301 | 19083600 | 5.4755 | 36.0474 | 37.3822
5302 | 19087200 | 5.4755 | 36.0496 | 37.3845
5303 | 19090800 | 5.4756 | 36.0519 | 37.3867
5304 | 19094400 | 5.4757 | 36.0541 | 37.389
5305 | 19098000 | 5.4758 | 36.0564 | 37.3913
5306 | 19101600 | 5.4758 | 36.0586 | 37.3935
5307 | 19105200 | 5.4759 | 36.0609 | 37.3958
5308 | 19108800 | 5.476 | 36.0632 | 37.398
5309 | 19112400 | 5.4761 | 36.0654 | 37.4003
5310 | 19116000 | 5.4761 | 36.0677 | 37.4026
5311 | 19119600 | 5.4762 | 36.0699 | 37.4048
5312 | 19123200 | 5.4763 | 36.0722 | 37.4071
5313 | 19126800 | 5.4764 | 36.0744 | 37.4093
5314 | 19130400 | 5.4764 | 36.0767 | 37.4116
5315 | 19134000 | 5.4765 | 36.0789 | 37.4139
5316 | 19137600 | 5.4766 | 36.0812 | 37.4161
5317 | 19141200 | 5.4767 | 36.0834 | 37.4184
5318 | 19144800 | 5.4767 | 36.0857 | 37.4206
5319 | 19148400 | 5.4768 | 36.0879 | 37.4229
5320 | 19152000 | 5.4769 | 36.0902 | 37.4252
5321 | 19155600 | 5.4769 | 36.0924 | 37.4274
5322 | 19159200 | 5.477 | 36.0947 | 37.4297
5323 | 19162800 | 5.4771 | 36.0969 | 37.4319
5324 | 19166400 | 5.4772 | 36.0992 | 37.4342
5325 | 19170000 | 5.4772 | 36.1014 | 37.4364
5326 | 19173600 | 5.4773 | 36.1037 | 37.4387
5327 | 19177200 | 5.4774 | 36.1059 | 37.441
5328 | 19180800 | 5.4775 | 36.1082 | 37.4432
5329 | 19184400 | 5.4775 | 36.1104 | 37.4455
5330 | 19188000 | 5.4776 | 36.1127 | 37.4477
5331 | 19191600 | 5.4777 | 36.1149 | 37.45
5332 | 19195200 | 5.4778 | 36.1172 | 37.4522
5333 | 19198800 | 5.4778 | 36.1194 | 37.4545
5334 | 19202400 | 5.4779 | 36.1217 | 37.4568
5335 | 19206000 | 5.478 | 36.1239 | 37.459
5336 | 19209600 | 5.478 | 36.1262 | 37.4613
5337 | 19213200 | 5.4781 | 36.1284 | 37.4635
5338 | 19216800 | 5.4782 | 36.1307 | 37.4658
5339 | 19220400 | 5.4783 | 36.1329 | 37.468
5340 | 19224000 | 5.4783 | 36.1352 | 37.4703
5341 | 19227600 | 5.4784 | 36.1374 | 37.4725
5342 | 19231200 | 5.4785 | 36.1397 | 37.4748
5343 | 19234800 | 5.4786 | 36.1419 | 37.477
5344 | 19238400 | 5.4786 | 36.1442 | 37.4793
5345 | 19242000 | 5.4787 | 36.1464 | 37.4815
5346 | 19245600 | 5.4788 | 36.1487 | 37.4838
5347 | 19249200 | 5.4789 | 36.1509 | 37.4861
5348 | 19252800 | 5.4789 | 36.1532 | 37.4883
5349 | 19256400 | 5.479 | 36.1554 | 37.4906
5350 | 19260000 | 5.4791 | 36.1577 | 37.4928
5351 | 19263600 | 5.4791 | 36.1599 | 37.4951
5352 | 19267200 | 5.4792 | 36.1621 | 37.4973
5353 | 19270800 | 5.4793 | 36.1644 | 37.4996
5354 | 19274400 | 5.4794 | 36.1666 | 37.5018
5355 | 19278000 | 5.4794 | 36.1689 | 37.5041
5356 | 19281600 | 5.4795 | 36.1711 | 37.5063
5357 | 19285200 | 5.4796 | 36.1734 | 37.5086
5358 | 19288800 | 5.4797 | 36.1756 | 37.5108
5359 | 19292400 | 5.4797 | 36.1779 | 37.5131
5360 | 19296000 | 5.4798 | 36.1801 | 37.5153
5361 | 19299600 | 5.4799 | 36.1823 | 37.5176
5362 | 19303200 | 5.4799 | 36.1846 | 37.5198
5363 | 19306800 | 5.48 | 36.1868 | 37.5221
5364 | 19310400 | 5.4801 | 36.1891 | 37.5243
5365 | 19314000 | 5.4802 | 36.1913 | 37.5266
5366 | 19317600 | 5.4802 | 36.1936 | 37.5288
5367 | 19321200 | 5.4803 | 36.1958 | 37.5311
5368 | 19324800 | 5.4804 | 36.198 | 37.5333
5369 | 19328400 | 5.4805 | 36.2003 | 37.5356
5370 | 19332000 | 5.4805 | 36.2025 | 37.5378
5371 | 19335600 | 5.4806 | 36.2048 | 37.5401
5372 | 19339200 | 5.4807 | 36.207 | 37.5423
5373 | 19342800 | 5.4807 | 36.2093 | 37.5446
5374 | 19346400 | 5.4808 | 36.2115 | 37.5468
5375 | 19350000 | 5.4809 | 36.2137 | 37.549
5376 | 19353600 | 5.481 | 36.216 | 37.5513
5377 | 19357200 | 5.481 | 36.2182 | 37.5535
5378 | 19360800 | 5.4811 | 36.2205 | 37.5558
5379 | 19364400 | 5.4812 | 36.2227 | 37.558
5380 | 19368000 | 5.4813 | 36.2249 | 37.5603
5381 | 19371600 | 5.4813 | 36.2272 | 37.5625
5382 | 19375200 | 5.4814 | 36.2294 | 37.5648
5383 | 19378800 | 5.4815 | 36.2317 | 37.567
5384 | 19382400 | 5.4815 | 36.2339 | 37.5693
5385 | 19386000 | 5.4816 | 36.2361 | 37.5715
5386 | 19389600 | 5.4817 | 36.2384 | 37.5738
5387 | 19393200 | 5.4818 | 36.2406 | 37.576
5388 | 19396800 | 5.4818 | 36.2428 | 37.5782
5389 | 19400400 | 5.4819 | 36.2451 | 37.5805
5390 | 19404000 | 5.482 | 36.2473 | 37.5827
5391 | 19407600 | 5.482 | 36.2496 | 37.585
5392 | 19411200 | 5.4821 | 36.2518 | 37.5872
5393 | 19414800 | 5.4822 | 36.254 | 37.5895
5394 | 19418400 | 5.4823 | 36.2563 | 37.5917
5395 | 19422000 | 5.4823 | 36.2585 | 37.5939
5396 | 19425600 | 5.4824 | 36.2607 | 37.5962
5397 | 19429200 | 5.4825 | 36.263 | 37.5984
5398 | 19432800 | 5.4826 | 36.2652 | 37.6007
5399 | 19436400 | 5.4826 | 36.2675 | 37.6029
5400 | 19440000 | 5.4827 | 36.2697 | 37.6052
5401 | 19443600 | 5.4828 | 36.2719 | 37.6074
5402 | 19447200 | 5.4828 | 36.2742 | 37.6096
5403 | 19450800 | 5.4829 | 36.2764 | 37.6119
5404 | 19454400 | 5.483 | 36.2786 | 37.6141
5405 | 19458000 | 5.4831 | 36.2809 | 37.6164
5406 | 19461600 | 5.4831 | 36.2831 | 37.6186
5407 | 19465200 | 5.4832 | 36.2853 | 37.6208
5408 | 19468800 | 5.4833 | 36.2876 | 37.6231
5409 | 19472400 | 5.4833 | 36.2898 | 37.6253
5410 | 19476000 | 5.4834 | 36.292 | 37.6276
5411 | 19479600 | 5.4835 | 36.2943 | 37.6298
5412 | 19483200 | 5.4836 | 36.2965 | 37.632
5413 | 19486800 | 5.4836 | 36.2987 | 37.6343
5414 | 19490400 | 5.4837 | 36.301 | 37.6365
5415 | 19494000 | 5.4838 | 36.3032 | 37.6388
5416 | 19497600 | 5.4838 | 36.3054 | 37.641
5417 | 19501200 | 5.4839 | 36.3077 | 37.6432
5418 | 19504800 | 5.484 | 36.3099 | 37.6455
5419 | 19508400 | 5.4841 | 36.3121 | 37.6477
5420 | 19512000 | 5.4841 | 36.3144 | 37.65
5421 | 19515600 | 5.4842 | 36.3166 | 37.6522
5422 | 19519200 | 5.4843 | 36.3188 | 37.6544
5423 | 19522800 | 5.4843 | 36.3211 | 37.6567
5424 | 19526400 | 5.4844 | 36.3233 | 37.6589
5425 | 19530000 | 5.4845 | 36.3255 | 37.6611
5426 | 19533600 | 5.4846 | 36.3278 | 37.6634
5427 | 19537200 | 5.4846 | 36.33 | 37.6656
5428 | 19540800 | 5.4847 | 36.3322 | 37.6679
5429 | 19544400 | 5.4848 | 36.3344 | 37.6701
5430 | 19548000 | 5.4848 | 36.3367 | 37.6723
5431 | 19551600 | 5.4849 | 36.3389 | 37.6746
5432 | 19555200 | 5.485 | 36.3411 | 37.6768
5433 | 19558800 | 5.4851 | 36.3434 | 37.679
5434 | 19562400 | 5.4851 | 36.3456 | 37.6813
5435 | 19566000 | 5.4852 | 36.3478 | 37.6835
5436 | 19569600 | 5.4853 | 36.3501 | 37.6857
5437 | 19573200 | 5.4853 | 36.3523 | 37.688
5438 | 19576800 | 5.4854 | 36.3545 | 37.6902
5439 | 19580400 | 5.4855 | 36.3567 | 37.6924
5440 | 19584000 | 5.4856 | 36.359 | 37.6947
5441 | 19587600 | 5.4856 | 36.3612 | 37.6969
5442 | 19591200 | 5.4857 | 36.3634 | 37.6991
5443 | 19594800 | 5.4858 | 36.3657 | 37.7014
5444 | 19598400 | 5.4858 | 36.3679 | 37.7036
5445 | 19602000 | 5.4859 | 36.3701 | 37.7058
5446 | 19605600 | 5.486 | 36.3723 | 37.7081
5447 | 19609200 | 5.4861 | 36.3746 | 37.7103
5448 | 19612800 | 5.4861 | 36.3768 | 37.7125
5449 | 19616400 | 5.4862 | 36.379 | 37.7148
5450 | 19620000 | 5.4863 | 36.3812 | 37.717
5451 | 19623600 | 5.4863 | 36.3835 | 37.7192
5452 | 19627200 | 5.4864 | 36.3857 | 37.7215
5453 | 19630800 | 5.4865 | 36.3879 | 37.7237
5454 | 19634400 | 5.4866 | 36.3901 | 37.7259
5455 | 19638000 | 5.4866 | 36.3924 | 37.7282
5456 | 19641600 | 5.4867 | 36.3946 | 37.7304
5457 | 19645200 | 5.4868 | 36.3968 | 37.7326
5458 | 19648800 | 5.4868 | 36.399 | 37.7349
5459 | 19652400 | 5.4869 | 36.4013 | 37.7371
5460 | 19656000 | 5.487 | 36.4035 | 37.7393
5461 | 19659600 | 5.487 | 36.4057 | 37.7416
5462 | 19663200 | 5.4871 | 36.4079 | 37.7438
5463 | 19666800 | 5.4872 | 36.4102 | 37.746
5464 | 19670400 | 5.4873 | 36.4124 | 37.7482
5465 | 19674000 | 5.4873 | 36.4146 | 37.7505
5466 | 19677600 | 5.4874 | 36.4168 | 37.7527
5467 | 19681200 | 5.4875 | 36.4191 | 37.7549
5468 | 19684800 | 5.4875 | 36.4213 | 37.7572
5469 | 19688400 | 5.4876 | 36.4235 | 37.7594
5470 | 19692000 | 5.4877 | 36.4257 | 37.7616
5471 | 19695600 | 5.4878 | 36.4279 | 37.7638
5472 | 19699200 | 5.4878 | 36.4302 | 37.7661
5473 | 19702800 | 5.4879 | 36.4324 | 37.7683
5474 | 19706400 | 5.488 | 36.4346 | 37.7705
5475 | 19710000 | 5.488 | 36.4368 | 37.7728
5476 | 19713600 | 5.4881 | 36.439 | 37.775
5477 | 19717200 | 5.4882 | 36.4413 | 37.7772
5478 | 19720800 | 5.4883 | 36.4435 | 37.7794
5479 | 19724400 | 5.4883 | 36.4457 | 37.7817
5480 | 19728000 | 5.4884 | 36.4479 | 37.7839
5481 | 19731600 | 5.4885 | 36.4502 | 37.7861
5482 | 19735200 | 5.4885 | 36.4524 | 37.7883
5483 | 19738800 | 5.4886 | 36.4546 | 37.7906
5484 | 19742400 | 5.4887 | 36.4568 | 37.7928
5485 | 19746000 | 5.4887 | 36.459 | 37.795
5486 | 19749600 | 5.4888 | 36.4612 | 37.7972
5487 | 19753200 | 5.4889 | 36.4635 | 37.7995
5488 | 19756800 | 5.489 | 36.4657 | 37.8017
5489 | 19760400 | 5.489 | 36.4679 | 37.8039
5490 | 19764000 | 5.4891 | 36.4701 | 37.8061
5491 | 19767600 | 5.4892 | 36.4723 | 37.8084
5492 | 19771200 | 5.4892 | 36.4746 | 37.8106
5493 | 19774800 | 5.4893 | 36.4768 | 37.8128
5494 | 19778400 | 5.4894 | 36.479 | 37.815
5495 | 19782000 | 5.4894 | 36.4812 | 37.8173
5496 | 19785600 | 5.4895 | 36.4834 | 37.8195
5497 | 19789200 | 5.4896 | 36.4856 | 37.8217
5498 | 19792800 | 5.4897 | 36.4879 | 37.8239
5499 | 19796400 | 5.4897 | 36.4901 | 37.8262
5500 | 19800000 | 5.4898 | 36.4923 | 37.8284
5501 | 19803600 | 5.4899 | 36.4945 | 37.8306
5502 | 19807200 | 5.4899 | 36.4967 | 37.8328
5503 | 19810800 | 5.49 | 36.4989 | 37.835
5504 | 19814400 | 5.4901 | 36.5012 | 37.8373
5505 | 19818000 | 5.4901 | 36.5034 | 37.8395
5506 | 19821600 | 5.4902 | 36.5056 | 37.8417
5507 | 19825200 | 5.4903 | 36.5078 | 37.8439
5508 | 19828800 | 5.4904 | 36.51 | 37.8461
5509 | 19832400 | 5.4904 | 36.5122 | 37.8484
5510 | 19836000 | 5.4905 | 36.5144 | 37.8506
5511 | 19839600 | 5.4906 | 36.5167 | 37.8528
5512 | 19843200 | 5.4906 | 36.5189 | 37.855
5513 | 19846800 | 5.4907 | 36.5211 | 37.8572
5514 | 19850400 | 5.4908 | 36.5233 | 37.8595
5515 | 19854000 | 5.4908 | 36.5255 | 37.8617
5516 | 19857600 | 5.4909 | 36.5277 | 37.8639
5517 | 19861200 | 5.491 | 36.5299 | 37.8661
5518 | 19864800 | 5.4911 | 36.5322 | 37.8683
5519 | 19868400 | 5.4911 | 36.5344 | 37.8706
5520 | 19872000 | 5.4912 | 36.5366 | 37.8728
5521 | 19875600 | 5.4913 | 36.5388 | 37.875
5522 | 19879200 | 5.4913 | 36.541 | 37.8772
5523 | 19882800 | 5.4914 | 36.5432 | 37.8794
5524 | 19886400 | 5.4915 | 36.5454 | 37.8817
5525 | 19890000 | 5.4915 | 36.5476 | 37.8839
5526 | 19893600 | 5.4916 | 36.5499 | 37.8861
5527 | 19897200 | 5.4917 | 36.5521 | 37.8883
5528 | 19900800 | 5.4918 | 36.5543 | 37.8905
5529 | 19904400 | 5.4918 | 36.5565 | 37.8927
5530 | 19908000 | 5.4919 | 36.5587 | 37.895
5531 | 19911600 | 5.492 | 36.5609 | 37.8972
5532 | 19915200 | 5.492 | 36.5631 | 37.8994
5533 | 19918800 | 5.4921 | 36.5653 | 37.9016
5534 | 19922400 | 5.4922 | 36.5675 | 37.9038
5535 | 19926000 | 5.4922 | 36.5697 | 37.906
5536 | 19929600 | 5.4923 | 36.572 | 37.9083
5537 | 19933200 | 5.4924 | 36.5742 | 37.9105
5538 | 19936800 | 5.4924 | 36.5764 | 37.9127
5539 | 19940400 | 5.4925 | 36.5786 | 37.9149
5540 | 19944000 | 5.4926 | 36.5808 | 37.9171
5541 | 19947600 | 5.4927 | 36.583 | 37.9193
5542 | 19951200 | 5.4927 | 36.5852 | 37.9215
5543 | 19954800 | 5.4928 | 36.5874 | 37.9238
5544 | 19958400 | 5.4929 | 36.5896 | 37.926
5545 | 19962000 | 5.4929 | 36.5918 | 37.9282
5546 | 19965600 | 5.493 | 36.594 | 37.9304
5547 | 19969200 | 5.4931 | 36.5963 | 37.9326
5548 | 19972800 | 5.4931 | 36.5985 | 37.9348
5549 | 19976400 | 5.4932 | 36.6007 | 37.937
5550 | 19980000 | 5.4933 | 36.6029 | 37.9392
5551 | 19983600 | 5.4933 | 36.6051 | 37.9415
5552 | 19987200 | 5.4934 | 36.6073 | 37.9437
5553 | 19990800 | 5.4935 | 36.6095 | 37.9459
5554 | 19994400 | 5.4936 | 36.6117 | 37.9481
5555 | 19998000 | 5.4936 | 36.6139 | 37.9503
5556 | 20001600 | 5.4937 | 36.6161 | 37.9525
5557 | 20005200 | 5.4938 | 36.6183 | 37.9547
5558 | 20008800 | 5.4938 | 36.6205 | 37.9569
5559 | 20012400 | 5.4939 | 36.6227 | 37.9592
5560 | 20016000 | 5.494 | 36.6249 | 37.9614
5561 | 20019600 | 5.494 | 36.6271 | 37.9636
5562 | 20023200 | 5.4941 | 36.6293 | 37.9658
5563 | 20026800 | 5.4942 | 36.6315 | 37.968
5564 | 20030400 | 5.4942 | 36.6337 | 37.9702
5565 | 20034000 | 5.4943 | 36.636 | 37.9724
5566 | 20037600 | 5.4944 | 36.6382 | 37.9746
5567 | 20041200 | 5.4945 | 36.6404 | 37.9768
5568 | 20044800 | 5.4945 | 36.6426 | 37.979
5569 | 20048400 | 5.4946 | 36.6448 | 37.9813
5570 | 20052000 | 5.4947 | 36.647 | 37.9835
5571 | 20055600 | 5.4947 | 36.6492 | 37.9857
5572 | 20059200 | 5.4948 | 36.6514 | 37.9879
5573 | 20062800 | 5.4949 | 36.6536 | 37.9901
5574 | 20066400 | 5.4949 | 36.6558 | 37.9923
5575 | 20070000 | 5.495 | 36.658 | 37.9945
5576 | 20073600 | 5.4951 | 36.6602 | 37.9967
5577 | 20077200 | 5.4951 | 36.6624 | 37.9989
5578 | 20080800 | 5.4952 | 36.6646 | 38.0011
5579 | 20084400 | 5.4953 | 36.6668 | 38.0033
5580 | 20088000 | 5.4953 | 36.669 | 38.0055
5581 | 20091600 | 5.4954 | 36.6712 | 38.0078
5582 | 20095200 | 5.4955 | 36.6734 | 38.01
5583 | 20098800 | 5.4956 | 36.6756 | 38.0122
5584 | 20102400 | 5.4956 | 36.6778 | 38.0144
5585 | 20106000 | 5.4957 | 36.68 | 38.0166
5586 | 20109600 | 5.4958 | 36.6822 | 38.0188
5587 | 20113200 | 5.4958 | 36.6844 | 38.021
5588 | 20116800 | 5.4959 | 36.6866 | 38.0232
5589 | 20120400 | 5.496 | 36.6888 | 38.0254
5590 | 20124000 | 5.496 | 36.691 | 38.0276
5591 | 20127600 | 5.4961 | 36.6932 | 38.0298
5592 | 20131200 | 5.4962 | 36.6954 | 38.032
5593 | 20134800 | 5.4962 | 36.6976 | 38.0342
5594 | 20138400 | 5.4963 | 36.6998 | 38.0364
5595 | 20142000 | 5.4964 | 36.702 | 38.0386
5596 | 20145600 | 5.4964 | 36.7042 | 38.0408
5597 | 20149200 | 5.4965 | 36.7064 | 38.043
5598 | 20152800 | 5.4966 | 36.7086 | 38.0452
5599 | 20156400 | 5.4966 | 36.7108 | 38.0474
5600 | 20160000 | 5.4967 | 36.713 | 38.0496
5601 | 20163600 | 5.4968 | 36.7152 | 38.0519
5602 | 20167200 | 5.4969 | 36.7174 | 38.0541
5603 | 20170800 | 5.4969 | 36.7196 | 38.0563
5604 | 20174400 | 5.497 | 36.7218 | 38.0585
5605 | 20178000 | 5.4971 | 36.724 | 38.0607
5606 | 20181600 | 5.4971 | 36.7262 | 38.0629
5607 | 20185200 | 5.4972 | 36.7284 | 38.0651
5608 | 20188800 | 5.4973 | 36.7305 | 38.0673
5609 | 20192400 | 5.4973 | 36.7327 | 38.0695
5610 | 20196000 | 5.4974 | 36.7349 | 38.0717
5611 | 20199600 | 5.4975 | 36.7371 | 38.0739
5612 | 20203200 | 5.4975 | 36.7393 | 38.0761
5613 | 20206800 | 5.4976 | 36.7415 | 38.0783
5614 | 20210400 | 5.4977 | 36.7437 | 38.0805
5615 | 20214000 | 5.4977 | 36.7459 | 38.0827
5616 | 20217600 | 5.4978 | 36.7481 | 38.0849
5617 | 20221200 | 5.4979 | 36.7503 | 38.0871
5618 | 20224800 | 5.4979 | 36.7525 | 38.0893
5619 | 20228400 | 5.498 | 36.7547 | 38.0915
5620 | 20232000 | 5.4981 | 36.7569 | 38.0937
5621 | 20235600 | 5.4981 | 36.7591 | 38.0959
5622 | 20239200 | 5.4982 | 36.7613 | 38.0981
5623 | 20242800 | 5.4983 | 36.7635 | 38.1003
5624 | 20246400 | 5.4983 | 36.7657 | 38.1025
5625 | 20250000 | 5.4984 | 36.7678 | 38.1047
5626 | 20253600 | 5.4985 | 36.77 | 38.1069
5627 | 20257200 | 5.4986 | 36.7722 | 38.1091
5628 | 20260800 | 5.4986 | 36.7744 | 38.1113
5629 | 20264400 | 5.4987 | 36.7766 | 38.1135
5630 | 20268000 | 5.4988 | 36.7788 | 38.1157
5631 | 20271600 | 5.4988 | 36.781 | 38.1179
5632 | 20275200 | 5.4989 | 36.7832 | 38.1201
5633 | 20278800 | 5.499 | 36.7854 | 38.1223
5634 | 20282400 | 5.499 | 36.7876 | 38.1244
5635 | 20286000 | 5.4991 | 36.7898 | 38.1266
5636 | 20289600 | 5.4992 | 36.792 | 38.1288
5637 | 20293200 | 5.4992 | 36.7941 | 38.131
5638 | 20296800 | 5.4993 | 36.7963 | 38.1332
5639 | 20300400 | 5.4994 | 36.7985 | 38.1354
5640 | 20304000 | 5.4994 | 36.8007 | 38.1376
5641 | 20307600 | 5.4995 | 36.8029 | 38.1398
5642 | 20311200 | 5.4996 | 36.8051 | 38.142
5643 | 20314800 | 5.4996 | 36.8073 | 38.1442
5644 | 20318400 | 5.4997 | 36.8095 | 38.1464
5645 | 20322000 | 5.4998 | 36.8117 | 38.1486
5646 | 20325600 | 5.4998 | 36.8139 | 38.1508
5647 | 20329200 | 5.4999 | 36.816 | 38.153
5648 | 20332800 | 5.5 | 36.8182 | 38.1552
5649 | 20336400 | 5.5 | 36.8204 | 38.1574
5650 | 20340000 | 5.5001 | 36.8226 | 38.1596
5651 | 20343600 | 5.5002 | 36.8248 | 38.1618
5652 | 20347200 | 5.5002 | 36.827 | 38.164
5653 | 20350800 | 5.5003 | 36.8292 | 38.1662
5654 | 20354400 | 5.5004 | 36.8314 | 38.1683
5655 | 20358000 | 5.5004 | 36.8335 | 38.1705
5656 | 20361600 | 5.5005 | 36.8357 | 38.1727
5657 | 20365200 | 5.5006 | 36.8379 | 38.1749
5658 | 20368800 | 5.5006 | 36.8401 | 38.1771
5659 | 20372400 | 5.5007 | 36.8423 | 38.1793
5660 | 20376000 | 5.5008 | 36.8445 | 38.1815
5661 | 20379600 | 5.5008 | 36.8467 | 38.1837
5662 | 20383200 | 5.5009 | 36.8488 | 38.1859
5663 | 20386800 | 5.501 | 36.851 | 38.1881
5664 | 20390400 | 5.501 | 36.8532 | 38.1903
5665 | 20394000 | 5.5011 | 36.8554 | 38.1925
5666 | 20397600 | 5.5012 | 36.8576 | 38.1946
5667 | 20401200 | 5.5012 | 36.8598 | 38.1968
5668 | 20404800 | 5.5013 | 36.862 | 38.199
5669 | 20408400 | 5.5014 | 36.8641 | 38.2012
5670 | 20412000 | 5.5014 | 36.8663 | 38.2034
5671 | 20415600 | 5.5015 | 36.8685 | 38.2056
5672 | 20419200 | 5.5016 | 36.8707 | 38.2078
5673 | 20422800 | 5.5017 | 36.8729 | 38.21
5674 | 20426400 | 5.5017 | 36.8751 | 38.2122
5675 | 20430000 | 5.5018 | 36.8772 | 38.2144
5676 | 20433600 | 5.5019 | 36.8794 | 38.2165
5677 | 20437200 | 5.5019 | 36.8816 | 38.2187
5678 | 20440800 | 5.502 | 36.8838 | 38.2209
5679 | 20444400 | 5.5021 | 36.886 | 38.2231
5680 | 20448000 | 5.5021 | 36.8882 | 38.2253
5681 | 20451600 | 5.5022 | 36.8903 | 38.2275
5682 | 20455200 | 5.5023 | 36.8925 | 38.2297
5683 | 20458800 | 5.5023 | 36.8947 | 38.2319
5684 | 20462400 | 5.5024 | 36.8969 | 38.2341
5685 | 20466000 | 5.5025 | 36.8991 | 38.2362
5686 | 20469600 | 5.5025 | 36.9013 | 38.2384
5687 | 20473200 | 5.5026 | 36.9034 | 38.2406
5688 | 20476800 | 5.5027 | 36.9056 | 38.2428
5689 | 20480400 | 5.5027 | 36.9078 | 38.245
5690 | 20484000 | 5.5028 | 36.91 | 38.2472
5691 | 20487600 | 5.5029 | 36.9122 | 38.2494
5692 | 20491200 | 5.5029 | 36.9143 | 38.2515
5693 | 20494800 | 5.503 | 36.9165 | 38.2537
5694 | 20498400 | 5.5031 | 36.9187 | 38.2559
5695 | 20502000 | 5.5031 | 36.9209 | 38.2581
5696 | 20505600 | 5.5032 | 36.9231 | 38.2603
5697 | 20509200 | 5.5033 | 36.9252 | 38.2625
5698 | 20512800 | 5.5033 | 36.9274 | 38.2647
5699 | 20516400 | 5.5034 | 36.9296 | 38.2668
5700 | 20520000 | 5.5035 | 36.9318 | 38.269
5701 | 20523600 | 5.5035 | 36.934 | 38.2712
5702 | 20527200 | 5.5036 | 36.9361 | 38.2734
5703 | 20530800 | 5.5037 | 36.9383 | 38.2756
5704 | 20534400 | 5.5037 | 36.9405 | 38.2778
5705 | 20538000 | 5.5038 | 36.9427 | 38.28
5706 | 20541600 | 5.5039 | 36.9448 | 38.2821
5707 | 20545200 | 5.5039 | 36.947 | 38.2843
5708 | 20548800 | 5.504 | 36.9492 | 38.2865
5709 | 20552400 | 5.5041 | 36.9514 | 38.2887
5710 | 20556000 | 5.5041 | 36.9536 | 38.2909
5711 | 20559600 | 5.5042 | 36.9557 | 38.293
5712 | 20563200 | 5.5043 | 36.9579 | 38.2952
5713 | 20566800 | 5.5043 | 36.9601 | 38.2974
5714 | 20570400 | 5.5044 | 36.9623 | 38.2996
5715 | 20574000 | 5.5044 | 36.9644 | 38.3018
5716 | 20577600 | 5.5045 | 36.9666 | 38.304
5717 | 20581200 | 5.5046 | 36.9688 | 38.3061
5718 | 20584800 | 5.5046 | 36.971 | 38.3083
5719 | 20588400 | 5.5047 | 36.9731 | 38.3105
5720 | 20592000 | 5.5048 | 36.9753 | 38.3127
5721 | 20595600 | 5.5048 | 36.9775 | 38.3149
5722 | 20599200 | 5.5049 | 36.9797 | 38.317
5723 | 20602800 | 5.505 | 36.9818 | 38.3192
5724 | 20606400 | 5.505 | 36.984 | 38.3214
5725 | 20610000 | 5.5051 | 36.9862 | 38.3236
5726 | 20613600 | 5.5052 | 36.9884 | 38.3258
5727 | 20617200 | 5.5052 | 36.9905 | 38.3279
5728 | 20620800 | 5.5053 | 36.9927 | 38.3301
5729 | 20624400 | 5.5054 | 36.9949 | 38.3323
5730 | 20628000 | 5.5054 | 36.9971 | 38.3345
5731 | 20631600 | 5.5055 | 36.9992 | 38.3367
5732 | 20635200 | 5.5056 | 37.0014 | 38.3388
5733 | 20638800 | 5.5056 | 37.0036 | 38.341
5734 | 20642400 | 5.5057 | 37.0058 | 38.3432
5735 | 20646000 | 5.5058 | 37.0079 | 38.3454
5736 | 20649600 | 5.5058 | 37.0101 | 38.3476
5737 | 20653200 | 5.5059 | 37.0123 | 38.3497
5738 | 20656800 | 5.506 | 37.0144 | 38.3519
5739 | 20660400 | 5.506 | 37.0166 | 38.3541
5740 | 20664000 | 5.5061 | 37.0188 | 38.3563
5741 | 20667600 | 5.5062 | 37.021 | 38.3584
5742 | 20671200 | 5.5062 | 37.0231 | 38.3606
5743 | 20674800 | 5.5063 | 37.0253 | 38.3628
5744 | 20678400 | 5.5064 | 37.0275 | 38.365
5745 | 20682000 | 5.5064 | 37.0296 | 38.3671
5746 | 20685600 | 5.5065 | 37.0318 | 38.3693
5747 | 20689200 | 5.5066 | 37.034 | 38.3715
5748 | 20692800 | 5.5066 | 37.0362 | 38.3737
5749 | 20696400 | 5.5067 | 37.0383 | 38.3759
5750 | 20700000 | 5.5068 | 37.0405 | 38.378
5751 | 20703600 | 5.5068 | 37.0427 | 38.3802
5752 | 20707200 | 5.5069 | 37.0448 | 38.3824
5753 | 20710800 | 5.507 | 37.047 | 38.3846
5754 | 20714400 | 5.507 | 37.0492 | 38.3867
5755 | 20718000 | 5.5071 | 37.0513 | 38.3889
5756 | 20721600 | 5.5072 | 37.0535 | 38.3911
5757 | 20725200 | 5.5072 | 37.0557 | 38.3933
5758 | 20728800 | 5.5073 | 37.0578 | 38.3954
5759 | 20732400 | 5.5073 | 37.06 | 38.3976
5760 | 20736000 | 5.5074 | 37.0622 | 38.3998
5761 | 20739600 | 5.5075 | 37.0643 | 38.4019
5762 | 20743200 | 5.5075 | 37.0665 | 38.4041
5763 | 20746800 | 5.5076 | 37.0687 | 38.4063
5764 | 20750400 | 5.5077 | 37.0708 | 38.4085
5765 | 20754000 | 5.5077 | 37.073 | 38.4106
5766 | 20757600 | 5.5078 | 37.0752 | 38.4128
5767 | 20761200 | 5.5079 | 37.0773 | 38.415
5768 | 20764800 | 5.5079 | 37.0795 | 38.4172
5769 | 20768400 | 5.508 | 37.0817 | 38.4193
5770 | 20772000 | 5.5081 | 37.0838 | 38.4215
5771 | 20775600 | 5.5081 | 37.086 | 38.4237
5772 | 20779200 | 5.5082 | 37.0882 | 38.4258
5773 | 20782800 | 5.5083 | 37.0903 | 38.428
5774 | 20786400 | 5.5083 | 37.0925 | 38.4302
5775 | 20790000 | 5.5084 | 37.0947 | 38.4324
5776 | 20793600 | 5.5085 | 37.0968 | 38.4345
5777 | 20797200 | 5.5085 | 37.099 | 38.4367
5778 | 20800800 | 5.5086 | 37.1012 | 38.4389
5779 | 20804400 | 5.5087 | 37.1033 | 38.441
5780 | 20808000 | 5.5087 | 37.1055 | 38.4432
5781 | 20811600 | 5.5088 | 37.1077 | 38.4454
5782 | 20815200 | 5.5089 | 37.1098 | 38.4475
5783 | 20818800 | 5.5089 | 37.112 | 38.4497
5784 | 20822400 | 5.509 | 37.1142 | 38.4519
5785 | 20826000 | 5.509 | 37.1163 | 38.4541
5786 | 20829600 | 5.5091 | 37.1185 | 38.4562
5787 | 20833200 | 5.5092 | 37.1206 | 38.4584
5788 | 20836800 | 5.5092 | 37.1228 | 38.4606
5789 | 20840400 | 5.5093 | 37.125 | 38.4627
5790 | 20844000 | 5.5094 | 37.1271 | 38.4649
5791 | 20847600 | 5.5094 | 37.1293 | 38.4671
5792 | 20851200 | 5.5095 | 37.1315 | 38.4692
5793 | 20854800 | 5.5096 | 37.1336 | 38.4714
5794 | 20858400 | 5.5096 | 37.1358 | 38.4736
5795 | 20862000 | 5.5097 | 37.1379 | 38.4757
5796 | 20865600 | 5.5098 | 37.1401 | 38.4779
5797 | 20869200 | 5.5098 | 37.1423 | 38.4801
5798 | 20872800 | 5.5099 | 37.1444 | 38.4822
5799 | 20876400 | 5.51 | 37.1466 | 38.4844
5800 | 20880000 | 5.51 | 37.1488 | 38.4866
5801 | 20883600 | 5.5101 | 37.1509 | 38.4887
5802 | 20887200 | 5.5102 | 37.1531 | 38.4909
5803 | 20890800 | 5.5102 | 37.1552 | 38.4931
5804 | 20894400 | 5.5103 | 37.1574 | 38.4952
5805 | 20898000 | 5.5103 | 37.1596 | 38.4974
5806 | 20901600 | 5.5104 | 37.1617 | 38.4996
5807 | 20905200 | 5.5105 | 37.1639 | 38.5017
5808 | 20908800 | 5.5105 | 37.166 | 38.5039
5809 | 20912400 | 5.5106 | 37.1682 | 38.5061
5810 | 20916000 | 5.5107 | 37.1704 | 38.5082
5811 | 20919600 | 5.5107 | 37.1725 | 38.5104
5812 | 20923200 | 5.5108 | 37.1747 | 38.5126
5813 | 20926800 | 5.5109 | 37.1768 | 38.5147
5814 | 20930400 | 5.5109 | 37.179 | 38.5169
5815 | 20934000 | 5.511 | 37.1811 | 38.519
5816 | 20937600 | 5.5111 | 37.1833 | 38.5212
5817 | 20941200 | 5.5111 | 37.1855 | 38.5234
5818 | 20944800 | 5.5112 | 37.1876 | 38.5255
5819 | 20948400 | 5.5113 | 37.1898 | 38.5277
5820 | 20952000 | 5.5113 | 37.1919 | 38.5299
5821 | 20955600 | 5.5114 | 37.1941 | 38.532
5822 | 20959200 | 5.5114 | 37.1962 | 38.5342
5823 | 20962800 | 5.5115 | 37.1984 | 38.5363
5824 | 20966400 | 5.5116 | 37.2006 | 38.5385
5825 | 20970000 | 5.5116 | 37.2027 | 38.5407
5826 | 20973600 | 5.5117 | 37.2049 | 38.5428
5827 | 20977200 | 5.5118 | 37.207 | 38.545
5828 | 20980800 | 5.5118 | 37.2092 | 38.5472
5829 | 20984400 | 5.5119 | 37.2113 | 38.5493
5830 | 20988000 | 5.512 | 37.2135 | 38.5515
5831 | 20991600 | 5.512 | 37.2156 | 38.5536
5832 | 20995200 | 5.5121 | 37.2178 | 38.5558
5833 | 20998800 | 5.5122 | 37.22 | 38.558
5834 | 21002400 | 5.5122 | 37.2221 | 38.5601
5835 | 21006000 | 5.5123 | 37.2243 | 38.5623
5836 | 21009600 | 5.5123 | 37.2264 | 38.5644
5837 | 21013200 | 5.5124 | 37.2286 | 38.5666
5838 | 21016800 | 5.5125 | 37.2307 | 38.5688
5839 | 21020400 | 5.5125 | 37.2329 | 38.5709
5840 | 21024000 | 5.5126 | 37.235 | 38.5731
5841 | 21027600 | 5.5127 | 37.2372 | 38.5752
5842 | 21031200 | 5.5127 | 37.2393 | 38.5774
5843 | 21034800 | 5.5128 | 37.2415 | 38.5796
5844 | 21038400 | 5.5129 | 37.2437 | 38.5817
5845 | 21042000 | 5.5129 | 37.2458 | 38.5839
5846 | 21045600 | 5.513 | 37.248 | 38.586
5847 | 21049200 | 5.5131 | 37.2501 | 38.5882
5848 | 21052800 | 5.5131 | 37.2523 | 38.5903
5849 | 21056400 | 5.5132 | 37.2544 | 38.5925
5850 | 21060000 | 5.5132 | 37.2566 | 38.5947
5851 | 21063600 | 5.5133 | 37.2587 | 38.5968
5852 | 21067200 | 5.5134 | 37.2609 | 38.599
5853 | 21070800 | 5.5134 | 37.263 | 38.6011
5854 | 21074400 | 5.5135 | 37.2652 | 38.6033
5855 | 21078000 | 5.5136 | 37.2673 | 38.6054
5856 | 21081600 | 5.5136 | 37.2695 | 38.6076
5857 | 21085200 | 5.5137 | 37.2716 | 38.6098
5858 | 21088800 | 5.5138 | 37.2738 | 38.6119
5859 | 21092400 | 5.5138 | 37.2759 | 38.6141
5860 | 21096000 | 5.5139 | 37.2781 | 38.6162
5861 | 21099600 | 5.5139 | 37.2802 | 38.6184
5862 | 21103200 | 5.514 | 37.2824 | 38.6205
5863 | 21106800 | 5.5141 | 37.2845 | 38.6227
5864 | 21110400 | 5.5141 | 37.2867 | 38.6248
5865 | 21114000 | 5.5142 | 37.2888 | 38.627
5866 | 21117600 | 5.5143 | 37.291 | 38.6292
5867 | 21121200 | 5.5143 | 37.2931 | 38.6313
5868 | 21124800 | 5.5144 | 37.2953 | 38.6335
5869 | 21128400 | 5.5145 | 37.2974 | 38.6356
5870 | 21132000 | 5.5145 | 37.2996 | 38.6378
5871 | 21135600 | 5.5146 | 37.3017 | 38.6399
5872 | 21139200 | 5.5147 | 37.3039 | 38.6421
5873 | 21142800 | 5.5147 | 37.306 | 38.6442
5874 | 21146400 | 5.5148 | 37.3082 | 38.6464
5875 | 21150000 | 5.5148 | 37.3103 | 38.6485
5876 | 21153600 | 5.5149 | 37.3125 | 38.6507
5877 | 21157200 | 5.515 | 37.3146 | 38.6528
5878 | 21160800 | 5.515 | 37.3168 | 38.655
5879 | 21164400 | 5.5151 | 37.3189 | 38.6572
5880 | 21168000 | 5.5152 | 37.321 | 38.6593
5881 | 21171600 | 5.5152 | 37.3232 | 38.6615
5882 | 21175200 | 5.5153 | 37.3253 | 38.6636
5883 | 21178800 | 5.5154 | 37.3275 | 38.6658
5884 | 21182400 | 5.5154 | 37.3296 | 38.6679
5885 | 21186000 | 5.5155 | 37.3318 | 38.6701
5886 | 21189600 | 5.5155 | 37.3339 | 38.6722
5887 | 21193200 | 5.5156 | 37.3361 | 38.6744
5888 | 21196800 | 5.5157 | 37.3382 | 38.6765
5889 | 21200400 | 5.5157 | 37.3404 | 38.6787
5890 | 21204000 | 5.5158 | 37.3425 | 38.6808
5891 | 21207600 | 5.5159 | 37.3446 | 38.683
5892 | 21211200 | 5.5159 | 37.3468 | 38.6851
5893 | 21214800 | 5.516 | 37.3489 | 38.6873
5894 | 21218400 | 5.516 | 37.3511 | 38.6894
5895 | 21222000 | 5.5161 | 37.3532 | 38.6916
5896 | 21225600 | 5.5162 | 37.3554 | 38.6937
5897 | 21229200 | 5.5162 | 37.3575 | 38.6959
5898 | 21232800 | 5.5163 | 37.3597 | 38.698
5899 | 21236400 | 5.5164 | 37.3618 | 38.7002
5900 | 21240000 | 5.5164 | 37.3639 | 38.7023
5901 | 21243600 | 5.5165 | 37.3661 | 38.7045
5902 | 21247200 | 5.5166 | 37.3682 | 38.7066
5903 | 21250800 | 5.5166 | 37.3704 | 38.7088
5904 | 21254400 | 5.5167 | 37.3725 | 38.7109
5905 | 21258000 | 5.5167 | 37.3747 | 38.7131
5906 | 21261600 | 5.5168 | 37.3768 | 38.7152
5907 | 21265200 | 5.5169 | 37.3789 | 38.7173
5908 | 21268800 | 5.5169 | 37.3811 | 38.7195
5909 | 21272400 | 5.517 | 37.3832 | 38.7216
5910 | 21276000 | 5.5171 | 37.3854 | 38.7238
5911 | 21279600 | 5.5171 | 37.3875 | 38.7259
5912 | 21283200 | 5.5172 | 37.3896 | 38.7281
5913 | 21286800 | 5.5172 | 37.3918 | 38.7302
5914 | 21290400 | 5.5173 | 37.3939 | 38.7324
5915 | 21294000 | 5.5174 | 37.3961 | 38.7345
5916 | 21297600 | 5.5174 | 37.3982 | 38.7367
5917 | 21301200 | 5.5175 | 37.4004 | 38.7388
5918 | 21304800 | 5.5176 | 37.4025 | 38.741
5919 | 21308400 | 5.5176 | 37.4046 | 38.7431
5920 | 21312000 | 5.5177 | 37.4068 | 38.7452
5921 | 21315600 | 5.5178 | 37.4089 | 38.7474
5922 | 21319200 | 5.5178 | 37.4111 | 38.7495
5923 | 21322800 | 5.5179 | 37.4132 | 38.7517
5924 | 21326400 | 5.5179 | 37.4153 | 38.7538
5925 | 21330000 | 5.518 | 37.4175 | 38.756
5926 | 21333600 | 5.5181 | 37.4196 | 38.7581
5927 | 21337200 | 5.5181 | 37.4217 | 38.7603
5928 | 21340800 | 5.5182 | 37.4239 | 38.7624
5929 | 21344400 | 5.5183 | 37.426 | 38.7645
5930 | 21348000 | 5.5183 | 37.4282 | 38.7667
5931 | 21351600 | 5.5184 | 37.4303 | 38.7688
5932 | 21355200 | 5.5184 | 37.4324 | 38.771
5933 | 21358800 | 5.5185 | 37.4346 | 38.7731
5934 | 21362400 | 5.5186 | 37.4367 | 38.7753
5935 | 21366000 | 5.5186 | 37.4388 | 38.7774
5936 | 21369600 | 5.5187 | 37.441 | 38.7795
5937 | 21373200 | 5.5188 | 37.4431 | 38.7817
5938 | 21376800 | 5.5188 | 37.4453 | 38.7838
5939 | 21380400 | 5.5189 | 37.4474 | 38.786
5940 | 21384000 | 5.5189 | 37.4495 | 38.7881
5941 | 21387600 | 5.519 | 37.4517 | 38.7903
5942 | 21391200 | 5.5191 | 37.4538 | 38.7924
5943 | 21394800 | 5.5191 | 37.4559 | 38.7945
5944 | 21398400 | 5.5192 | 37.4581 | 38.7967
5945 | 21402000 | 5.5193 | 37.4602 | 38.7988
5946 | 21405600 | 5.5193 | 37.4623 | 38.801
5947 | 21409200 | 5.5194 | 37.4645 | 38.8031
5948 | 21412800 | 5.5194 | 37.4666 | 38.8052
5949 | 21416400 | 5.5195 | 37.4687 | 38.8074
5950 | 21420000 | 5.5196 | 37.4709 | 38.8095
5951 | 21423600 | 5.5196 | 37.473 | 38.8117
5952 | 21427200 | 5.5197 | 37.4752 | 38.8138
5953 | 21430800 | 5.5198 | 37.4773 | 38.8159
5954 | 21434400 | 5.5198 | 37.4794 | 38.8181
5955 | 21438000 | 5.5199 | 37.4816 | 38.8202
5956 | 21441600 | 5.5199 | 37.4837 | 38.8224
5957 | 21445200 | 5.52 | 37.4858 | 38.8245
5958 | 21448800 | 5.5201 | 37.488 | 38.8266
5959 | 21452400 | 5.5201 | 37.4901 | 38.8288
5960 | 21456000 | 5.5202 | 37.4922 | 38.8309
5961 | 21459600 | 5.5203 | 37.4944 | 38.8331
5962 | 21463200 | 5.5203 | 37.4965 | 38.8352
5963 | 21466800 | 5.5204 | 37.4986 | 38.8373
5964 | 21470400 | 5.5204 | 37.5007 | 38.8395
5965 | 21474000 | 5.5205 | 37.5029 | 38.8416
5966 | 21477600 | 5.5206 | 37.505 | 38.8437
5967 | 21481200 | 5.5206 | 37.5071 | 38.8459
5968 | 21484800 | 5.5207 | 37.5093 | 38.848
5969 | 21488400 | 5.5208 | 37.5114 | 38.8501
5970 | 21492000 | 5.5208 | 37.5135 | 38.8523
5971 | 21495600 | 5.5209 | 37.5157 | 38.8544
5972 | 21499200 | 5.5209 | 37.5178 | 38.8566
5973 | 21502800 | 5.521 | 37.5199 | 38.8587
5974 | 21506400 | 5.5211 | 37.5221 | 38.8608
5975 | 21510000 | 5.5211 | 37.5242 | 38.863
5976 | 21513600 | 5.5212 | 37.5263 | 38.8651
5977 | 21517200 | 5.5213 | 37.5285 | 38.8672
5978 | 21520800 | 5.5213 | 37.5306 | 38.8694
5979 | 21524400 | 5.5214 | 37.5327 | 38.8715
5980 | 21528000 | 5.5214 | 37.5348 | 38.8736
5981 | 21531600 | 5.5215 | 37.537 | 38.8758
5982 | 21535200 | 5.5216 | 37.5391 | 38.8779
5983 | 21538800 | 5.5216 | 37.5412 | 38.88
5984 | 21542400 | 5.5217 | 37.5434 | 38.8822
5985 | 21546000 | 5.5217 | 37.5455 | 38.8843
5986 | 21549600 | 5.5218 | 37.5476 | 38.8864
5987 | 21553200 | 5.5219 | 37.5497 | 38.8886
5988 | 21556800 | 5.5219 | 37.5519 | 38.8907
5989 | 21560400 | 5.522 | 37.554 | 38.8928
5990 | 21564000 | 5.5221 | 37.5561 | 38.895
5991 | 21567600 | 5.5221 | 37.5583 | 38.8971
5992 | 21571200 | 5.5222 | 37.5604 | 38.8992
5993 | 21574800 | 5.5222 | 37.5625 | 38.9014
5994 | 21578400 | 5.5223 | 37.5646 | 38.9035
5995 | 21582000 | 5.5224 | 37.5668 | 38.9056
5996 | 21585600 | 5.5224 | 37.5689 | 38.9078
5997 | 21589200 | 5.5225 | 37.571 | 38.9099
5998 | 21592800 | 5.5226 | 37.5731 | 38.912
5999 | 21596400 | 5.5226 | 37.5753 | 38.9142
6000 | 21600000 | 5.5227 | 37.5774 | 38.9163
6001 | 21603600 | 5.5227 | 37.5795 | 38.9184
6002 | 21607200 | 5.5228 | 37.5816 | 38.9206
6003 | 21610800 | 5.5229 | 37.5838 | 38.9227
6004 | 21614400 | 5.5229 | 37.5859 | 38.9248
6005 | 21618000 | 5.523 | 37.588 | 38.927
6006 | 21621600 | 5.523 | 37.5901 | 38.9291
6007 | 21625200 | 5.5231 | 37.5923 | 38.9312
6008 | 21628800 | 5.5232 | 37.5944 | 38.9333
6009 | 21632400 | 5.5232 | 37.5965 | 38.9355
6010 | 21636000 | 5.5233 | 37.5986 | 38.9376
6011 | 21639600 | 5.5234 | 37.6008 | 38.9397
6012 | 21643200 | 5.5234 | 37.6029 | 38.9419
6013 | 21646800 | 5.5235 | 37.605 | 38.944
6014 | 21650400 | 5.5235 | 37.6071 | 38.9461
6015 | 21654000 | 5.5236 | 37.6093 | 38.9483
6016 | 21657600 | 5.5237 | 37.6114 | 38.9504
6017 | 21661200 | 5.5237 | 37.6135 | 38.9525
6018 | 21664800 | 5.5238 | 37.6156 | 38.9546
6019 | 21668400 | 5.5238 | 37.6178 | 38.9568
6020 | 21672000 | 5.5239 | 37.6199 | 38.9589
6021 | 21675600 | 5.524 | 37.622 | 38.961
6022 | 21679200 | 5.524 | 37.6241 | 38.9631
6023 | 21682800 | 5.5241 | 37.6262 | 38.9653
6024 | 21686400 | 5.5242 | 37.6284 | 38.9674
6025 | 21690000 | 5.5242 | 37.6305 | 38.9695
6026 | 21693600 | 5.5243 | 37.6326 | 38.9717
6027 | 21697200 | 5.5243 | 37.6347 | 38.9738
6028 | 21700800 | 5.5244 | 37.6369 | 38.9759
6029 | 21704400 | 5.5245 | 37.639 | 38.978
6030 | 21708000 | 5.5245 | 37.6411 | 38.9802
6031 | 21711600 | 5.5246 | 37.6432 | 38.9823
6032 | 21715200 | 5.5246 | 37.6453 | 38.9844
6033 | 21718800 | 5.5247 | 37.6475 | 38.9865
6034 | 21722400 | 5.5248 | 37.6496 | 38.9887
6035 | 21726000 | 5.5248 | 37.6517 | 38.9908
6036 | 21729600 | 5.5249 | 37.6538 | 38.9929
6037 | 21733200 | 5.525 | 37.6559 | 38.995
6038 | 21736800 | 5.525 | 37.6581 | 38.9972
6039 | 21740400 | 5.5251 | 37.6602 | 38.9993
6040 | 21744000 | 5.5251 | 37.6623 | 39.0014
6041 | 21747600 | 5.5252 | 37.6644 | 39.0035
6042 | 21751200 | 5.5253 | 37.6665 | 39.0057
6043 | 21754800 | 5.5253 | 37.6687 | 39.0078
6044 | 21758400 | 5.5254 | 37.6708 | 39.0099
6045 | 21762000 | 5.5254 | 37.6729 | 39.012
6046 | 21765600 | 5.5255 | 37.675 | 39.0142
6047 | 21769200 | 5.5256 | 37.6771 | 39.0163
6048 | 21772800 | 5.5256 | 37.6792 | 39.0184
6049 | 21776400 | 5.5257 | 37.6814 | 39.0205
6050 | 21780000 | 5.5257 | 37.6835 | 39.0227
6051 | 21783600 | 5.5258 | 37.6856 | 39.0248
6052 | 21787200 | 5.5259 | 37.6877 | 39.0269
6053 | 21790800 | 5.5259 | 37.6898 | 39.029
6054 | 21794400 | 5.526 | 37.6919 | 39.0311
6055 | 21798000 | 5.526 | 37.6941 | 39.0333
6056 | 21801600 | 5.5261 | 37.6962 | 39.0354
6057 | 21805200 | 5.5262 | 37.6983 | 39.0375
6058 | 21808800 | 5.5262 | 37.7004 | 39.0396
6059 | 21812400 | 5.5263 | 37.7025 | 39.0417
6060 | 21816000 | 5.5264 | 37.7046 | 39.0439
6061 | 21819600 | 5.5264 | 37.7068 | 39.046
6062 | 21823200 | 5.5265 | 37.7089 | 39.0481
6063 | 21826800 | 5.5265 | 37.711 | 39.0502
6064 | 21830400 | 5.5266 | 37.7131 | 39.0524
6065 | 21834000 | 5.5267 | 37.7152 | 39.0545
6066 | 21837600 | 5.5267 | 37.7173 | 39.0566
6067 | 21841200 | 5.5268 | 37.7195 | 39.0587
6068 | 21844800 | 5.5268 | 37.7216 | 39.0608
6069 | 21848400 | 5.5269 | 37.7237 | 39.063
6070 | 21852000 | 5.527 | 37.7258 | 39.0651
6071 | 21855600 | 5.527 | 37.7279 | 39.0672
6072 | 21859200 | 5.5271 | 37.73 | 39.0693
6073 | 21862800 | 5.5271 | 37.7321 | 39.0714
6074 | 21866400 | 5.5272 | 37.7343 | 39.0735
6075 | 21870000 | 5.5273 | 37.7364 | 39.0757
6076 | 21873600 | 5.5273 | 37.7385 | 39.0778
6077 | 21877200 | 5.5274 | 37.7406 | 39.0799
6078 | 21880800 | 5.5274 | 37.7427 | 39.082
6079 | 21884400 | 5.5275 | 37.7448 | 39.0841
6080 | 21888000 | 5.5276 | 37.7469 | 39.0863
6081 | 21891600 | 5.5276 | 37.749 | 39.0884
6082 | 21895200 | 5.5277 | 37.7512 | 39.0905
6083 | 21898800 | 5.5277 | 37.7533 | 39.0926
6084 | 21902400 | 5.5278 | 37.7554 | 39.0947
6085 | 21906000 | 5.5279 | 37.7575 | 39.0968
6086 | 21909600 | 5.5279 | 37.7596 | 39.099
6087 | 21913200 | 5.528 | 37.7617 | 39.1011
6088 | 21916800 | 5.5281 | 37.7638 | 39.1032
6089 | 21920400 | 5.5281 | 37.7659 | 39.1053
6090 | 21924000 | 5.5282 | 37.768 | 39.1074
6091 | 21927600 | 5.5282 | 37.7702 | 39.1095
6092 | 21931200 | 5.5283 | 37.7723 | 39.1117
6093 | 21934800 | 5.5284 | 37.7744 | 39.1138
6094 | 21938400 | 5.5284 | 37.7765 | 39.1159
6095 | 21942000 | 5.5285 | 37.7786 | 39.118
6096 | 21945600 | 5.5285 | 37.7807 | 39.1201
6097 | 21949200 | 5.5286 | 37.7828 | 39.1222
6098 | 21952800 | 5.5287 | 37.7849 | 39.1243
6099 | 21956400 | 5.5287 | 37.787 | 39.1265
6100 | 21960000 | 5.5288 | 37.7891 | 39.1286
6101 | 21963600 | 5.5288 | 37.7913 | 39.1307
6102 | 21967200 | 5.5289 | 37.7934 | 39.1328
6103 | 21970800 | 5.529 | 37.7955 | 39.1349
6104 | 21974400 | 5.529 | 37.7976 | 39.137
6105 | 21978000 | 5.5291 | 37.7997 | 39.1391
6106 | 21981600 | 5.5291 | 37.8018 | 39.1413
6107 | 21985200 | 5.5292 | 37.8039 | 39.1434
6108 | 21988800 | 5.5293 | 37.806 | 39.1455
6109 | 21992400 | 5.5293 | 37.8081 | 39.1476
6110 | 21996000 | 5.5294 | 37.8102 | 39.1497
6111 | 21999600 | 5.5294 | 37.8123 | 39.1518
6112 | 22003200 | 5.5295 | 37.8144 | 39.1539
6113 | 22006800 | 5.5296 | 37.8166 | 39.1561
6114 | 22010400 | 5.5296 | 37.8187 | 39.1582
6115 | 22014000 | 5.5297 | 37.8208 | 39.1603
6116 | 22017600 | 5.5297 | 37.8229 | 39.1624
6117 | 22021200 | 5.5298 | 37.825 | 39.1645
6118 | 22024800 | 5.5299 | 37.8271 | 39.1666
6119 | 22028400 | 5.5299 | 37.8292 | 39.1687
6120 | 22032000 | 5.53 | 37.8313 | 39.1708
6121 | 22035600 | 5.53 | 37.8334 | 39.1729
6122 | 22039200 | 5.5301 | 37.8355 | 39.1751
6123 | 22042800 | 5.5302 | 37.8376 | 39.1772
6124 | 22046400 | 5.5302 | 37.8397 | 39.1793
6125 | 22050000 | 5.5303 | 37.8418 | 39.1814
6126 | 22053600 | 5.5303 | 37.8439 | 39.1835
6127 | 22057200 | 5.5304 | 37.846 | 39.1856
6128 | 22060800 | 5.5305 | 37.8481 | 39.1877
6129 | 22064400 | 5.5305 | 37.8502 | 39.1898
6130 | 22068000 | 5.5306 | 37.8523 | 39.1919
6131 | 22071600 | 5.5306 | 37.8545 | 39.194
6132 | 22075200 | 5.5307 | 37.8566 | 39.1962
6133 | 22078800 | 5.5308 | 37.8587 | 39.1983
6134 | 22082400 | 5.5308 | 37.8608 | 39.2004
6135 | 22086000 | 5.5309 | 37.8629 | 39.2025
6136 | 22089600 | 5.5309 | 37.865 | 39.2046
6137 | 22093200 | 5.531 | 37.8671 | 39.2067
6138 | 22096800 | 5.5311 | 37.8692 | 39.2088
6139 | 22100400 | 5.5311 | 37.8713 | 39.2109
6140 | 22104000 | 5.5312 | 37.8734 | 39.213
6141 | 22107600 | 5.5312 | 37.8755 | 39.2151
6142 | 22111200 | 5.5313 | 37.8776 | 39.2172
6143 | 22114800 | 5.5314 | 37.8797 | 39.2193
6144 | 22118400 | 5.5314 | 37.8818 | 39.2214
6145 | 22122000 | 5.5315 | 37.8839 | 39.2236
6146 | 22125600 | 5.5315 | 37.886 | 39.2257
6147 | 22129200 | 5.5316 | 37.8881 | 39.2278
6148 | 22132800 | 5.5317 | 37.8902 | 39.2299
6149 | 22136400 | 5.5317 | 37.8923 | 39.232
6150 | 22140000 | 5.5318 | 37.8944 | 39.2341
6151 | 22143600 | 5.5318 | 37.8965 | 39.2362
6152 | 22147200 | 5.5319 | 37.8986 | 39.2383
6153 | 22150800 | 5.5319 | 37.9007 | 39.2404
6154 | 22154400 | 5.532 | 37.9028 | 39.2425
6155 | 22158000 | 5.5321 | 37.9049 | 39.2446
6156 | 22161600 | 5.5321 | 37.907 | 39.2467
6157 | 22165200 | 5.5322 | 37.9091 | 39.2488
6158 | 22168800 | 5.5322 | 37.9112 | 39.2509
6159 | 22172400 | 5.5323 | 37.9133 | 39.253
6160 | 22176000 | 5.5324 | 37.9154 | 39.2551
6161 | 22179600 | 5.5324 | 37.9175 | 39.2572
6162 | 22183200 | 5.5325 | 37.9196 | 39.2593
6163 | 22186800 | 5.5325 | 37.9217 | 39.2615
6164 | 22190400 | 5.5326 | 37.9238 | 39.2636
6165 | 22194000 | 5.5327 | 37.9259 | 39.2657
6166 | 22197600 | 5.5327 | 37.928 | 39.2678
6167 | 22201200 | 5.5328 | 37.9301 | 39.2699
6168 | 22204800 | 5.5328 | 37.9322 | 39.272
6169 | 22208400 | 5.5329 | 37.9343 | 39.2741
6170 | 22212000 | 5.533 | 37.9364 | 39.2762
6171 | 22215600 | 5.533 | 37.9385 | 39.2783
6172 | 22219200 | 5.5331 | 37.9406 | 39.2804
6173 | 22222800 | 5.5331 | 37.9427 | 39.2825
6174 | 22226400 | 5.5332 | 37.9448 | 39.2846
6175 | 22230000 | 5.5333 | 37.9469 | 39.2867
6176 | 22233600 | 5.5333 | 37.949 | 39.2888
6177 | 22237200 | 5.5334 | 37.9511 | 39.2909
6178 | 22240800 | 5.5334 | 37.9532 | 39.293
6179 | 22244400 | 5.5335 | 37.9553 | 39.2951
6180 | 22248000 | 5.5336 | 37.9574 | 39.2972
6181 | 22251600 | 5.5336 | 37.9594 | 39.2993
6182 | 22255200 | 5.5337 | 37.9615 | 39.3014
6183 | 22258800 | 5.5337 | 37.9636 | 39.3035
6184 | 22262400 | 5.5338 | 37.9657 | 39.3056
6185 | 22266000 | 5.5338 | 37.9678 | 39.3077
6186 | 22269600 | 5.5339 | 37.9699 | 39.3098
6187 | 22273200 | 5.534 | 37.972 | 39.3119
6188 | 22276800 | 5.534 | 37.9741 | 39.314
6189 | 22280400 | 5.5341 | 37.9762 | 39.3161
6190 | 22284000 | 5.5341 | 37.9783 | 39.3182
6191 | 22287600 | 5.5342 | 37.9804 | 39.3203
6192 | 22291200 | 5.5343 | 37.9825 | 39.3224
6193 | 22294800 | 5.5343 | 37.9846 | 39.3245
6194 | 22298400 | 5.5344 | 37.9867 | 39.3266
6195 | 22302000 | 5.5344 | 37.9888 | 39.3287
6196 | 22305600 | 5.5345 | 37.9909 | 39.3308
6197 | 22309200 | 5.5346 | 37.993 | 39.3329
6198 | 22312800 | 5.5346 | 37.9951 | 39.335
6199 | 22316400 | 5.5347 | 37.9971 | 39.3371
6200 | 22320000 | 5.5347 | 37.9992 | 39.3392
6201 | 22323600 | 5.5348 | 38.0013 | 39.3413
6202 | 22327200 | 5.5348 | 38.0034 | 39.3434
6203 | 22330800 | 5.5349 | 38.0055 | 39.3455
6204 | 22334400 | 5.535 | 38.0076 | 39.3476
6205 | 22338000 | 5.535 | 38.0097 | 39.3497
6206 | 22341600 | 5.5351 | 38.0118 | 39.3518
6207 | 22345200 | 5.5351 | 38.0139 | 39.3539
6208 | 22348800 | 5.5352 | 38.016 | 39.356
6209 | 22352400 | 5.5353 | 38.0181 | 39.3581
6210 | 22356000 | 5.5353 | 38.0202 | 39.3602
6211 | 22359600 | 5.5354 | 38.0223 | 39.3623
6212 | 22363200 | 5.5354 | 38.0243 | 39.3643
6213 | 22366800 | 5.5355 | 38.0264 | 39.3664
6214 | 22370400 | 5.5356 | 38.0285 | 39.3685
6215 | 22374000 | 5.5356 | 38.0306 | 39.3706
6216 | 22377600 | 5.5357 | 38.0327 | 39.3727
6217 | 22381200 | 5.5357 | 38.0348 | 39.3748
6218 | 22384800 | 5.5358 | 38.0369 | 39.3769
6219 | 22388400 | 5.5358 | 38.039 | 39.379
6220 | 22392000 | 5.5359 | 38.0411 | 39.3811
6221 | 22395600 | 5.536 | 38.0432 | 39.3832
6222 | 22399200 | 5.536 | 38.0452 | 39.3853
6223 | 22402800 | 5.5361 | 38.0473 | 39.3874
6224 | 22406400 | 5.5361 | 38.0494 | 39.3895
6225 | 22410000 | 5.5362 | 38.0515 | 39.3916
6226 | 22413600 | 5.5363 | 38.0536 | 39.3937
6227 | 22417200 | 5.5363 | 38.0557 | 39.3958
6228 | 22420800 | 5.5364 | 38.0578 | 39.3979
6229 | 22424400 | 5.5364 | 38.0599 | 39.4
6230 | 22428000 | 5.5365 | 38.062 | 39.402
6231 | 22431600 | 5.5365 | 38.064 | 39.4041
6232 | 22435200 | 5.5366 | 38.0661 | 39.4062
6233 | 22438800 | 5.5367 | 38.0682 | 39.4083
6234 | 22442400 | 5.5367 | 38.0703 | 39.4104
6235 | 22446000 | 5.5368 | 38.0724 | 39.4125
6236 | 22449600 | 5.5368 | 38.0745 | 39.4146
6237 | 22453200 | 5.5369 | 38.0766 | 39.4167
6238 | 22456800 | 5.537 | 38.0787 | 39.4188
6239 | 22460400 | 5.537 | 38.0807 | 39.4209
6240 | 22464000 | 5.5371 | 38.0828 | 39.423
6241 | 22467600 | 5.5371 | 38.0849 | 39.4251
6242 | 22471200 | 5.5372 | 38.087 | 39.4272
6243 | 22474800 | 5.5372 | 38.0891 | 39.4292
6244 | 22478400 | 5.5373 | 38.0912 | 39.4313
6245 | 22482000 | 5.5374 | 38.0933 | 39.4334
6246 | 22485600 | 5.5374 | 38.0953 | 39.4355
6247 | 22489200 | 5.5375 | 38.0974 | 39.4376
6248 | 22492800 | 5.5375 | 38.0995 | 39.4397
6249 | 22496400 | 5.5376 | 38.1016 | 39.4418
6250 | 22500000 | 5.5377 | 38.1037 | 39.4439
6251 | 22503600 | 5.5377 | 38.1058 | 39.446
6252 | 22507200 | 5.5378 | 38.1078 | 39.4481
6253 | 22510800 | 5.5378 | 38.1099 | 39.4501
6254 | 22514400 | 5.5379 | 38.112 | 39.4522
6255 | 22518000 | 5.5379 | 38.1141 | 39.4543
6256 | 22521600 | 5.538 | 38.1162 | 39.4564
6257 | 22525200 | 5.5381 | 38.1183 | 39.4585
6258 | 22528800 | 5.5381 | 38.1204 | 39.4606
6259 | 22532400 | 5.5382 | 38.1224 | 39.4627
6260 | 22536000 | 5.5382 | 38.1245 | 39.4648
6261 | 22539600 | 5.5383 | 38.1266 | 39.4669
6262 | 22543200 | 5.5384 | 38.1287 | 39.4689
6263 | 22546800 | 5.5384 | 38.1308 | 39.471
6264 | 22550400 | 5.5385 | 38.1328 | 39.4731
6265 | 22554000 | 5.5385 | 38.1349 | 39.4752
6266 | 22557600 | 5.5386 | 38.137 | 39.4773
6267 | 22561200 | 5.5386 | 38.1391 | 39.4794
6268 | 22564800 | 5.5387 | 38.1412 | 39.4815
6269 | 22568400 | 5.5388 | 38.1433 | 39.4835
6270 | 22572000 | 5.5388 | 38.1453 | 39.4856
6271 | 22575600 | 5.5389 | 38.1474 | 39.4877
6272 | 22579200 | 5.5389 | 38.1495 | 39.4898
6273 | 22582800 | 5.539 | 38.1516 | 39.4919
6274 | 22586400 | 5.539 | 38.1537 | 39.494
6275 | 22590000 | 5.5391 | 38.1557 | 39.4961
6276 | 22593600 | 5.5392 | 38.1578 | 39.4982
6277 | 22597200 | 5.5392 | 38.1599 | 39.5002
6278 | 22600800 | 5.5393 | 38.162 | 39.5023
6279 | 22604400 | 5.5393 | 38.1641 | 39.5044
6280 | 22608000 | 5.5394 | 38.1661 | 39.5065
6281 | 22611600 | 5.5395 | 38.1682 | 39.5086
6282 | 22615200 | 5.5395 | 38.1703 | 39.5107
6283 | 22618800 | 5.5396 | 38.1724 | 39.5127
6284 | 22622400 | 5.5396 | 38.1745 | 39.5148
6285 | 22626000 | 5.5397 | 38.1765 | 39.5169
6286 | 22629600 | 5.5397 | 38.1786 | 39.519
6287 | 22633200 | 5.5398 | 38.1807 | 39.5211
6288 | 22636800 | 5.5399 | 38.1828 | 39.5232
6289 | 22640400 | 5.5399 | 38.1849 | 39.5253
6290 | 22644000 | 5.54 | 38.1869 | 39.5273
6291 | 22647600 | 5.54 | 38.189 | 39.5294
6292 | 22651200 | 5.5401 | 38.1911 | 39.5315
6293 | 22654800 | 5.5401 | 38.1932 | 39.5336
6294 | 22658400 | 5.5402 | 38.1953 | 39.5357
6295 | 22662000 | 5.5403 | 38.1973 | 39.5377
6296 | 22665600 | 5.5403 | 38.1994 | 39.5398
6297 | 22669200 | 5.5404 | 38.2015 | 39.5419
6298 | 22672800 | 5.5404 | 38.2036 | 39.544
6299 | 22676400 | 5.5405 | 38.2056 | 39.5461
6300 | 22680000 | 5.5405 | 38.2077 | 39.5482
6301 | 22683600 | 5.5406 | 38.2098 | 39.5502
6302 | 22687200 | 5.5407 | 38.2119 | 39.5523
6303 | 22690800 | 5.5407 | 38.2139 | 39.5544
6304 | 22694400 | 5.5408 | 38.216 | 39.5565
6305 | 22698000 | 5.5408 | 38.2181 | 39.5586
6306 | 22701600 | 5.5409 | 38.2202 | 39.5606
6307 | 22705200 | 5.5409 | 38.2222 | 39.5627
6308 | 22708800 | 5.541 | 38.2243 | 39.5648
6309 | 22712400 | 5.5411 | 38.2264 | 39.5669
6310 | 22716000 | 5.5411 | 38.2285 | 39.569
6311 | 22719600 | 5.5412 | 38.2306 | 39.571
6312 | 22723200 | 5.5412 | 38.2326 | 39.5731
6313 | 22726800 | 5.5413 | 38.2347 | 39.5752
6314 | 22730400 | 5.5413 | 38.2368 | 39.5773
6315 | 22734000 | 5.5414 | 38.2388 | 39.5794
6316 | 22737600 | 5.5415 | 38.2409 | 39.5814
6317 | 22741200 | 5.5415 | 38.243 | 39.5835
6318 | 22744800 | 5.5416 | 38.2451 | 39.5856
6319 | 22748400 | 5.5416 | 38.2471 | 39.5877
6320 | 22752000 | 5.5417 | 38.2492 | 39.5898
6321 | 22755600 | 5.5418 | 38.2513 | 39.5918
6322 | 22759200 | 5.5418 | 38.2534 | 39.5939
6323 | 22762800 | 5.5419 | 38.2554 | 39.596
6324 | 22766400 | 5.5419 | 38.2575 | 39.5981
6325 | 22770000 | 5.542 | 38.2596 | 39.6002
6326 | 22773600 | 5.542 | 38.2617 | 39.6022
6327 | 22777200 | 5.5421 | 38.2637 | 39.6043
6328 | 22780800 | 5.5422 | 38.2658 | 39.6064
6329 | 22784400 | 5.5422 | 38.2679 | 39.6085
6330 | 22788000 | 5.5423 | 38.2699 | 39.6105
6331 | 22791600 | 5.5423 | 38.272 | 39.6126
6332 | 22795200 | 5.5424 | 38.2741 | 39.6147
6333 | 22798800 | 5.5424 | 38.2762 | 39.6168
6334 | 22802400 | 5.5425 | 38.2782 | 39.6188
6335 | 22806000 | 5.5426 | 38.2803 | 39.6209
6336 | 22809600 | 5.5426 | 38.2824 | 39.623
6337 | 22813200 | 5.5427 | 38.2844 | 39.6251
6338 | 22816800 | 5.5427 | 38.2865 | 39.6271
6339 | 22820400 | 5.5428 | 38.2886 | 39.6292
6340 | 22824000 | 5.5428 | 38.2907 | 39.6313
6341 | 22827600 | 5.5429 | 38.2927 | 39.6334
6342 | 22831200 | 5.5429 | 38.2948 | 39.6355
6343 | 22834800 | 5.543 | 38.2969 | 39.6375
6344 | 22838400 | 5.5431 | 38.2989 | 39.6396
6345 | 22842000 | 5.5431 | 38.301 | 39.6417
6346 | 22845600 | 5.5432 | 38.3031 | 39.6437
6347 | 22849200 | 5.5432 | 38.3051 | 39.6458
6348 | 22852800 | 5.5433 | 38.3072 | 39.6479
6349 | 22856400 | 5.5433 | 38.3093 | 39.65
6350 | 22860000 | 5.5434 | 38.3114 | 39.652
6351 | 22863600 | 5.5435 | 38.3134 | 39.6541
6352 | 22867200 | 5.5435 | 38.3155 | 39.6562
6353 | 22870800 | 5.5436 | 38.3176 | 39.6583
6354 | 22874400 | 5.5436 | 38.3196 | 39.6603
6355 | 22878000 | 5.5437 | 38.3217 | 39.6624
6356 | 22881600 | 5.5437 | 38.3238 | 39.6645
6357 | 22885200 | 5.5438 | 38.3258 | 39.6666
6358 | 22888800 | 5.5439 | 38.3279 | 39.6686
6359 | 22892400 | 5.5439 | 38.33 | 39.6707
6360 | 22896000 | 5.544 | 38.332 | 39.6728
6361 | 22899600 | 5.544 | 38.3341 | 39.6748
6362 | 22903200 | 5.5441 | 38.3362 | 39.6769
6363 | 22906800 | 5.5441 | 38.3382 | 39.679
6364 | 22910400 | 5.5442 | 38.3403 | 39.6811
6365 | 22914000 | 5.5443 | 38.3424 | 39.6831
6366 | 22917600 | 5.5443 | 38.3444 | 39.6852
6367 | 22921200 | 5.5444 | 38.3465 | 39.6873
6368 | 22924800 | 5.5444 | 38.3486 | 39.6893
6369 | 22928400 | 5.5445 | 38.3506 | 39.6914
6370 | 22932000 | 5.5445 | 38.3527 | 39.6935
6371 | 22935600 | 5.5446 | 38.3548 | 39.6956
6372 | 22939200 | 5.5447 | 38.3568 | 39.6976
6373 | 22942800 | 5.5447 | 38.3589 | 39.6997
6374 | 22946400 | 5.5448 | 38.361 | 39.7018
6375 | 22950000 | 5.5448 | 38.363 | 39.7038
6376 | 22953600 | 5.5449 | 38.3651 | 39.7059
6377 | 22957200 | 5.5449 | 38.3672 | 39.708
6378 | 22960800 | 5.545 | 38.3692 | 39.71
6379 | 22964400 | 5.545 | 38.3713 | 39.7121
6380 | 22968000 | 5.5451 | 38.3734 | 39.7142
6381 | 22971600 | 5.5452 | 38.3754 | 39.7163
6382 | 22975200 | 5.5452 | 38.3775 | 39.7183
6383 | 22978800 | 5.5453 | 38.3795 | 39.7204
6384 | 22982400 | 5.5453 | 38.3816 | 39.7225
6385 | 22986000 | 5.5454 | 38.3837 | 39.7245
6386 | 22989600 | 5.5454 | 38.3857 | 39.7266
6387 | 22993200 | 5.5455 | 38.3878 | 39.7287
6388 | 22996800 | 5.5456 | 38.3899 | 39.7307
6389 | 23000400 | 5.5456 | 38.3919 | 39.7328
6390 | 23004000 | 5.5457 | 38.394 | 39.7349
6391 | 23007600 | 5.5457 | 38.3961 | 39.7369
6392 | 23011200 | 5.5458 | 38.3981 | 39.739
6393 | 23014800 | 5.5458 | 38.4002 | 39.7411
6394 | 23018400 | 5.5459 | 38.4022 | 39.7431
6395 | 23022000 | 5.5459 | 38.4043 | 39.7452
6396 | 23025600 | 5.546 | 38.4064 | 39.7473
6397 | 23029200 | 5.5461 | 38.4084 | 39.7493
6398 | 23032800 | 5.5461 | 38.4105 | 39.7514
6399 | 23036400 | 5.5462 | 38.4125 | 39.7535
6400 | 23040000 | 5.5462 | 38.4146 | 39.7555
6401 | 23043600 | 5.5463 | 38.4167 | 39.7576
6402 | 23047200 | 5.5463 | 38.4187 | 39.7597
6403 | 23050800 | 5.5464 | 38.4208 | 39.7617
6404 | 23054400 | 5.5465 | 38.4228 | 39.7638
6405 | 23058000 | 5.5465 | 38.4249 | 39.7659
6406 | 23061600 | 5.5466 | 38.427 | 39.7679
6407 | 23065200 | 5.5466 | 38.429 | 39.77
6408 | 23068800 | 5.5467 | 38.4311 | 39.7721
6409 | 23072400 | 5.5467 | 38.4332 | 39.7741
6410 | 23076000 | 5.5468 | 38.4352 | 39.7762
6411 | 23079600 | 5.5468 | 38.4373 | 39.7783
6412 | 23083200 | 5.5469 | 38.4393 | 39.7803
6413 | 23086800 | 5.547 | 38.4414 | 39.7824
6414 | 23090400 | 5.547 | 38.4434 | 39.7844
6415 | 23094000 | 5.5471 | 38.4455 | 39.7865
6416 | 23097600 | 5.5471 | 38.4476 | 39.7886
6417 | 23101200 | 5.5472 | 38.4496 | 39.7906
6418 | 23104800 | 5.5472 | 38.4517 | 39.7927
6419 | 23108400 | 5.5473 | 38.4537 | 39.7948
6420 | 23112000 | 5.5473 | 38.4558 | 39.7968
6421 | 23115600 | 5.5474 | 38.4579 | 39.7989
6422 | 23119200 | 5.5475 | 38.4599 | 39.801
6423 | 23122800 | 5.5475 | 38.462 | 39.803
6424 | 23126400 | 5.5476 | 38.464 | 39.8051
6425 | 23130000 | 5.5476 | 38.4661 | 39.8071
6426 | 23133600 | 5.5477 | 38.4681 | 39.8092
6427 | 23137200 | 5.5477 | 38.4702 | 39.8113
6428 | 23140800 | 5.5478 | 38.4723 | 39.8133
6429 | 23144400 | 5.5479 | 38.4743 | 39.8154
6430 | 23148000 | 5.5479 | 38.4764 | 39.8174
6431 | 23151600 | 5.548 | 38.4784 | 39.8195
6432 | 23155200 | 5.548 | 38.4805 | 39.8216
6433 | 23158800 | 5.5481 | 38.4825 | 39.8236
6434 | 23162400 | 5.5481 | 38.4846 | 39.8257
6435 | 23166000 | 5.5482 | 38.4867 | 39.8278
6436 | 23169600 | 5.5482 | 38.4887 | 39.8298
6437 | 23173200 | 5.5483 | 38.4908 | 39.8319
6438 | 23176800 | 5.5484 | 38.4928 | 39.8339
6439 | 23180400 | 5.5484 | 38.4949 | 39.836
6440 | 23184000 | 5.5485 | 38.4969 | 39.8381
6441 | 23187600 | 5.5485 | 38.499 | 39.8401
6442 | 23191200 | 5.5486 | 38.501 | 39.8422
6443 | 23194800 | 5.5486 | 38.5031 | 39.8442
6444 | 23198400 | 5.5487 | 38.5051 | 39.8463
6445 | 23202000 | 5.5487 | 38.5072 | 39.8483
6446 | 23205600 | 5.5488 | 38.5093 | 39.8504
6447 | 23209200 | 5.5489 | 38.5113 | 39.8525
6448 | 23212800 | 5.5489 | 38.5134 | 39.8545
6449 | 23216400 | 5.549 | 38.5154 | 39.8566
6450 | 23220000 | 5.549 | 38.5175 | 39.8586
6451 | 23223600 | 5.5491 | 38.5195 | 39.8607
6452 | 23227200 | 5.5491 | 38.5216 | 39.8628
6453 | 23230800 | 5.5492 | 38.5236 | 39.8648
6454 | 23234400 | 5.5492 | 38.5257 | 39.8669
6455 | 23238000 | 5.5493 | 38.5277 | 39.8689
6456 | 23241600 | 5.5494 | 38.5298 | 39.871
6457 | 23245200 | 5.5494 | 38.5318 | 39.873
6458 | 23248800 | 5.5495 | 38.5339 | 39.8751
6459 | 23252400 | 5.5495 | 38.5359 | 39.8772
6460 | 23256000 | 5.5496 | 38.538 | 39.8792
6461 | 23259600 | 5.5496 | 38.54 | 39.8813
6462 | 23263200 | 5.5497 | 38.5421 | 39.8833
6463 | 23266800 | 5.5497 | 38.5442 | 39.8854
6464 | 23270400 | 5.5498 | 38.5462 | 39.8874
6465 | 23274000 | 5.5499 | 38.5483 | 39.8895
6466 | 23277600 | 5.5499 | 38.5503 | 39.8916
6467 | 23281200 | 5.55 | 38.5524 | 39.8936
6468 | 23284800 | 5.55 | 38.5544 | 39.8957
6469 | 23288400 | 5.5501 | 38.5565 | 39.8977
6470 | 23292000 | 5.5501 | 38.5585 | 39.8998
6471 | 23295600 | 5.5502 | 38.5606 | 39.9018
6472 | 23299200 | 5.5502 | 38.5626 | 39.9039
6473 | 23302800 | 5.5503 | 38.5647 | 39.9059
6474 | 23306400 | 5.5504 | 38.5667 | 39.908
6475 | 23310000 | 5.5504 | 38.5688 | 39.91
6476 | 23313600 | 5.5505 | 38.5708 | 39.9121
6477 | 23317200 | 5.5505 | 38.5729 | 39.9142
6478 | 23320800 | 5.5506 | 38.5749 | 39.9162
6479 | 23324400 | 5.5506 | 38.577 | 39.9183
6480 | 23328000 | 5.5507 | 38.579 | 39.9203
6481 | 23331600 | 5.5507 | 38.5811 | 39.9224
6482 | 23335200 | 5.5508 | 38.5831 | 39.9244
6483 | 23338800 | 5.5508 | 38.5851 | 39.9265
6484 | 23342400 | 5.5509 | 38.5872 | 39.9285
6485 | 23346000 | 5.551 | 38.5892 | 39.9306
6486 | 23349600 | 5.551 | 38.5913 | 39.9326
6487 | 23353200 | 5.5511 | 38.5933 | 39.9347
6488 | 23356800 | 5.5511 | 38.5954 | 39.9367
6489 | 23360400 | 5.5512 | 38.5974 | 39.9388
6490 | 23364000 | 5.5512 | 38.5995 | 39.9408
6491 | 23367600 | 5.5513 | 38.6015 | 39.9429
6492 | 23371200 | 5.5513 | 38.6036 | 39.9449
6493 | 23374800 | 5.5514 | 38.6056 | 39.947
6494 | 23378400 | 5.5515 | 38.6077 | 39.9491
6495 | 23382000 | 5.5515 | 38.6097 | 39.9511
6496 | 23385600 | 5.5516 | 38.6118 | 39.9532
6497 | 23389200 | 5.5516 | 38.6138 | 39.9552
6498 | 23392800 | 5.5517 | 38.6159 | 39.9573
6499 | 23396400 | 5.5517 | 38.6179 | 39.9593
6500 | 23400000 | 5.5518 | 38.6199 | 39.9614
6501 | 23403600 | 5.5518 | 38.622 | 39.9634
6502 | 23407200 | 5.5519 | 38.624 | 39.9655
6503 | 23410800 | 5.5519 | 38.6261 | 39.9675
6504 | 23414400 | 5.552 | 38.6281 | 39.9696
6505 | 23418000 | 5.5521 | 38.6302 | 39.9716
6506 | 23421600 | 5.5521 | 38.6322 | 39.9737
6507 | 23425200 | 5.5522 | 38.6343 | 39.9757
6508 | 23428800 | 5.5522 | 38.6363 | 39.9778
6509 | 23432400 | 5.5523 | 38.6384 | 39.9798
6510 | 23436000 | 5.5523 | 38.6404 | 39.9819
6511 | 23439600 | 5.5524 | 38.6424 | 39.9839
6512 | 23443200 | 5.5524 | 38.6445 | 39.986
6513 | 23446800 | 5.5525 | 38.6465 | 39.988
6514 | 23450400 | 5.5525 | 38.6486 | 39.9901
6515 | 23454000 | 5.5526 | 38.6506 | 39.9921
6516 | 23457600 | 5.5527 | 38.6527 | 39.9941
6517 | 23461200 | 5.5527 | 38.6547 | 39.9962
6518 | 23464800 | 5.5528 | 38.6567 | 39.9982
6519 | 23468400 | 5.5528 | 38.6588 | 40.0003
6520 | 23472000 | 5.5529 | 38.6608 | 40.0023
6521 | 23475600 | 5.5529 | 38.6629 | 40.0044
6522 | 23479200 | 5.553 | 38.6649 | 40.0064
6523 | 23482800 | 5.553 | 38.667 | 40.0085
6524 | 23486400 | 5.5531 | 38.669 | 40.0105
6525 | 23490000 | 5.5532 | 38.671 | 40.0126
6526 | 23493600 | 5.5532 | 38.6731 | 40.0146
6527 | 23497200 | 5.5533 | 38.6751 | 40.0167
6528 | 23500800 | 5.5533 | 38.6772 | 40.0187
6529 | 23504400 | 5.5534 | 38.6792 | 40.0208
6530 | 23508000 | 5.5534 | 38.6813 | 40.0228
6531 | 23511600 | 5.5535 | 38.6833 | 40.0249
6532 | 23515200 | 5.5535 | 38.6853 | 40.0269
6533 | 23518800 | 5.5536 | 38.6874 | 40.0289
6534 | 23522400 | 5.5536 | 38.6894 | 40.031
6535 | 23526000 | 5.5537 | 38.6915 | 40.033
6536 | 23529600 | 5.5538 | 38.6935 | 40.0351
6537 | 23533200 | 5.5538 | 38.6955 | 40.0371
6538 | 23536800 | 5.5539 | 38.6976 | 40.0392
6539 | 23540400 | 5.5539 | 38.6996 | 40.0412
6540 | 23544000 | 5.554 | 38.7017 | 40.0433
6541 | 23547600 | 5.554 | 38.7037 | 40.0453
6542 | 23551200 | 5.5541 | 38.7057 | 40.0473
6543 | 23554800 | 5.5541 | 38.7078 | 40.0494
6544 | 23558400 | 5.5542 | 38.7098 | 40.0514
6545 | 23562000 | 5.5542 | 38.7119 | 40.0535
6546 | 23565600 | 5.5543 | 38.7139 | 40.0555
6547 | 23569200 | 5.5543 | 38.7159 | 40.0576
6548 | 23572800 | 5.5544 | 38.718 | 40.0596
6549 | 23576400 | 5.5545 | 38.72 | 40.0617
6550 | 23580000 | 5.5545 | 38.7221 | 40.0637
6551 | 23583600 | 5.5546 | 38.7241 | 40.0657
6552 | 23587200 | 5.5546 | 38.7261 | 40.0678
6553 | 23590800 | 5.5547 | 38.7282 | 40.0698
6554 | 23594400 | 5.5547 | 38.7302 | 40.0719
6555 | 23598000 | 5.5548 | 38.7322 | 40.0739
6556 | 23601600 | 5.5548 | 38.7343 | 40.0759
6557 | 23605200 | 5.5549 | 38.7363 | 40.078
6558 | 23608800 | 5.5549 | 38.7384 | 40.08
6559 | 23612400 | 5.555 | 38.7404 | 40.0821
6560 | 23616000 | 5.5551 | 38.7424 | 40.0841
6561 | 23619600 | 5.5551 | 38.7445 | 40.0862
6562 | 23623200 | 5.5552 | 38.7465 | 40.0882
6563 | 23626800 | 5.5552 | 38.7485 | 40.0902
6564 | 23630400 | 5.5553 | 38.7506 | 40.0923
6565 | 23634000 | 5.5553 | 38.7526 | 40.0943
6566 | 23637600 | 5.5554 | 38.7546 | 40.0964
6567 | 23641200 | 5.5554 | 38.7567 | 40.0984
6568 | 23644800 | 5.5555 | 38.7587 | 40.1004
6569 | 23648400 | 5.5555 | 38.7608 | 40.1025
6570 | 23652000 | 5.5556 | 38.7628 | 40.1045
6571 | 23655600 | 5.5557 | 38.7648 | 40.1066
6572 | 23659200 | 5.5557 | 38.7669 | 40.1086
6573 | 23662800 | 5.5558 | 38.7689 | 40.1106
6574 | 23666400 | 5.5558 | 38.7709 | 40.1127
6575 | 23670000 | 5.5559 | 38.773 | 40.1147
6576 | 23673600 | 5.5559 | 38.775 | 40.1168
6577 | 23677200 | 5.556 | 38.777 | 40.1188
6578 | 23680800 | 5.556 | 38.7791 | 40.1208
6579 | 23684400 | 5.5561 | 38.7811 | 40.1229
6580 | 23688000 | 5.5561 | 38.7831 | 40.1249
6581 | 23691600 | 5.5562 | 38.7852 | 40.127
6582 | 23695200 | 5.5562 | 38.7872 | 40.129
6583 | 23698800 | 5.5563 | 38.7892 | 40.131
6584 | 23702400 | 5.5564 | 38.7913 | 40.1331
6585 | 23706000 | 5.5564 | 38.7933 | 40.1351
6586 | 23709600 | 5.5565 | 38.7953 | 40.1371
6587 | 23713200 | 5.5565 | 38.7974 | 40.1392
6588 | 23716800 | 5.5566 | 38.7994 | 40.1412
6589 | 23720400 | 5.5566 | 38.8014 | 40.1433
6590 | 23724000 | 5.5567 | 38.8035 | 40.1453
6591 | 23727600 | 5.5567 | 38.8055 | 40.1473
6592 | 23731200 | 5.5568 | 38.8075 | 40.1494
6593 | 23734800 | 5.5568 | 38.8096 | 40.1514
6594 | 23738400 | 5.5569 | 38.8116 | 40.1534
6595 | 23742000 | 5.5569 | 38.8136 | 40.1555
6596 | 23745600 | 5.557 | 38.8157 | 40.1575
6597 | 23749200 | 5.5571 | 38.8177 | 40.1595
6598 | 23752800 | 5.5571 | 38.8197 | 40.1616
6599 | 23756400 | 5.5572 | 38.8217 | 40.1636
6600 | 23760000 | 5.5572 | 38.8238 | 40.1657
6601 | 23763600 | 5.5573 | 38.8258 | 40.1677
6602 | 23767200 | 5.5573 | 38.8278 | 40.1697
6603 | 23770800 | 5.5574 | 38.8299 | 40.1718
6604 | 23774400 | 5.5574 | 38.8319 | 40.1738
6605 | 23778000 | 5.5575 | 38.8339 | 40.1758
6606 | 23781600 | 5.5575 | 38.836 | 40.1779
6607 | 23785200 | 5.5576 | 38.838 | 40.1799
6608 | 23788800 | 5.5576 | 38.84 | 40.1819
6609 | 23792400 | 5.5577 | 38.842 | 40.184
6610 | 23796000 | 5.5577 | 38.8441 | 40.186
6611 | 23799600 | 5.5578 | 38.8461 | 40.188
6612 | 23803200 | 5.5579 | 38.8481 | 40.1901
6613 | 23806800 | 5.5579 | 38.8502 | 40.1921
6614 | 23810400 | 5.558 | 38.8522 | 40.1941
6615 | 23814000 | 5.558 | 38.8542 | 40.1962
6616 | 23817600 | 5.5581 | 38.8563 | 40.1982
6617 | 23821200 | 5.5581 | 38.8583 | 40.2002
6618 | 23824800 | 5.5582 | 38.8603 | 40.2023
6619 | 23828400 | 5.5582 | 38.8623 | 40.2043
6620 | 23832000 | 5.5583 | 38.8644 | 40.2063
6621 | 23835600 | 5.5583 | 38.8664 | 40.2084
6622 | 23839200 | 5.5584 | 38.8684 | 40.2104
6623 | 23842800 | 5.5584 | 38.8704 | 40.2124
6624 | 23846400 | 5.5585 | 38.8725 | 40.2145
6625 | 23850000 | 5.5586 | 38.8745 | 40.2165
6626 | 23853600 | 5.5586 | 38.8765 | 40.2185
6627 | 23857200 | 5.5587 | 38.8786 | 40.2206
6628 | 23860800 | 5.5587 | 38.8806 | 40.2226
6629 | 23864400 | 5.5588 | 38.8826 | 40.2246
6630 | 23868000 | 5.5588 | 38.8846 | 40.2267
6631 | 23871600 | 5.5589 | 38.8867 | 40.2287
6632 | 23875200 | 5.5589 | 38.8887 | 40.2307
6633 | 23878800 | 5.559 | 38.8907 | 40.2327
6634 | 23882400 | 5.559 | 38.8927 | 40.2348
6635 | 23886000 | 5.5591 | 38.8948 | 40.2368
6636 | 23889600 | 5.5591 | 38.8968 | 40.2388
6637 | 23893200 | 5.5592 | 38.8988 | 40.2409
6638 | 23896800 | 5.5592 | 38.9008 | 40.2429
6639 | 23900400 | 5.5593 | 38.9029 | 40.2449
6640 | 23904000 | 5.5594 | 38.9049 | 40.247
6641 | 23907600 | 5.5594 | 38.9069 | 40.249
6642 | 23911200 | 5.5595 | 38.9089 | 40.251
6643 | 23914800 | 5.5595 | 38.911 | 40.253
6644 | 23918400 | 5.5596 | 38.913 | 40.2551
6645 | 23922000 | 5.5596 | 38.915 | 40.2571
6646 | 23925600 | 5.5597 | 38.917 | 40.2591
6647 | 23929200 | 5.5597 | 38.9191 | 40.2612
6648 | 23932800 | 5.5598 | 38.9211 | 40.2632
6649 | 23936400 | 5.5598 | 38.9231 | 40.2652
6650 | 23940000 | 5.5599 | 38.9251 | 40.2672
6651 | 23943600 | 5.5599 | 38.9272 | 40.2693
6652 | 23947200 | 5.56 | 38.9292 | 40.2713
6653 | 23950800 | 5.56 | 38.9312 | 40.2733
6654 | 23954400 | 5.5601 | 38.9332 | 40.2754
6655 | 23958000 | 5.5601 | 38.9353 | 40.2774
6656 | 23961600 | 5.5602 | 38.9373 | 40.2794
6657 | 23965200 | 5.5603 | 38.9393 | 40.2814
6658 | 23968800 | 5.5603 | 38.9413 | 40.2835
6659 | 23972400 | 5.5604 | 38.9433 | 40.2855
6660 | 23976000 | 5.5604 | 38.9454 | 40.2875
6661 | 23979600 | 5.5605 | 38.9474 | 40.2895
6662 | 23983200 | 5.5605 | 38.9494 | 40.2916
6663 | 23986800 | 5.5606 | 38.9514 | 40.2936
6664 | 23990400 | 5.5606 | 38.9534 | 40.2956
6665 | 23994000 | 5.5607 | 38.9555 | 40.2976
6666 | 23997600 | 5.5607 | 38.9575 | 40.2997
6667 | 24001200 | 5.5608 | 38.9595 | 40.3017
6668 | 24004800 | 5.5608 | 38.9615 | 40.3037
6669 | 24008400 | 5.5609 | 38.9636 | 40.3057
6670 | 24012000 | 5.5609 | 38.9656 | 40.3078
6671 | 24015600 | 5.561 | 38.9676 | 40.3098
6672 | 24019200 | 5.561 | 38.9696 | 40.3118
6673 | 24022800 | 5.5611 | 38.9716 | 40.3138
6674 | 24026400 | 5.5612 | 38.9737 | 40.3159
6675 | 24030000 | 5.5612 | 38.9757 | 40.3179
6676 | 24033600 | 5.5613 | 38.9777 | 40.3199
6677 | 24037200 | 5.5613 | 38.9797 | 40.3219
6678 | 24040800 | 5.5614 | 38.9817 | 40.324
6679 | 24044400 | 5.5614 | 38.9838 | 40.326
6680 | 24048000 | 5.5615 | 38.9858 | 40.328
6681 | 24051600 | 5.5615 | 38.9878 | 40.33
6682 | 24055200 | 5.5616 | 38.9898 | 40.3321
6683 | 24058800 | 5.5616 | 38.9918 | 40.3341
6684 | 24062400 | 5.5617 | 38.9938 | 40.3361
6685 | 24066000 | 5.5617 | 38.9959 | 40.3381
6686 | 24069600 | 5.5618 | 38.9979 | 40.3402
6687 | 24073200 | 5.5618 | 38.9999 | 40.3422
6688 | 24076800 | 5.5619 | 39.0019 | 40.3442
6689 | 24080400 | 5.5619 | 39.0039 | 40.3462
6690 | 24084000 | 5.562 | 39.006 | 40.3482
6691 | 24087600 | 5.5621 | 39.008 | 40.3503
6692 | 24091200 | 5.5621 | 39.01 | 40.3523
6693 | 24094800 | 5.5622 | 39.012 | 40.3543
6694 | 24098400 | 5.5622 | 39.014 | 40.3563
6695 | 24102000 | 5.5623 | 39.016 | 40.3584
6696 | 24105600 | 5.5623 | 39.0181 | 40.3604
6697 | 24109200 | 5.5624 | 39.0201 | 40.3624
6698 | 24112800 | 5.5624 | 39.0221 | 40.3644
6699 | 24116400 | 5.5625 | 39.0241 | 40.3664
6700 | 24120000 | 5.5625 | 39.0261 | 40.3685
6701 | 24123600 | 5.5626 | 39.0281 | 40.3705
6702 | 24127200 | 5.5626 | 39.0302 | 40.3725
6703 | 24130800 | 5.5627 | 39.0322 | 40.3745
6704 | 24134400 | 5.5627 | 39.0342 | 40.3765
6705 | 24138000 | 5.5628 | 39.0362 | 40.3786
6706 | 24141600 | 5.5628 | 39.0382 | 40.3806
6707 | 24145200 | 5.5629 | 39.0402 | 40.3826
6708 | 24148800 | 5.5629 | 39.0423 | 40.3846
6709 | 24152400 | 5.563 | 39.0443 | 40.3866
6710 | 24156000 | 5.563 | 39.0463 | 40.3887
6711 | 24159600 | 5.5631 | 39.0483 | 40.3907
6712 | 24163200 | 5.5632 | 39.0503 | 40.3927
6713 | 24166800 | 5.5632 | 39.0523 | 40.3947
6714 | 24170400 | 5.5633 | 39.0543 | 40.3967
6715 | 24174000 | 5.5633 | 39.0564 | 40.3988
6716 | 24177600 | 5.5634 | 39.0584 | 40.4008
6717 | 24181200 | 5.5634 | 39.0604 | 40.4028
6718 | 24184800 | 5.5635 | 39.0624 | 40.4048
6719 | 24188400 | 5.5635 | 39.0644 | 40.4068
6720 | 24192000 | 5.5636 | 39.0664 | 40.4088
6721 | 24195600 | 5.5636 | 39.0684 | 40.4109
6722 | 24199200 | 5.5637 | 39.0704 | 40.4129
6723 | 24202800 | 5.5637 | 39.0725 | 40.4149
6724 | 24206400 | 5.5638 | 39.0745 | 40.4169
6725 | 24210000 | 5.5638 | 39.0765 | 40.4189
6726 | 24213600 | 5.5639 | 39.0785 | 40.4209
6727 | 24217200 | 5.5639 | 39.0805 | 40.423
6728 | 24220800 | 5.564 | 39.0825 | 40.425
6729 | 24224400 | 5.564 | 39.0845 | 40.427
6730 | 24228000 | 5.5641 | 39.0865 | 40.429
6731 | 24231600 | 5.5641 | 39.0886 | 40.431
6732 | 24235200 | 5.5642 | 39.0906 | 40.433
6733 | 24238800 | 5.5643 | 39.0926 | 40.4351
6734 | 24242400 | 5.5643 | 39.0946 | 40.4371
6735 | 24246000 | 5.5644 | 39.0966 | 40.4391
6736 | 24249600 | 5.5644 | 39.0986 | 40.4411
6737 | 24253200 | 5.5645 | 39.1006 | 40.4431
6738 | 24256800 | 5.5645 | 39.1026 | 40.4451
6739 | 24260400 | 5.5646 | 39.1046 | 40.4472
6740 | 24264000 | 5.5646 | 39.1067 | 40.4492
6741 | 24267600 | 5.5647 | 39.1087 | 40.4512
6742 | 24271200 | 5.5647 | 39.1107 | 40.4532
6743 | 24274800 | 5.5648 | 39.1127 | 40.4552
6744 | 24278400 | 5.5648 | 39.1147 | 40.4572
6745 | 24282000 | 5.5649 | 39.1167 | 40.4592
6746 | 24285600 | 5.5649 | 39.1187 | 40.4613
6747 | 24289200 | 5.565 | 39.1207 | 40.4633
6748 | 24292800 | 5.565 | 39.1227 | 40.4653
6749 | 24296400 | 5.5651 | 39.1247 | 40.4673
6750 | 24300000 | 5.5651 | 39.1268 | 40.4693
6751 | 24303600 | 5.5652 | 39.1288 | 40.4713
6752 | 24307200 | 5.5652 | 39.1308 | 40.4733
6753 | 24310800 | 5.5653 | 39.1328 | 40.4754
6754 | 24314400 | 5.5653 | 39.1348 | 40.4774
6755 | 24318000 | 5.5654 | 39.1368 | 40.4794
6756 | 24321600 | 5.5654 | 39.1388 | 40.4814
6757 | 24325200 | 5.5655 | 39.1408 | 40.4834
6758 | 24328800 | 5.5656 | 39.1428 | 40.4854
6759 | 24332400 | 5.5656 | 39.1448 | 40.4874
6760 | 24336000 | 5.5657 | 39.1468 | 40.4894
6761 | 24339600 | 5.5657 | 39.1488 | 40.4915
6762 | 24343200 | 5.5658 | 39.1509 | 40.4935
6763 | 24346800 | 5.5658 | 39.1529 | 40.4955
6764 | 24350400 | 5.5659 | 39.1549 | 40.4975
6765 | 24354000 | 5.5659 | 39.1569 | 40.4995
6766 | 24357600 | 5.566 | 39.1589 | 40.5015
6767 | 24361200 | 5.566 | 39.1609 | 40.5035
6768 | 24364800 | 5.5661 | 39.1629 | 40.5055
6769 | 24368400 | 5.5661 | 39.1649 | 40.5075
6770 | 24372000 | 5.5662 | 39.1669 | 40.5096
6771 | 24375600 | 5.5662 | 39.1689 | 40.5116
6772 | 24379200 | 5.5663 | 39.1709 | 40.5136
6773 | 24382800 | 5.5663 | 39.1729 | 40.5156
6774 | 24386400 | 5.5664 | 39.1749 | 40.5176
6775 | 24390000 | 5.5664 | 39.1769 | 40.5196
6776 | 24393600 | 5.5665 | 39.1789 | 40.5216
6777 | 24397200 | 5.5665 | 39.1809 | 40.5236
6778 | 24400800 | 5.5666 | 39.183 | 40.5256
6779 | 24404400 | 5.5666 | 39.185 | 40.5276
6780 | 24408000 | 5.5667 | 39.187 | 40.5297
6781 | 24411600 | 5.5667 | 39.189 | 40.5317
6782 | 24415200 | 5.5668 | 39.191 | 40.5337
6783 | 24418800 | 5.5668 | 39.193 | 40.5357
6784 | 24422400 | 5.5669 | 39.195 | 40.5377
6785 | 24426000 | 5.5669 | 39.197 | 40.5397
6786 | 24429600 | 5.567 | 39.199 | 40.5417
6787 | 24433200 | 5.5671 | 39.201 | 40.5437
6788 | 24436800 | 5.5671 | 39.203 | 40.5457
6789 | 24440400 | 5.5672 | 39.205 | 40.5477
6790 | 24444000 | 5.5672 | 39.207 | 40.5497
6791 | 24447600 | 5.5673 | 39.209 | 40.5517
6792 | 24451200 | 5.5673 | 39.211 | 40.5538
6793 | 24454800 | 5.5674 | 39.213 | 40.5558
6794 | 24458400 | 5.5674 | 39.215 | 40.5578
6795 | 24462000 | 5.5675 | 39.217 | 40.5598
6796 | 24465600 | 5.5675 | 39.219 | 40.5618
6797 | 24469200 | 5.5676 | 39.221 | 40.5638
6798 | 24472800 | 5.5676 | 39.223 | 40.5658
6799 | 24476400 | 5.5677 | 39.225 | 40.5678
6800 | 24480000 | 5.5677 | 39.227 | 40.5698
6801 | 24483600 | 5.5678 | 39.229 | 40.5718
6802 | 24487200 | 5.5678 | 39.231 | 40.5738
6803 | 24490800 | 5.5679 | 39.233 | 40.5758
6804 | 24494400 | 5.5679 | 39.235 | 40.5778
6805 | 24498000 | 5.568 | 39.237 | 40.5798
6806 | 24501600 | 5.568 | 39.239 | 40.5818
6807 | 24505200 | 5.5681 | 39.241 | 40.5838
6808 | 24508800 | 5.5681 | 39.243 | 40.5859
6809 | 24512400 | 5.5682 | 39.245 | 40.5879
6810 | 24516000 | 5.5682 | 39.247 | 40.5899
6811 | 24519600 | 5.5683 | 39.249 | 40.5919
6812 | 24523200 | 5.5683 | 39.251 | 40.5939
6813 | 24526800 | 5.5684 | 39.253 | 40.5959
6814 | 24530400 | 5.5684 | 39.255 | 40.5979
6815 | 24534000 | 5.5685 | 39.257 | 40.5999
6816 | 24537600 | 5.5685 | 39.259 | 40.6019
6817 | 24541200 | 5.5686 | 39.261 | 40.6039
6818 | 24544800 | 5.5686 | 39.263 | 40.6059
6819 | 24548400 | 5.5687 | 39.265 | 40.6079
6820 | 24552000 | 5.5687 | 39.267 | 40.6099
6821 | 24555600 | 5.5688 | 39.269 | 40.6119
6822 | 24559200 | 5.5688 | 39.271 | 40.6139
6823 | 24562800 | 5.5689 | 39.273 | 40.6159
6824 | 24566400 | 5.569 | 39.275 | 40.6179
6825 | 24570000 | 5.569 | 39.277 | 40.6199
6826 | 24573600 | 5.5691 | 39.279 | 40.6219
6827 | 24577200 | 5.5691 | 39.281 | 40.6239
6828 | 24580800 | 5.5692 | 39.283 | 40.6259
6829 | 24584400 | 5.5692 | 39.285 | 40.6279
6830 | 24588000 | 5.5693 | 39.287 | 40.6299
6831 | 24591600 | 5.5693 | 39.289 | 40.6319
6832 | 24595200 | 5.5694 | 39.291 | 40.6339
6833 | 24598800 | 5.5694 | 39.293 | 40.6359
6834 | 24602400 | 5.5695 | 39.295 | 40.6379
6835 | 24606000 | 5.5695 | 39.297 | 40.6399
6836 | 24609600 | 5.5696 | 39.299 | 40.6419
6837 | 24613200 | 5.5696 | 39.301 | 40.6439
6838 | 24616800 | 5.5697 | 39.303 | 40.6459
6839 | 24620400 | 5.5697 | 39.305 | 40.6479
6840 | 24624000 | 5.5698 | 39.307 | 40.6499
6841 | 24627600 | 5.5698 | 39.309 | 40.6519
6842 | 24631200 | 5.5699 | 39.311 | 40.6539
6843 | 24634800 | 5.5699 | 39.313 | 40.6559
6844 | 24638400 | 5.57 | 39.315 | 40.6579
6845 | 24642000 | 5.57 | 39.317 | 40.6599
6846 | 24645600 | 5.5701 | 39.319 | 40.6619
6847 | 24649200 | 5.5701 | 39.321 | 40.6639
6848 | 24652800 | 5.5702 | 39.323 | 40.6659
6849 | 24656400 | 5.5702 | 39.3249 | 40.6679
6850 | 24660000 | 5.5703 | 39.3269 | 40.6699
6851 | 24663600 | 5.5703 | 39.3289 | 40.6719
6852 | 24667200 | 5.5704 | 39.3309 | 40.6739
6853 | 24670800 | 5.5704 | 39.3329 | 40.6759
6854 | 24674400 | 5.5705 | 39.3349 | 40.6779
6855 | 24678000 | 5.5705 | 39.3369 | 40.6799
6856 | 24681600 | 5.5706 | 39.3389 | 40.6819
6857 | 24685200 | 5.5706 | 39.3409 | 40.6839
6858 | 24688800 | 5.5707 | 39.3429 | 40.6859
6859 | 24692400 | 5.5707 | 39.3449 | 40.6879
6860 | 24696000 | 5.5708 | 39.3469 | 40.6899
6861 | 24699600 | 5.5708 | 39.3489 | 40.6919
6862 | 24703200 | 5.5709 | 39.3509 | 40.6939
6863 | 24706800 | 5.5709 | 39.3529 | 40.6959
6864 | 24710400 | 5.571 | 39.3549 | 40.6979
6865 | 24714000 | 5.571 | 39.3568 | 40.6999
6866 | 24717600 | 5.5711 | 39.3588 | 40.7019
6867 | 24721200 | 5.5711 | 39.3608 | 40.7039
6868 | 24724800 | 5.5712 | 39.3628 | 40.7059
6869 | 24728400 | 5.5712 | 39.3648 | 40.7079
6870 | 24732000 | 5.5713 | 39.3668 | 40.7099
6871 | 24735600 | 5.5713 | 39.3688 | 40.7119
6872 | 24739200 | 5.5714 | 39.3708 | 40.7139
6873 | 24742800 | 5.5714 | 39.3728 | 40.7159
6874 | 24746400 | 5.5715 | 39.3748 | 40.7179
6875 | 24750000 | 5.5715 | 39.3768 | 40.7199
6876 | 24753600 | 5.5716 | 39.3788 | 40.7219
6877 | 24757200 | 5.5716 | 39.3808 | 40.7239
6878 | 24760800 | 5.5717 | 39.3827 | 40.7259
6879 | 24764400 | 5.5717 | 39.3847 | 40.7279
6880 | 24768000 | 5.5718 | 39.3867 | 40.7299
6881 | 24771600 | 5.5718 | 39.3887 | 40.7318
6882 | 24775200 | 5.5719 | 39.3907 | 40.7338
6883 | 24778800 | 5.5719 | 39.3927 | 40.7358
6884 | 24782400 | 5.572 | 39.3947 | 40.7378
6885 | 24786000 | 5.572 | 39.3967 | 40.7398
6886 | 24789600 | 5.5721 | 39.3987 | 40.7418
6887 | 24793200 | 5.5721 | 39.4007 | 40.7438
6888 | 24796800 | 5.5722 | 39.4026 | 40.7458
6889 | 24800400 | 5.5723 | 39.4046 | 40.7478
6890 | 24804000 | 5.5723 | 39.4066 | 40.7498
6891 | 24807600 | 5.5724 | 39.4086 | 40.7518
6892 | 24811200 | 5.5724 | 39.4106 | 40.7538
6893 | 24814800 | 5.5725 | 39.4126 | 40.7558
6894 | 24818400 | 5.5725 | 39.4146 | 40.7578
6895 | 24822000 | 5.5726 | 39.4166 | 40.7598
6896 | 24825600 | 5.5726 | 39.4186 | 40.7618
6897 | 24829200 | 5.5727 | 39.4205 | 40.7637
6898 | 24832800 | 5.5727 | 39.4225 | 40.7657
6899 | 24836400 | 5.5728 | 39.4245 | 40.7677
6900 | 24840000 | 5.5728 | 39.4265 | 40.7697
6901 | 24843600 | 5.5729 | 39.4285 | 40.7717
6902 | 24847200 | 5.5729 | 39.4305 | 40.7737
6903 | 24850800 | 5.573 | 39.4325 | 40.7757
6904 | 24854400 | 5.573 | 39.4345 | 40.7777
6905 | 24858000 | 5.5731 | 39.4364 | 40.7797
6906 | 24861600 | 5.5731 | 39.4384 | 40.7817
6907 | 24865200 | 5.5732 | 39.4404 | 40.7837
6908 | 24868800 | 5.5732 | 39.4424 | 40.7857
6909 | 24872400 | 5.5733 | 39.4444 | 40.7876
6910 | 24876000 | 5.5733 | 39.4464 | 40.7896
6911 | 24879600 | 5.5734 | 39.4484 | 40.7916
6912 | 24883200 | 5.5734 | 39.4504 | 40.7936
6913 | 24886800 | 5.5735 | 39.4523 | 40.7956
6914 | 24890400 | 5.5735 | 39.4543 | 40.7976
6915 | 24894000 | 5.5736 | 39.4563 | 40.7996
6916 | 24897600 | 5.5736 | 39.4583 | 40.8016
6917 | 24901200 | 5.5737 | 39.4603 | 40.8036
6918 | 24904800 | 5.5737 | 39.4623 | 40.8056
6919 | 24908400 | 5.5738 | 39.4643 | 40.8075
6920 | 24912000 | 5.5738 | 39.4662 | 40.8095
6921 | 24915600 | 5.5739 | 39.4682 | 40.8115
6922 | 24919200 | 5.5739 | 39.4702 | 40.8135
6923 | 24922800 | 5.574 | 39.4722 | 40.8155
6924 | 24926400 | 5.574 | 39.4742 | 40.8175
6925 | 24930000 | 5.5741 | 39.4762 | 40.8195
6926 | 24933600 | 5.5741 | 39.4781 | 40.8215
6927 | 24937200 | 5.5742 | 39.4801 | 40.8235
6928 | 24940800 | 5.5742 | 39.4821 | 40.8254
6929 | 24944400 | 5.5743 | 39.4841 | 40.8274
6930 | 24948000 | 5.5743 | 39.4861 | 40.8294
6931 | 24951600 | 5.5744 | 39.4881 | 40.8314
6932 | 24955200 | 5.5744 | 39.49 | 40.8334
6933 | 24958800 | 5.5745 | 39.492 | 40.8354
6934 | 24962400 | 5.5745 | 39.494 | 40.8374
6935 | 24966000 | 5.5746 | 39.496 | 40.8394
6936 | 24969600 | 5.5746 | 39.498 | 40.8414
6937 | 24973200 | 5.5747 | 39.5 | 40.8433
6938 | 24976800 | 5.5747 | 39.5019 | 40.8453
6939 | 24980400 | 5.5748 | 39.5039 | 40.8473
6940 | 24984000 | 5.5748 | 39.5059 | 40.8493
6941 | 24987600 | 5.5749 | 39.5079 | 40.8513
6942 | 24991200 | 5.5749 | 39.5099 | 40.8533
6943 | 24994800 | 5.575 | 39.5119 | 40.8553
6944 | 24998400 | 5.575 | 39.5138 | 40.8572
6945 | 25002000 | 5.5751 | 39.5158 | 40.8592
6946 | 25005600 | 5.5751 | 39.5178 | 40.8612
6947 | 25009200 | 5.5752 | 39.5198 | 40.8632
6948 | 25012800 | 5.5752 | 39.5218 | 40.8652
6949 | 25016400 | 5.5753 | 39.5237 | 40.8672
6950 | 25020000 | 5.5753 | 39.5257 | 40.8692
6951 | 25023600 | 5.5754 | 39.5277 | 40.8711
6952 | 25027200 | 5.5754 | 39.5297 | 40.8731
6953 | 25030800 | 5.5755 | 39.5317 | 40.8751
6954 | 25034400 | 5.5755 | 39.5336 | 40.8771
6955 | 25038000 | 5.5756 | 39.5356 | 40.8791
6956 | 25041600 | 5.5756 | 39.5376 | 40.8811
6957 | 25045200 | 5.5757 | 39.5396 | 40.8831
6958 | 25048800 | 5.5757 | 39.5416 | 40.885
6959 | 25052400 | 5.5758 | 39.5435 | 40.887
6960 | 25056000 | 5.5758 | 39.5455 | 40.889
6961 | 25059600 | 5.5759 | 39.5475 | 40.891
6962 | 25063200 | 5.5759 | 39.5495 | 40.893
6963 | 25066800 | 5.576 | 39.5515 | 40.895
6964 | 25070400 | 5.576 | 39.5534 | 40.8969
6965 | 25074000 | 5.5761 | 39.5554 | 40.8989
6966 | 25077600 | 5.5761 | 39.5574 | 40.9009
6967 | 25081200 | 5.5762 | 39.5594 | 40.9029
6968 | 25084800 | 5.5762 | 39.5614 | 40.9049
6969 | 25088400 | 5.5763 | 39.5633 | 40.9069
6970 | 25092000 | 5.5763 | 39.5653 | 40.9088
6971 | 25095600 | 5.5764 | 39.5673 | 40.9108
6972 | 25099200 | 5.5764 | 39.5693 | 40.9128
6973 | 25102800 | 5.5764 | 39.5713 | 40.9148
6974 | 25106400 | 5.5765 | 39.5732 | 40.9168
6975 | 25110000 | 5.5765 | 39.5752 | 40.9187
6976 | 25113600 | 5.5766 | 39.5772 | 40.9207
6977 | 25117200 | 5.5766 | 39.5792 | 40.9227
6978 | 25120800 | 5.5767 | 39.5811 | 40.9247
6979 | 25124400 | 5.5767 | 39.5831 | 40.9267
6980 | 25128000 | 5.5768 | 39.5851 | 40.9287
6981 | 25131600 | 5.5768 | 39.5871 | 40.9306
6982 | 25135200 | 5.5769 | 39.589 | 40.9326
6983 | 25138800 | 5.5769 | 39.591 | 40.9346
6984 | 25142400 | 5.577 | 39.593 | 40.9366
6985 | 25146000 | 5.577 | 39.595 | 40.9386
6986 | 25149600 | 5.5771 | 39.5969 | 40.9405
6987 | 25153200 | 5.5771 | 39.5989 | 40.9425
6988 | 25156800 | 5.5772 | 39.6009 | 40.9445
6989 | 25160400 | 5.5772 | 39.6029 | 40.9465
6990 | 25164000 | 5.5773 | 39.6049 | 40.9485
6991 | 25167600 | 5.5773 | 39.6068 | 40.9504
6992 | 25171200 | 5.5774 | 39.6088 | 40.9524
6993 | 25174800 | 5.5774 | 39.6108 | 40.9544
6994 | 25178400 | 5.5775 | 39.6128 | 40.9564
6995 | 25182000 | 5.5775 | 39.6147 | 40.9584
6996 | 25185600 | 5.5776 | 39.6167 | 40.9603
6997 | 25189200 | 5.5776 | 39.6187 | 40.9623
6998 | 25192800 | 5.5777 | 39.6207 | 40.9643
6999 | 25196400 | 5.5777 | 39.6226 | 40.9663
7000 | 25200000 | 5.5778 | 39.6246 | 40.9682
7001 | 25203600 | 5.5778 | 39.6266 | 40.9702
7002 | 25207200 | 5.5779 | 39.6285 | 40.9722
7003 | 25210800 | 5.5779 | 39.6305 | 40.9742
7004 | 25214400 | 5.578 | 39.6325 | 40.9762
7005 | 25218000 | 5.578 | 39.6345 | 40.9781
7006 | 25221600 | 5.5781 | 39.6364 | 40.9801
7007 | 25225200 | 5.5781 | 39.6384 | 40.9821
7008 | 25228800 | 5.5782 | 39.6404 | 40.9841
7009 | 25232400 | 5.5782 | 39.6424 | 40.986
7010 | 25236000 | 5.5783 | 39.6443 | 40.988
7011 | 25239600 | 5.5783 | 39.6463 | 40.99
7012 | 25243200 | 5.5784 | 39.6483 | 40.992
7013 | 25246800 | 5.5784 | 39.6503 | 40.994
7014 | 25250400 | 5.5785 | 39.6522 | 40.9959
7015 | 25254000 | 5.5785 | 39.6542 | 40.9979
7016 | 25257600 | 5.5786 | 39.6562 | 40.9999
7017 | 25261200 | 5.5786 | 39.6581 | 41.0019
7018 | 25264800 | 5.5787 | 39.6601 | 41.0038
7019 | 25268400 | 5.5787 | 39.6621 | 41.0058
7020 | 25272000 | 5.5788 | 39.6641 | 41.0078
7021 | 25275600 | 5.5788 | 39.666 | 41.0098
7022 | 25279200 | 5.5789 | 39.668 | 41.0117
7023 | 25282800 | 5.5789 | 39.67 | 41.0137
7024 | 25286400 | 5.579 | 39.6719 | 41.0157
7025 | 25290000 | 5.579 | 39.6739 | 41.0177
7026 | 25293600 | 5.5791 | 39.6759 | 41.0196
7027 | 25297200 | 5.5791 | 39.6779 | 41.0216
7028 | 25300800 | 5.5792 | 39.6798 | 41.0236
7029 | 25304400 | 5.5792 | 39.6818 | 41.0256
7030 | 25308000 | 5.5793 | 39.6838 | 41.0275
7031 | 25311600 | 5.5793 | 39.6857 | 41.0295
7032 | 25315200 | 5.5794 | 39.6877 | 41.0315
7033 | 25318800 | 5.5794 | 39.6897 | 41.0335
7034 | 25322400 | 5.5795 | 39.6916 | 41.0354
7035 | 25326000 | 5.5795 | 39.6936 | 41.0374
7036 | 25329600 | 5.5796 | 39.6956 | 41.0394
7037 | 25333200 | 5.5796 | 39.6975 | 41.0413
7038 | 25336800 | 5.5796 | 39.6995 | 41.0433
7039 | 25340400 | 5.5797 | 39.7015 | 41.0453
7040 | 25344000 | 5.5797 | 39.7035 | 41.0473
7041 | 25347600 | 5.5798 | 39.7054 | 41.0492
7042 | 25351200 | 5.5798 | 39.7074 | 41.0512
7043 | 25354800 | 5.5799 | 39.7094 | 41.0532
7044 | 25358400 | 5.5799 | 39.7113 | 41.0552
7045 | 25362000 | 5.58 | 39.7133 | 41.0571
7046 | 25365600 | 5.58 | 39.7153 | 41.0591
7047 | 25369200 | 5.5801 | 39.7172 | 41.0611
7048 | 25372800 | 5.5801 | 39.7192 | 41.063
7049 | 25376400 | 5.5802 | 39.7212 | 41.065
7050 | 25380000 | 5.5802 | 39.7231 | 41.067
7051 | 25383600 | 5.5803 | 39.7251 | 41.069
7052 | 25387200 | 5.5803 | 39.7271 | 41.0709
7053 | 25390800 | 5.5804 | 39.729 | 41.0729
7054 | 25394400 | 5.5804 | 39.731 | 41.0749
7055 | 25398000 | 5.5805 | 39.733 | 41.0768
7056 | 25401600 | 5.5805 | 39.7349 | 41.0788
7057 | 25405200 | 5.5806 | 39.7369 | 41.0808
7058 | 25408800 | 5.5806 | 39.7389 | 41.0828
7059 | 25412400 | 5.5807 | 39.7408 | 41.0847
7060 | 25416000 | 5.5807 | 39.7428 | 41.0867
7061 | 25419600 | 5.5808 | 39.7448 | 41.0887
7062 | 25423200 | 5.5808 | 39.7467 | 41.0906
7063 | 25426800 | 5.5809 | 39.7487 | 41.0926
7064 | 25430400 | 5.5809 | 39.7507 | 41.0946
7065 | 25434000 | 5.581 | 39.7526 | 41.0965
7066 | 25437600 | 5.581 | 39.7546 | 41.0985
7067 | 25441200 | 5.5811 | 39.7566 | 41.1005
7068 | 25444800 | 5.5811 | 39.7585 | 41.1025
7069 | 25448400 | 5.5812 | 39.7605 | 41.1044
7070 | 25452000 | 5.5812 | 39.7625 | 41.1064
7071 | 25455600 | 5.5813 | 39.7644 | 41.1084
7072 | 25459200 | 5.5813 | 39.7664 | 41.1103
7073 | 25462800 | 5.5814 | 39.7683 | 41.1123
7074 | 25466400 | 5.5814 | 39.7703 | 41.1143
7075 | 25470000 | 5.5814 | 39.7723 | 41.1162
7076 | 25473600 | 5.5815 | 39.7742 | 41.1182
7077 | 25477200 | 5.5815 | 39.7762 | 41.1202
7078 | 25480800 | 5.5816 | 39.7782 | 41.1221
7079 | 25484400 | 5.5816 | 39.7801 | 41.1241
7080 | 25488000 | 5.5817 | 39.7821 | 41.1261
7081 | 25491600 | 5.5817 | 39.7841 | 41.128
7082 | 25495200 | 5.5818 | 39.786 | 41.13
7083 | 25498800 | 5.5818 | 39.788 | 41.132
7084 | 25502400 | 5.5819 | 39.7899 | 41.1339
7085 | 25506000 | 5.5819 | 39.7919 | 41.1359
7086 | 25509600 | 5.582 | 39.7939 | 41.1379
7087 | 25513200 | 5.582 | 39.7958 | 41.1398
7088 | 25516800 | 5.5821 | 39.7978 | 41.1418
7089 | 25520400 | 5.5821 | 39.7998 | 41.1438
7090 | 25524000 | 5.5822 | 39.8017 | 41.1457
7091 | 25527600 | 5.5822 | 39.8037 | 41.1477
7092 | 25531200 | 5.5823 | 39.8056 | 41.1497
7093 | 25534800 | 5.5823 | 39.8076 | 41.1516
7094 | 25538400 | 5.5824 | 39.8096 | 41.1536
7095 | 25542000 | 5.5824 | 39.8115 | 41.1556
7096 | 25545600 | 5.5825 | 39.8135 | 41.1575
7097 | 25549200 | 5.5825 | 39.8154 | 41.1595
7098 | 25552800 | 5.5826 | 39.8174 | 41.1615
7099 | 25556400 | 5.5826 | 39.8194 | 41.1634
7100 | 25560000 | 5.5827 | 39.8213 | 41.1654
7101 | 25563600 | 5.5827 | 39.8233 | 41.1674
7102 | 25567200 | 5.5828 | 39.8253 | 41.1693
7103 | 25570800 | 5.5828 | 39.8272 | 41.1713
7104 | 25574400 | 5.5829 | 39.8292 | 41.1733
7105 | 25578000 | 5.5829 | 39.8311 | 41.1752
7106 | 25581600 | 5.5829 | 39.8331 | 41.1772
7107 | 25585200 | 5.583 | 39.8351 | 41.1791
7108 | 25588800 | 5.583 | 39.837 | 41.1811
7109 | 25592400 | 5.5831 | 39.839 | 41.1831
7110 | 25596000 | 5.5831 | 39.8409 | 41.185
7111 | 25599600 | 5.5832 | 39.8429 | 41.187
7112 | 25603200 | 5.5832 | 39.8449 | 41.189
7113 | 25606800 | 5.5833 | 39.8468 | 41.1909
7114 | 25610400 | 5.5833 | 39.8488 | 41.1929
7115 | 25614000 | 5.5834 | 39.8507 | 41.1949
7116 | 25617600 | 5.5834 | 39.8527 | 41.1968
7117 | 25621200 | 5.5835 | 39.8546 | 41.1988
7118 | 25624800 | 5.5835 | 39.8566 | 41.2007
7119 | 25628400 | 5.5836 | 39.8586 | 41.2027
7120 | 25632000 | 5.5836 | 39.8605 | 41.2047
7121 | 25635600 | 5.5837 | 39.8625 | 41.2066
7122 | 25639200 | 5.5837 | 39.8644 | 41.2086
7123 | 25642800 | 5.5838 | 39.8664 | 41.2106
7124 | 25646400 | 5.5838 | 39.8683 | 41.2125
7125 | 25650000 | 5.5839 | 39.8703 | 41.2145
7126 | 25653600 | 5.5839 | 39.8723 | 41.2164
7127 | 25657200 | 5.584 | 39.8742 | 41.2184
7128 | 25660800 | 5.584 | 39.8762 | 41.2204
7129 | 25664400 | 5.5841 | 39.8781 | 41.2223
7130 | 25668000 | 5.5841 | 39.8801 | 41.2243
7131 | 25671600 | 5.5841 | 39.882 | 41.2262
7132 | 25675200 | 5.5842 | 39.884 | 41.2282
7133 | 25678800 | 5.5842 | 39.886 | 41.2302
7134 | 25682400 | 5.5843 | 39.8879 | 41.2321
7135 | 25686000 | 5.5843 | 39.8899 | 41.2341
7136 | 25689600 | 5.5844 | 39.8918 | 41.236
7137 | 25693200 | 5.5844 | 39.8938 | 41.238
7138 | 25696800 | 5.5845 | 39.8957 | 41.24
7139 | 25700400 | 5.5845 | 39.8977 | 41.2419
7140 | 25704000 | 5.5846 | 39.8997 | 41.2439
7141 | 25707600 | 5.5846 | 39.9016 | 41.2458
7142 | 25711200 | 5.5847 | 39.9036 | 41.2478
7143 | 25714800 | 5.5847 | 39.9055 | 41.2498
7144 | 25718400 | 5.5848 | 39.9075 | 41.2517
7145 | 25722000 | 5.5848 | 39.9094 | 41.2537
7146 | 25725600 | 5.5849 | 39.9114 | 41.2556
7147 | 25729200 | 5.5849 | 39.9133 | 41.2576
7148 | 25732800 | 5.585 | 39.9153 | 41.2596
7149 | 25736400 | 5.585 | 39.9172 | 41.2615
7150 | 25740000 | 5.5851 | 39.9192 | 41.2635
7151 | 25743600 | 5.5851 | 39.9212 | 41.2654
7152 | 25747200 | 5.5852 | 39.9231 | 41.2674
7153 | 25750800 | 5.5852 | 39.9251 | 41.2693
7154 | 25754400 | 5.5852 | 39.927 | 41.2713
7155 | 25758000 | 5.5853 | 39.929 | 41.2733
7156 | 25761600 | 5.5853 | 39.9309 | 41.2752
7157 | 25765200 | 5.5854 | 39.9329 | 41.2772
7158 | 25768800 | 5.5854 | 39.9348 | 41.2791
7159 | 25772400 | 5.5855 | 39.9368 | 41.2811
7160 | 25776000 | 5.5855 | 39.9387 | 41.283
7161 | 25779600 | 5.5856 | 39.9407 | 41.285
7162 | 25783200 | 5.5856 | 39.9426 | 41.287
7163 | 25786800 | 5.5857 | 39.9446 | 41.2889
7164 | 25790400 | 5.5857 | 39.9465 | 41.2909
7165 | 25794000 | 5.5858 | 39.9485 | 41.2928
7166 | 25797600 | 5.5858 | 39.9504 | 41.2948
7167 | 25801200 | 5.5859 | 39.9524 | 41.2967
7168 | 25804800 | 5.5859 | 39.9543 | 41.2987
7169 | 25808400 | 5.586 | 39.9563 | 41.3006
7170 | 25812000 | 5.586 | 39.9583 | 41.3026
7171 | 25815600 | 5.5861 | 39.9602 | 41.3046
7172 | 25819200 | 5.5861 | 39.9622 | 41.3065
7173 | 25822800 | 5.5862 | 39.9641 | 41.3085
7174 | 25826400 | 5.5862 | 39.9661 | 41.3104
7175 | 25830000 | 5.5862 | 39.968 | 41.3124
7176 | 25833600 | 5.5863 | 39.97 | 41.3143
7177 | 25837200 | 5.5863 | 39.9719 | 41.3163
7178 | 25840800 | 5.5864 | 39.9739 | 41.3182
7179 | 25844400 | 5.5864 | 39.9758 | 41.3202
7180 | 25848000 | 5.5865 | 39.9778 | 41.3222
7181 | 25851600 | 5.5865 | 39.9797 | 41.3241
7182 | 25855200 | 5.5866 | 39.9817 | 41.3261
7183 | 25858800 | 5.5866 | 39.9836 | 41.328
7184 | 25862400 | 5.5867 | 39.9856 | 41.33
7185 | 25866000 | 5.5867 | 39.9875 | 41.3319
7186 | 25869600 | 5.5868 | 39.9895 | 41.3339
7187 | 25873200 | 5.5868 | 39.9914 | 41.3358
7188 | 25876800 | 5.5869 | 39.9934 | 41.3378
7189 | 25880400 | 5.5869 | 39.9953 | 41.3397
7190 | 25884000 | 5.587 | 39.9973 | 41.3417
7191 | 25887600 | 5.587 | 39.9992 | 41.3436
7192 | 25891200 | 5.5871 | 40.0011 | 41.3456
7193 | 25894800 | 5.5871 | 40.0031 | 41.3475
7194 | 25898400 | 5.5872 | 40.005 | 41.3495
7195 | 25902000 | 5.5872 | 40.007 | 41.3514
7196 | 25905600 | 5.5872 | 40.0089 | 41.3534
7197 | 25909200 | 5.5873 | 40.0109 | 41.3554
7198 | 25912800 | 5.5873 | 40.0128 | 41.3573
7199 | 25916400 | 5.5874 | 40.0148 | 41.3593
7200 | 25920000 | 5.5874 | 40.0167 | 41.3612
7201 | 25923600 | 5.5875 | 40.0187 | 41.3632
7202 | 25927200 | 5.5875 | 40.0206 | 41.3651
7203 | 25930800 | 5.5876 | 40.0226 | 41.3671
7204 | 25934400 | 5.5876 | 40.0245 | 41.369
7205 | 25938000 | 5.5877 | 40.0265 | 41.371
7206 | 25941600 | 5.5877 | 40.0284 | 41.3729
7207 | 25945200 | 5.5878 | 40.0304 | 41.3749
7208 | 25948800 | 5.5878 | 40.0323 | 41.3768
7209 | 25952400 | 5.5879 | 40.0343 | 41.3788
7210 | 25956000 | 5.5879 | 40.0362 | 41.3807
7211 | 25959600 | 5.588 | 40.0381 | 41.3827
7212 | 25963200 | 5.588 | 40.0401 | 41.3846
7213 | 25966800 | 5.588 | 40.042 | 41.3866
7214 | 25970400 | 5.5881 | 40.044 | 41.3885
7215 | 25974000 | 5.5881 | 40.0459 | 41.3905
7216 | 25977600 | 5.5882 | 40.0479 | 41.3924
7217 | 25981200 | 5.5882 | 40.0498 | 41.3944
7218 | 25984800 | 5.5883 | 40.0518 | 41.3963
7219 | 25988400 | 5.5883 | 40.0537 | 41.3983
7220 | 25992000 | 5.5884 | 40.0557 | 41.4002
7221 | 25995600 | 5.5884 | 40.0576 | 41.4022
7222 | 25999200 | 5.5885 | 40.0595 | 41.4041
7223 | 26002800 | 5.5885 | 40.0615 | 41.4061
7224 | 26006400 | 5.5886 | 40.0634 | 41.408
7225 | 26010000 | 5.5886 | 40.0654 | 41.41
7226 | 26013600 | 5.5887 | 40.0673 | 41.4119
7227 | 26017200 | 5.5887 | 40.0693 | 41.4138
7228 | 26020800 | 5.5888 | 40.0712 | 41.4158
7229 | 26024400 | 5.5888 | 40.0732 | 41.4177
7230 | 26028000 | 5.5888 | 40.0751 | 41.4197
7231 | 26031600 | 5.5889 | 40.077 | 41.4216
7232 | 26035200 | 5.5889 | 40.079 | 41.4236
7233 | 26038800 | 5.589 | 40.0809 | 41.4255
7234 | 26042400 | 5.589 | 40.0829 | 41.4275
7235 | 26046000 | 5.5891 | 40.0848 | 41.4294
7236 | 26049600 | 5.5891 | 40.0868 | 41.4314
7237 | 26053200 | 5.5892 | 40.0887 | 41.4333
7238 | 26056800 | 5.5892 | 40.0906 | 41.4353
7239 | 26060400 | 5.5893 | 40.0926 | 41.4372
7240 | 26064000 | 5.5893 | 40.0945 | 41.4392
7241 | 26067600 | 5.5894 | 40.0965 | 41.4411
7242 | 26071200 | 5.5894 | 40.0984 | 41.4431
7243 | 26074800 | 5.5895 | 40.1004 | 41.445
7244 | 26078400 | 5.5895 | 40.1023 | 41.4469
7245 | 26082000 | 5.5896 | 40.1042 | 41.4489
7246 | 26085600 | 5.5896 | 40.1062 | 41.4508
7247 | 26089200 | 5.5896 | 40.1081 | 41.4528
7248 | 26092800 | 5.5897 | 40.1101 | 41.4547
7249 | 26096400 | 5.5897 | 40.112 | 41.4567
7250 | 26100000 | 5.5898 | 40.1139 | 41.4586
7251 | 26103600 | 5.5898 | 40.1159 | 41.4606
7252 | 26107200 | 5.5899 | 40.1178 | 41.4625
7253 | 26110800 | 5.5899 | 40.1198 | 41.4645
7254 | 26114400 | 5.59 | 40.1217 | 41.4664
7255 | 26118000 | 5.59 | 40.1236 | 41.4683
7256 | 26121600 | 5.5901 | 40.1256 | 41.4703
7257 | 26125200 | 5.5901 | 40.1275 | 41.4722
7258 | 26128800 | 5.5902 | 40.1295 | 41.4742
7259 | 26132400 | 5.5902 | 40.1314 | 41.4761
7260 | 26136000 | 5.5903 | 40.1333 | 41.4781
7261 | 26139600 | 5.5903 | 40.1353 | 41.48
7262 | 26143200 | 5.5903 | 40.1372 | 41.4819
7263 | 26146800 | 5.5904 | 40.1392 | 41.4839
7264 | 26150400 | 5.5904 | 40.1411 | 41.4858
7265 | 26154000 | 5.5905 | 40.143 | 41.4878
7266 | 26157600 | 5.5905 | 40.145 | 41.4897
7267 | 26161200 | 5.5906 | 40.1469 | 41.4917
7268 | 26164800 | 5.5906 | 40.1489 | 41.4936
7269 | 26168400 | 5.5907 | 40.1508 | 41.4955
7270 | 26172000 | 5.5907 | 40.1527 | 41.4975
7271 | 26175600 | 5.5908 | 40.1547 | 41.4994
7272 | 26179200 | 5.5908 | 40.1566 | 41.5014
7273 | 26182800 | 5.5909 | 40.1585 | 41.5033
7274 | 26186400 | 5.5909 | 40.1605 | 41.5053
7275 | 26190000 | 5.591 | 40.1624 | 41.5072
7276 | 26193600 | 5.591 | 40.1644 | 41.5091
7277 | 26197200 | 5.591 | 40.1663 | 41.5111
7278 | 26200800 | 5.5911 | 40.1682 | 41.513
7279 | 26204400 | 5.5911 | 40.1702 | 41.515
7280 | 26208000 | 5.5912 | 40.1721 | 41.5169
7281 | 26211600 | 5.5912 | 40.174 | 41.5188
7282 | 26215200 | 5.5913 | 40.176 | 41.5208
7283 | 26218800 | 5.5913 | 40.1779 | 41.5227
7284 | 26222400 | 5.5914 | 40.1799 | 41.5247
7285 | 26226000 | 5.5914 | 40.1818 | 41.5266
7286 | 26229600 | 5.5915 | 40.1837 | 41.5286
7287 | 26233200 | 5.5915 | 40.1857 | 41.5305
7288 | 26236800 | 5.5916 | 40.1876 | 41.5324
7289 | 26240400 | 5.5916 | 40.1895 | 41.5344
7290 | 26244000 | 5.5916 | 40.1915 | 41.5363
7291 | 26247600 | 5.5917 | 40.1934 | 41.5383
7292 | 26251200 | 5.5917 | 40.1953 | 41.5402
7293 | 26254800 | 5.5918 | 40.1973 | 41.5421
7294 | 26258400 | 5.5918 | 40.1992 | 41.5441
7295 | 26262000 | 5.5919 | 40.2012 | 41.546
7296 | 26265600 | 5.5919 | 40.2031 | 41.5479
7297 | 26269200 | 5.592 | 40.205 | 41.5499
7298 | 26272800 | 5.592 | 40.207 | 41.5518
7299 | 26276400 | 5.5921 | 40.2089 | 41.5538
7300 | 26280000 | 5.5921 | 40.2108 | 41.5557
7301 | 26283600 | 5.5922 | 40.2128 | 41.5576
7302 | 26287200 | 5.5922 | 40.2147 | 41.5596
7303 | 26290800 | 5.5923 | 40.2166 | 41.5615
7304 | 26294400 | 5.5923 | 40.2186 | 41.5635
7305 | 26298000 | 5.5923 | 40.2205 | 41.5654
7306 | 26301600 | 5.5924 | 40.2224 | 41.5673
7307 | 26305200 | 5.5924 | 40.2244 | 41.5693
7308 | 26308800 | 5.5925 | 40.2263 | 41.5712
7309 | 26312400 | 5.5925 | 40.2282 | 41.5731
7310 | 26316000 | 5.5926 | 40.2302 | 41.5751
7311 | 26319600 | 5.5926 | 40.2321 | 41.577
7312 | 26323200 | 5.5927 | 40.234 | 41.579
7313 | 26326800 | 5.5927 | 40.236 | 41.5809
7314 | 26330400 | 5.5928 | 40.2379 | 41.5828
7315 | 26334000 | 5.5928 | 40.2398 | 41.5848
7316 | 26337600 | 5.5929 | 40.2418 | 41.5867
7317 | 26341200 | 5.5929 | 40.2437 | 41.5886
7318 | 26344800 | 5.5929 | 40.2456 | 41.5906
7319 | 26348400 | 5.593 | 40.2476 | 41.5925
7320 | 26352000 | 5.593 | 40.2495 | 41.5944
7321 | 26355600 | 5.5931 | 40.2514 | 41.5964
7322 | 26359200 | 5.5931 | 40.2534 | 41.5983
7323 | 26362800 | 5.5932 | 40.2553 | 41.6003
7324 | 26366400 | 5.5932 | 40.2572 | 41.6022
7325 | 26370000 | 5.5933 | 40.2591 | 41.6041
7326 | 26373600 | 5.5933 | 40.2611 | 41.6061
7327 | 26377200 | 5.5934 | 40.263 | 41.608
7328 | 26380800 | 5.5934 | 40.2649 | 41.6099
7329 | 26384400 | 5.5935 | 40.2669 | 41.6119
7330 | 26388000 | 5.5935 | 40.2688 | 41.6138
7331 | 26391600 | 5.5935 | 40.2707 | 41.6157
7332 | 26395200 | 5.5936 | 40.2727 | 41.6177
7333 | 26398800 | 5.5936 | 40.2746 | 41.6196
7334 | 26402400 | 5.5937 | 40.2765 | 41.6215
7335 | 26406000 | 5.5937 | 40.2785 | 41.6235
7336 | 26409600 | 5.5938 | 40.2804 | 41.6254
7337 | 26413200 | 5.5938 | 40.2823 | 41.6273
7338 | 26416800 | 5.5939 | 40.2842 | 41.6293
7339 | 26420400 | 5.5939 | 40.2862 | 41.6312
7340 | 26424000 | 5.594 | 40.2881 | 41.6331
7341 | 26427600 | 5.594 | 40.29 | 41.6351
7342 | 26431200 | 5.5941 | 40.292 | 41.637
7343 | 26434800 | 5.5941 | 40.2939 | 41.6389
7344 | 26438400 | 5.5941 | 40.2958 | 41.6409
7345 | 26442000 | 5.5942 | 40.2978 | 41.6428
7346 | 26445600 | 5.5942 | 40.2997 | 41.6447
7347 | 26449200 | 5.5943 | 40.3016 | 41.6467
7348 | 26452800 | 5.5943 | 40.3035 | 41.6486
7349 | 26456400 | 5.5944 | 40.3055 | 41.6505
7350 | 26460000 | 5.5944 | 40.3074 | 41.6525
7351 | 26463600 | 5.5945 | 40.3093 | 41.6544
7352 | 26467200 | 5.5945 | 40.3112 | 41.6563
7353 | 26470800 | 5.5946 | 40.3132 | 41.6583
7354 | 26474400 | 5.5946 | 40.3151 | 41.6602
7355 | 26478000 | 5.5946 | 40.317 | 41.6621
7356 | 26481600 | 5.5947 | 40.319 | 41.6641
7357 | 26485200 | 5.5947 | 40.3209 | 41.666
7358 | 26488800 | 5.5948 | 40.3228 | 41.6679
7359 | 26492400 | 5.5948 | 40.3247 | 41.6699
7360 | 26496000 | 5.5949 | 40.3267 | 41.6718
7361 | 26499600 | 5.5949 | 40.3286 | 41.6737
7362 | 26503200 | 5.595 | 40.3305 | 41.6756
7363 | 26506800 | 5.595 | 40.3324 | 41.6776
7364 | 26510400 | 5.5951 | 40.3344 | 41.6795
7365 | 26514000 | 5.5951 | 40.3363 | 41.6814
7366 | 26517600 | 5.5952 | 40.3382 | 41.6834
7367 | 26521200 | 5.5952 | 40.3402 | 41.6853
7368 | 26524800 | 5.5952 | 40.3421 | 41.6872
7369 | 26528400 | 5.5953 | 40.344 | 41.6892
7370 | 26532000 | 5.5953 | 40.3459 | 41.6911
7371 | 26535600 | 5.5954 | 40.3479 | 41.693
7372 | 26539200 | 5.5954 | 40.3498 | 41.6949
7373 | 26542800 | 5.5955 | 40.3517 | 41.6969
7374 | 26546400 | 5.5955 | 40.3536 | 41.6988
7375 | 26550000 | 5.5956 | 40.3556 | 41.7007
7376 | 26553600 | 5.5956 | 40.3575 | 41.7027
7377 | 26557200 | 5.5957 | 40.3594 | 41.7046
7378 | 26560800 | 5.5957 | 40.3613 | 41.7065
7379 | 26564400 | 5.5957 | 40.3633 | 41.7084
7380 | 26568000 | 5.5958 | 40.3652 | 41.7104
7381 | 26571600 | 5.5958 | 40.3671 | 41.7123
7382 | 26575200 | 5.5959 | 40.369 | 41.7142
7383 | 26578800 | 5.5959 | 40.371 | 41.7162
7384 | 26582400 | 5.596 | 40.3729 | 41.7181
7385 | 26586000 | 5.596 | 40.3748 | 41.72
7386 | 26589600 | 5.5961 | 40.3767 | 41.7219
7387 | 26593200 | 5.5961 | 40.3786 | 41.7239
7388 | 26596800 | 5.5962 | 40.3806 | 41.7258
7389 | 26600400 | 5.5962 | 40.3825 | 41.7277
7390 | 26604000 | 5.5962 | 40.3844 | 41.7296
7391 | 26607600 | 5.5963 | 40.3863 | 41.7316
7392 | 26611200 | 5.5963 | 40.3883 | 41.7335
7393 | 26614800 | 5.5964 | 40.3902 | 41.7354
7394 | 26618400 | 5.5964 | 40.3921 | 41.7374
7395 | 26622000 | 5.5965 | 40.394 | 41.7393
7396 | 26625600 | 5.5965 | 40.396 | 41.7412
7397 | 26629200 | 5.5966 | 40.3979 | 41.7431
7398 | 26632800 | 5.5966 | 40.3998 | 41.7451
7399 | 26636400 | 5.5967 | 40.4017 | 41.747
7400 | 26640000 | 5.5967 | 40.4036 | 41.7489
7401 | 26643600 | 5.5967 | 40.4056 | 41.7508
7402 | 26647200 | 5.5968 | 40.4075 | 41.7528
7403 | 26650800 | 5.5968 | 40.4094 | 41.7547
7404 | 26654400 | 5.5969 | 40.4113 | 41.7566
7405 | 26658000 | 5.5969 | 40.4132 | 41.7585
7406 | 26661600 | 5.597 | 40.4152 | 41.7605
7407 | 26665200 | 5.597 | 40.4171 | 41.7624
7408 | 26668800 | 5.5971 | 40.419 | 41.7643
7409 | 26672400 | 5.5971 | 40.4209 | 41.7662
7410 | 26676000 | 5.5972 | 40.4229 | 41.7682
7411 | 26679600 | 5.5972 | 40.4248 | 41.7701
7412 | 26683200 | 5.5972 | 40.4267 | 41.772
7413 | 26686800 | 5.5973 | 40.4286 | 41.7739
7414 | 26690400 | 5.5973 | 40.4305 | 41.7759
7415 | 26694000 | 5.5974 | 40.4325 | 41.7778
7416 | 26697600 | 5.5974 | 40.4344 | 41.7797
7417 | 26701200 | 5.5975 | 40.4363 | 41.7816
7418 | 26704800 | 5.5975 | 40.4382 | 41.7836
7419 | 26708400 | 5.5976 | 40.4401 | 41.7855
7420 | 26712000 | 5.5976 | 40.4421 | 41.7874
7421 | 26715600 | 5.5977 | 40.444 | 41.7893
7422 | 26719200 | 5.5977 | 40.4459 | 41.7912
7423 | 26722800 | 5.5977 | 40.4478 | 41.7932
7424 | 26726400 | 5.5978 | 40.4497 | 41.7951
7425 | 26730000 | 5.5978 | 40.4516 | 41.797
7426 | 26733600 | 5.5979 | 40.4536 | 41.7989
7427 | 26737200 | 5.5979 | 40.4555 | 41.8009
7428 | 26740800 | 5.598 | 40.4574 | 41.8028
7429 | 26744400 | 5.598 | 40.4593 | 41.8047
7430 | 26748000 | 5.5981 | 40.4612 | 41.8066
7431 | 26751600 | 5.5981 | 40.4632 | 41.8086
7432 | 26755200 | 5.5981 | 40.4651 | 41.8105
7433 | 26758800 | 5.5982 | 40.467 | 41.8124
7434 | 26762400 | 5.5982 | 40.4689 | 41.8143
7435 | 26766000 | 5.5983 | 40.4708 | 41.8162
7436 | 26769600 | 5.5983 | 40.4727 | 41.8182
7437 | 26773200 | 5.5984 | 40.4747 | 41.8201
7438 | 26776800 | 5.5984 | 40.4766 | 41.822
7439 | 26780400 | 5.5985 | 40.4785 | 41.8239
7440 | 26784000 | 5.5985 | 40.4804 | 41.8258
7441 | 26787600 | 5.5986 | 40.4823 | 41.8278
7442 | 26791200 | 5.5986 | 40.4842 | 41.8297
7443 | 26794800 | 5.5986 | 40.4862 | 41.8316
7444 | 26798400 | 5.5987 | 40.4881 | 41.8335
7445 | 26802000 | 5.5987 | 40.49 | 41.8354
7446 | 26805600 | 5.5988 | 40.4919 | 41.8374
7447 | 26809200 | 5.5988 | 40.4938 | 41.8393
7448 | 26812800 | 5.5989 | 40.4957 | 41.8412
7449 | 26816400 | 5.5989 | 40.4977 | 41.8431
7450 | 26820000 | 5.599 | 40.4996 | 41.845
7451 | 26823600 | 5.599 | 40.5015 | 41.847
7452 | 26827200 | 5.599 | 40.5034 | 41.8489
7453 | 26830800 | 5.5991 | 40.5053 | 41.8508
7454 | 26834400 | 5.5991 | 40.5072 | 41.8527
7455 | 26838000 | 5.5992 | 40.5092 | 41.8546
7456 | 26841600 | 5.5992 | 40.5111 | 41.8566
7457 | 26845200 | 5.5993 | 40.513 | 41.8585
7458 | 26848800 | 5.5993 | 40.5149 | 41.8604
7459 | 26852400 | 5.5994 | 40.5168 | 41.8623
7460 | 26856000 | 5.5994 | 40.5187 | 41.8642
7461 | 26859600 | 5.5995 | 40.5206 | 41.8661
7462 | 26863200 | 5.5995 | 40.5226 | 41.8681
7463 | 26866800 | 5.5995 | 40.5245 | 41.87
7464 | 26870400 | 5.5996 | 40.5264 | 41.8719
7465 | 26874000 | 5.5996 | 40.5283 | 41.8738
7466 | 26877600 | 5.5997 | 40.5302 | 41.8757
7467 | 26881200 | 5.5997 | 40.5321 | 41.8777
7468 | 26884800 | 5.5998 | 40.534 | 41.8796
7469 | 26888400 | 5.5998 | 40.536 | 41.8815
7470 | 26892000 | 5.5999 | 40.5379 | 41.8834
7471 | 26895600 | 5.5999 | 40.5398 | 41.8853
7472 | 26899200 | 5.5999 | 40.5417 | 41.8872
7473 | 26902800 | 5.6 | 40.5436 | 41.8892
7474 | 26906400 | 5.6 | 40.5455 | 41.8911
7475 | 26910000 | 5.6001 | 40.5474 | 41.893
7476 | 26913600 | 5.6001 | 40.5493 | 41.8949
7477 | 26917200 | 5.6002 | 40.5513 | 41.8968
7478 | 26920800 | 5.6002 | 40.5532 | 41.8987
7479 | 26924400 | 5.6003 | 40.5551 | 41.9007
7480 | 26928000 | 5.6003 | 40.557 | 41.9026
7481 | 26931600 | 5.6003 | 40.5589 | 41.9045
7482 | 26935200 | 5.6004 | 40.5608 | 41.9064
7483 | 26938800 | 5.6004 | 40.5627 | 41.9083
7484 | 26942400 | 5.6005 | 40.5646 | 41.9102
7485 | 26946000 | 5.6005 | 40.5665 | 41.9121
7486 | 26949600 | 5.6006 | 40.5685 | 41.9141
7487 | 26953200 | 5.6006 | 40.5704 | 41.916
7488 | 26956800 | 5.6007 | 40.5723 | 41.9179
7489 | 26960400 | 5.6007 | 40.5742 | 41.9198
7490 | 26964000 | 5.6007 | 40.5761 | 41.9217
7491 | 26967600 | 5.6008 | 40.578 | 41.9236
7492 | 26971200 | 5.6008 | 40.5799 | 41.9255
7493 | 26974800 | 5.6009 | 40.5818 | 41.9275
7494 | 26978400 | 5.6009 | 40.5837 | 41.9294
7495 | 26982000 | 5.601 | 40.5857 | 41.9313
7496 | 26985600 | 5.601 | 40.5876 | 41.9332
7497 | 26989200 | 5.6011 | 40.5895 | 41.9351
7498 | 26992800 | 5.6011 | 40.5914 | 41.937
7499 | 26996400 | 5.6012 | 40.5933 | 41.9389
7500 | 27000000 | 5.6012 | 40.5952 | 41.9409
7501 | 27003600 | 5.6012 | 40.5971 | 41.9428
7502 | 27007200 | 5.6013 | 40.599 | 41.9447
7503 | 27010800 | 5.6013 | 40.6009 | 41.9466
7504 | 27014400 | 5.6014 | 40.6028 | 41.9485
7505 | 27018000 | 5.6014 | 40.6047 | 41.9504
7506 | 27021600 | 5.6015 | 40.6067 | 41.9523
7507 | 27025200 | 5.6015 | 40.6086 | 41.9542
7508 | 27028800 | 5.6016 | 40.6105 | 41.9562
7509 | 27032400 | 5.6016 | 40.6124 | 41.9581
7510 | 27036000 | 5.6016 | 40.6143 | 41.96
7511 | 27039600 | 5.6017 | 40.6162 | 41.9619
7512 | 27043200 | 5.6017 | 40.6181 | 41.9638
7513 | 27046800 | 5.6018 | 40.62 | 41.9657
7514 | 27050400 | 5.6018 | 40.6219 | 41.9676
7515 | 27054000 | 5.6019 | 40.6238 | 41.9695
7516 | 27057600 | 5.6019 | 40.6257 | 41.9715
7517 | 27061200 | 5.602 | 40.6276 | 41.9734
7518 | 27064800 | 5.602 | 40.6296 | 41.9753
7519 | 27068400 | 5.602 | 40.6315 | 41.9772
7520 | 27072000 | 5.6021 | 40.6334 | 41.9791
7521 | 27075600 | 5.6021 | 40.6353 | 41.981
7522 | 27079200 | 5.6022 | 40.6372 | 41.9829
7523 | 27082800 | 5.6022 | 40.6391 | 41.9848
7524 | 27086400 | 5.6023 | 40.641 | 41.9867
7525 | 27090000 | 5.6023 | 40.6429 | 41.9887
7526 | 27093600 | 5.6024 | 40.6448 | 41.9906
7527 | 27097200 | 5.6024 | 40.6467 | 41.9925
7528 | 27100800 | 5.6024 | 40.6486 | 41.9944
7529 | 27104400 | 5.6025 | 40.6505 | 41.9963
7530 | 27108000 | 5.6025 | 40.6524 | 41.9982
7531 | 27111600 | 5.6026 | 40.6543 | 42.0001
7532 | 27115200 | 5.6026 | 40.6562 | 42.002
7533 | 27118800 | 5.6027 | 40.6581 | 42.0039
7534 | 27122400 | 5.6027 | 40.66 | 42.0058
7535 | 27126000 | 5.6027 | 40.662 | 42.0077
7536 | 27129600 | 5.6028 | 40.6639 | 42.0097
7537 | 27133200 | 5.6028 | 40.6658 | 42.0116
7538 | 27136800 | 5.6029 | 40.6677 | 42.0135
7539 | 27140400 | 5.6029 | 40.6696 | 42.0154
7540 | 27144000 | 5.603 | 40.6715 | 42.0173
7541 | 27147600 | 5.603 | 40.6734 | 42.0192
7542 | 27151200 | 5.6031 | 40.6753 | 42.0211
7543 | 27154800 | 5.6031 | 40.6772 | 42.023
7544 | 27158400 | 5.6031 | 40.6791 | 42.0249
7545 | 27162000 | 5.6032 | 40.681 | 42.0268
7546 | 27165600 | 5.6032 | 40.6829 | 42.0287
7547 | 27169200 | 5.6033 | 40.6848 | 42.0306
7548 | 27172800 | 5.6033 | 40.6867 | 42.0326
7549 | 27176400 | 5.6034 | 40.6886 | 42.0345
7550 | 27180000 | 5.6034 | 40.6905 | 42.0364
7551 | 27183600 | 5.6035 | 40.6924 | 42.0383
7552 | 27187200 | 5.6035 | 40.6943 | 42.0402
7553 | 27190800 | 5.6035 | 40.6962 | 42.0421
7554 | 27194400 | 5.6036 | 40.6981 | 42.044
7555 | 27198000 | 5.6036 | 40.7 | 42.0459
7556 | 27201600 | 5.6037 | 40.7019 | 42.0478
7557 | 27205200 | 5.6037 | 40.7038 | 42.0497
7558 | 27208800 | 5.6038 | 40.7057 | 42.0516
7559 | 27212400 | 5.6038 | 40.7076 | 42.0535
7560 | 27216000 | 5.6039 | 40.7095 | 42.0554
7561 | 27219600 | 5.6039 | 40.7114 | 42.0573
7562 | 27223200 | 5.6039 | 40.7133 | 42.0592
7563 | 27226800 | 5.604 | 40.7153 | 42.0611
7564 | 27230400 | 5.604 | 40.7172 | 42.0631
7565 | 27234000 | 5.6041 | 40.7191 | 42.065
7566 | 27237600 | 5.6041 | 40.721 | 42.0669
7567 | 27241200 | 5.6042 | 40.7229 | 42.0688
7568 | 27244800 | 5.6042 | 40.7248 | 42.0707
7569 | 27248400 | 5.6042 | 40.7267 | 42.0726
7570 | 27252000 | 5.6043 | 40.7286 | 42.0745
7571 | 27255600 | 5.6043 | 40.7305 | 42.0764
7572 | 27259200 | 5.6044 | 40.7324 | 42.0783
7573 | 27262800 | 5.6044 | 40.7343 | 42.0802
7574 | 27266400 | 5.6045 | 40.7362 | 42.0821
7575 | 27270000 | 5.6045 | 40.7381 | 42.084
7576 | 27273600 | 5.6046 | 40.74 | 42.0859
7577 | 27277200 | 5.6046 | 40.7419 | 42.0878
7578 | 27280800 | 5.6046 | 40.7438 | 42.0897
7579 | 27284400 | 5.6047 | 40.7457 | 42.0916
7580 | 27288000 | 5.6047 | 40.7476 | 42.0935
7581 | 27291600 | 5.6048 | 40.7495 | 42.0954
7582 | 27295200 | 5.6048 | 40.7514 | 42.0973
7583 | 27298800 | 5.6049 | 40.7533 | 42.0992
7584 | 27302400 | 5.6049 | 40.7552 | 42.1011
7585 | 27306000 | 5.6049 | 40.7571 | 42.103
7586 | 27309600 | 5.605 | 40.759 | 42.1049
7587 | 27313200 | 5.605 | 40.7609 | 42.1068
7588 | 27316800 | 5.6051 | 40.7628 | 42.1087
7589 | 27320400 | 5.6051 | 40.7647 | 42.1106
7590 | 27324000 | 5.6052 | 40.7666 | 42.1126
7591 | 27327600 | 5.6052 | 40.7685 | 42.1145
7592 | 27331200 | 5.6053 | 40.7703 | 42.1164
7593 | 27334800 | 5.6053 | 40.7722 | 42.1183
7594 | 27338400 | 5.6053 | 40.7741 | 42.1202
7595 | 27342000 | 5.6054 | 40.776 | 42.1221
7596 | 27345600 | 5.6054 | 40.7779 | 42.124
7597 | 27349200 | 5.6055 | 40.7798 | 42.1259
7598 | 27352800 | 5.6055 | 40.7817 | 42.1278
7599 | 27356400 | 5.6056 | 40.7836 | 42.1297
7600 | 27360000 | 5.6056 | 40.7855 | 42.1316
7601 | 27363600 | 5.6056 | 40.7874 | 42.1335
7602 | 27367200 | 5.6057 | 40.7893 | 42.1354
7603 | 27370800 | 5.6057 | 40.7912 | 42.1373
7604 | 27374400 | 5.6058 | 40.7931 | 42.1392
7605 | 27378000 | 5.6058 | 40.795 | 42.1411
7606 | 27381600 | 5.6059 | 40.7969 | 42.143
7607 | 27385200 | 5.6059 | 40.7988 | 42.1449
7608 | 27388800 | 5.606 | 40.8007 | 42.1468
7609 | 27392400 | 5.606 | 40.8026 | 42.1487
7610 | 27396000 | 5.606 | 40.8045 | 42.1506
7611 | 27399600 | 5.6061 | 40.8064 | 42.1525
7612 | 27403200 | 5.6061 | 40.8083 | 42.1544
7613 | 27406800 | 5.6062 | 40.8102 | 42.1563
7614 | 27410400 | 5.6062 | 40.8121 | 42.1582
7615 | 27414000 | 5.6063 | 40.814 | 42.1601
7616 | 27417600 | 5.6063 | 40.8159 | 42.162
7617 | 27421200 | 5.6063 | 40.8178 | 42.1639
7618 | 27424800 | 5.6064 | 40.8197 | 42.1658
7619 | 27428400 | 5.6064 | 40.8216 | 42.1677
7620 | 27432000 | 5.6065 | 40.8235 | 42.1696
7621 | 27435600 | 5.6065 | 40.8253 | 42.1715
7622 | 27439200 | 5.6066 | 40.8272 | 42.1734
7623 | 27442800 | 5.6066 | 40.8291 | 42.1753
7624 | 27446400 | 5.6066 | 40.831 | 42.1772
7625 | 27450000 | 5.6067 | 40.8329 | 42.1791
7626 | 27453600 | 5.6067 | 40.8348 | 42.181
7627 | 27457200 | 5.6068 | 40.8367 | 42.1828
7628 | 27460800 | 5.6068 | 40.8386 | 42.1847
7629 | 27464400 | 5.6069 | 40.8405 | 42.1866
7630 | 27468000 | 5.6069 | 40.8424 | 42.1885
7631 | 27471600 | 5.607 | 40.8443 | 42.1904
7632 | 27475200 | 5.607 | 40.8462 | 42.1923
7633 | 27478800 | 5.607 | 40.8481 | 42.1942
7634 | 27482400 | 5.6071 | 40.85 | 42.1961
7635 | 27486000 | 5.6071 | 40.8519 | 42.198
7636 | 27489600 | 5.6072 | 40.8538 | 42.1999
7637 | 27493200 | 5.6072 | 40.8556 | 42.2018
7638 | 27496800 | 5.6073 | 40.8575 | 42.2037
7639 | 27500400 | 5.6073 | 40.8594 | 42.2056
7640 | 27504000 | 5.6073 | 40.8613 | 42.2075
7641 | 27507600 | 5.6074 | 40.8632 | 42.2094
7642 | 27511200 | 5.6074 | 40.8651 | 42.2113
7643 | 27514800 | 5.6075 | 40.867 | 42.2132
7644 | 27518400 | 5.6075 | 40.8689 | 42.2151
7645 | 27522000 | 5.6076 | 40.8708 | 42.217
7646 | 27525600 | 5.6076 | 40.8727 | 42.2189
7647 | 27529200 | 5.6076 | 40.8746 | 42.2208
7648 | 27532800 | 5.6077 | 40.8765 | 42.2227
7649 | 27536400 | 5.6077 | 40.8783 | 42.2246
7650 | 27540000 | 5.6078 | 40.8802 | 42.2265
7651 | 27543600 | 5.6078 | 40.8821 | 42.2284
7652 | 27547200 | 5.6079 | 40.884 | 42.2303
7653 | 27550800 | 5.6079 | 40.8859 | 42.2321
7654 | 27554400 | 5.6079 | 40.8878 | 42.234
7655 | 27558000 | 5.608 | 40.8897 | 42.2359
7656 | 27561600 | 5.608 | 40.8916 | 42.2378
7657 | 27565200 | 5.6081 | 40.8935 | 42.2397
7658 | 27568800 | 5.6081 | 40.8954 | 42.2416
7659 | 27572400 | 5.6082 | 40.8973 | 42.2435
7660 | 27576000 | 5.6082 | 40.8991 | 42.2454
7661 | 27579600 | 5.6083 | 40.901 | 42.2473
7662 | 27583200 | 5.6083 | 40.9029 | 42.2492
7663 | 27586800 | 5.6083 | 40.9048 | 42.2511
7664 | 27590400 | 5.6084 | 40.9067 | 42.253
7665 | 27594000 | 5.6084 | 40.9086 | 42.2549
7666 | 27597600 | 5.6085 | 40.9105 | 42.2568
7667 | 27601200 | 5.6085 | 40.9124 | 42.2587
7668 | 27604800 | 5.6086 | 40.9143 | 42.2606
7669 | 27608400 | 5.6086 | 40.9162 | 42.2624
7670 | 27612000 | 5.6086 | 40.918 | 42.2643
7671 | 27615600 | 5.6087 | 40.9199 | 42.2662
7672 | 27619200 | 5.6087 | 40.9218 | 42.2681
7673 | 27622800 | 5.6088 | 40.9237 | 42.27
7674 | 27626400 | 5.6088 | 40.9256 | 42.2719
7675 | 27630000 | 5.6089 | 40.9275 | 42.2738
7676 | 27633600 | 5.6089 | 40.9294 | 42.2757
7677 | 27637200 | 5.6089 | 40.9313 | 42.2776
7678 | 27640800 | 5.609 | 40.9331 | 42.2795
7679 | 27644400 | 5.609 | 40.935 | 42.2814
7680 | 27648000 | 5.6091 | 40.9369 | 42.2833
7681 | 27651600 | 5.6091 | 40.9388 | 42.2851
7682 | 27655200 | 5.6092 | 40.9407 | 42.287
7683 | 27658800 | 5.6092 | 40.9426 | 42.2889
7684 | 27662400 | 5.6092 | 40.9445 | 42.2908
7685 | 27666000 | 5.6093 | 40.9464 | 42.2927
7686 | 27669600 | 5.6093 | 40.9482 | 42.2946
7687 | 27673200 | 5.6094 | 40.9501 | 42.2965
7688 | 27676800 | 5.6094 | 40.952 | 42.2984
7689 | 27680400 | 5.6095 | 40.9539 | 42.3003
7690 | 27684000 | 5.6095 | 40.9558 | 42.3022
7691 | 27687600 | 5.6095 | 40.9577 | 42.3041
7692 | 27691200 | 5.6096 | 40.9596 | 42.3059
7693 | 27694800 | 5.6096 | 40.9615 | 42.3078
7694 | 27698400 | 5.6097 | 40.9633 | 42.3097
7695 | 27702000 | 5.6097 | 40.9652 | 42.3116
7696 | 27705600 | 5.6098 | 40.9671 | 42.3135
7697 | 27709200 | 5.6098 | 40.969 | 42.3154
7698 | 27712800 | 5.6098 | 40.9709 | 42.3173
7699 | 27716400 | 5.6099 | 40.9728 | 42.3192
7700 | 27720000 | 5.6099 | 40.9747 | 42.3211
7701 | 27723600 | 5.61 | 40.9765 | 42.3229
7702 | 27727200 | 5.61 | 40.9784 | 42.3248
7703 | 27730800 | 5.6101 | 40.9803 | 42.3267
7704 | 27734400 | 5.6101 | 40.9822 | 42.3286
7705 | 27738000 | 5.6101 | 40.9841 | 42.3305
7706 | 27741600 | 5.6102 | 40.986 | 42.3324
7707 | 27745200 | 5.6102 | 40.9878 | 42.3343
7708 | 27748800 | 5.6103 | 40.9897 | 42.3362
7709 | 27752400 | 5.6103 | 40.9916 | 42.3381
7710 | 27756000 | 5.6104 | 40.9935 | 42.3399
7711 | 27759600 | 5.6104 | 40.9954 | 42.3418
7712 | 27763200 | 5.6104 | 40.9973 | 42.3437
7713 | 27766800 | 5.6105 | 40.9991 | 42.3456
7714 | 27770400 | 5.6105 | 41.001 | 42.3475
7715 | 27774000 | 5.6106 | 41.0029 | 42.3494
7716 | 27777600 | 5.6106 | 41.0048 | 42.3513
7717 | 27781200 | 5.6107 | 41.0067 | 42.3532
7718 | 27784800 | 5.6107 | 41.0086 | 42.355
7719 | 27788400 | 5.6107 | 41.0105 | 42.3569
7720 | 27792000 | 5.6108 | 41.0123 | 42.3588
7721 | 27795600 | 5.6108 | 41.0142 | 42.3607
7722 | 27799200 | 5.6109 | 41.0161 | 42.3626
7723 | 27802800 | 5.6109 | 41.018 | 42.3645
7724 | 27806400 | 5.611 | 41.0199 | 42.3664
7725 | 27810000 | 5.611 | 41.0217 | 42.3682
7726 | 27813600 | 5.611 | 41.0236 | 42.3701
7727 | 27817200 | 5.6111 | 41.0255 | 42.372
7728 | 27820800 | 5.6111 | 41.0274 | 42.3739
7729 | 27824400 | 5.6112 | 41.0293 | 42.3758
7730 | 27828000 | 5.6112 | 41.0312 | 42.3777
7731 | 27831600 | 5.6113 | 41.033 | 42.3796
7732 | 27835200 | 5.6113 | 41.0349 | 42.3814
7733 | 27838800 | 5.6113 | 41.0368 | 42.3833
7734 | 27842400 | 5.6114 | 41.0387 | 42.3852
7735 | 27846000 | 5.6114 | 41.0406 | 42.3871
7736 | 27849600 | 5.6115 | 41.0424 | 42.389
7737 | 27853200 | 5.6115 | 41.0443 | 42.3909
7738 | 27856800 | 5.6116 | 41.0462 | 42.3928
7739 | 27860400 | 5.6116 | 41.0481 | 42.3946
7740 | 27864000 | 5.6116 | 41.05 | 42.3965
7741 | 27867600 | 5.6117 | 41.0518 | 42.3984
7742 | 27871200 | 5.6117 | 41.0537 | 42.4003
7743 | 27874800 | 5.6118 | 41.0556 | 42.4022
7744 | 27878400 | 5.6118 | 41.0575 | 42.4041
7745 | 27882000 | 5.6118 | 41.0594 | 42.4059
7746 | 27885600 | 5.6119 | 41.0612 | 42.4078
7747 | 27889200 | 5.6119 | 41.0631 | 42.4097
7748 | 27892800 | 5.612 | 41.065 | 42.4116
7749 | 27896400 | 5.612 | 41.0669 | 42.4135
7750 | 27900000 | 5.6121 | 41.0688 | 42.4154
7751 | 27903600 | 5.6121 | 41.0706 | 42.4172
7752 | 27907200 | 5.6121 | 41.0725 | 42.4191
7753 | 27910800 | 5.6122 | 41.0744 | 42.421
7754 | 27914400 | 5.6122 | 41.0763 | 42.4229
7755 | 27918000 | 5.6123 | 41.0782 | 42.4248
7756 | 27921600 | 5.6123 | 41.08 | 42.4267
7757 | 27925200 | 5.6124 | 41.0819 | 42.4285
7758 | 27928800 | 5.6124 | 41.0838 | 42.4304
7759 | 27932400 | 5.6124 | 41.0857 | 42.4323
7760 | 27936000 | 5.6125 | 41.0876 | 42.4342
7761 | 27939600 | 5.6125 | 41.0894 | 42.4361
7762 | 27943200 | 5.6126 | 41.0913 | 42.4379
7763 | 27946800 | 5.6126 | 41.0932 | 42.4398
7764 | 27950400 | 5.6127 | 41.0951 | 42.4417
7765 | 27954000 | 5.6127 | 41.0969 | 42.4436
7766 | 27957600 | 5.6127 | 41.0988 | 42.4455
7767 | 27961200 | 5.6128 | 41.1007 | 42.4474
7768 | 27964800 | 5.6128 | 41.1026 | 42.4492
7769 | 27968400 | 5.6129 | 41.1045 | 42.4511
7770 | 27972000 | 5.6129 | 41.1063 | 42.453
7771 | 27975600 | 5.6129 | 41.1082 | 42.4549
7772 | 27979200 | 5.613 | 41.1101 | 42.4568
7773 | 27982800 | 5.613 | 41.112 | 42.4586
7774 | 27986400 | 5.6131 | 41.1138 | 42.4605
7775 | 27990000 | 5.6131 | 41.1157 | 42.4624
7776 | 27993600 | 5.6132 | 41.1176 | 42.4643
7777 | 27997200 | 5.6132 | 41.1195 | 42.4662
7778 | 28000800 | 5.6132 | 41.1213 | 42.468
7779 | 28004400 | 5.6133 | 41.1232 | 42.4699
7780 | 28008000 | 5.6133 | 41.1251 | 42.4718
7781 | 28011600 | 5.6134 | 41.127 | 42.4737
7782 | 28015200 | 5.6134 | 41.1288 | 42.4756
7783 | 28018800 | 5.6135 | 41.1307 | 42.4774
7784 | 28022400 | 5.6135 | 41.1326 | 42.4793
7785 | 28026000 | 5.6135 | 41.1345 | 42.4812
7786 | 28029600 | 5.6136 | 41.1363 | 42.4831
7787 | 28033200 | 5.6136 | 41.1382 | 42.4849
7788 | 28036800 | 5.6137 | 41.1401 | 42.4868
7789 | 28040400 | 5.6137 | 41.142 | 42.4887
7790 | 28044000 | 5.6138 | 41.1438 | 42.4906
7791 | 28047600 | 5.6138 | 41.1457 | 42.4925
7792 | 28051200 | 5.6138 | 41.1476 | 42.4943
7793 | 28054800 | 5.6139 | 41.1495 | 42.4962
7794 | 28058400 | 5.6139 | 41.1513 | 42.4981
7795 | 28062000 | 5.614 | 41.1532 | 42.5
7796 | 28065600 | 5.614 | 41.1551 | 42.5019
7797 | 28069200 | 5.614 | 41.157 | 42.5037
7798 | 28072800 | 5.6141 | 41.1588 | 42.5056
7799 | 28076400 | 5.6141 | 41.1607 | 42.5075
7800 | 28080000 | 5.6142 | 41.1626 | 42.5094
7801 | 28083600 | 5.6142 | 41.1645 | 42.5112
7802 | 28087200 | 5.6143 | 41.1663 | 42.5131
7803 | 28090800 | 5.6143 | 41.1682 | 42.515
7804 | 28094400 | 5.6143 | 41.1701 | 42.5169
7805 | 28098000 | 5.6144 | 41.172 | 42.5187
7806 | 28101600 | 5.6144 | 41.1738 | 42.5206
7807 | 28105200 | 5.6145 | 41.1757 | 42.5225
7808 | 28108800 | 5.6145 | 41.1776 | 42.5244
7809 | 28112400 | 5.6145 | 41.1794 | 42.5263
7810 | 28116000 | 5.6146 | 41.1813 | 42.5281
7811 | 28119600 | 5.6146 | 41.1832 | 42.53
7812 | 28123200 | 5.6147 | 41.1851 | 42.5319
7813 | 28126800 | 5.6147 | 41.1869 | 42.5338
7814 | 28130400 | 5.6148 | 41.1888 | 42.5356
7815 | 28134000 | 5.6148 | 41.1907 | 42.5375
7816 | 28137600 | 5.6148 | 41.1926 | 42.5394
7817 | 28141200 | 5.6149 | 41.1944 | 42.5413
7818 | 28144800 | 5.6149 | 41.1963 | 42.5431
7819 | 28148400 | 5.615 | 41.1982 | 42.545
7820 | 28152000 | 5.615 | 41.2 | 42.5469
7821 | 28155600 | 5.6151 | 41.2019 | 42.5488
7822 | 28159200 | 5.6151 | 41.2038 | 42.5506
7823 | 28162800 | 5.6151 | 41.2056 | 42.5525
7824 | 28166400 | 5.6152 | 41.2075 | 42.5544
7825 | 28170000 | 5.6152 | 41.2094 | 42.5563
7826 | 28173600 | 5.6153 | 41.2113 | 42.5581
7827 | 28177200 | 5.6153 | 41.2131 | 42.56
7828 | 28180800 | 5.6153 | 41.215 | 42.5619
7829 | 28184400 | 5.6154 | 41.2169 | 42.5637
7830 | 28188000 | 5.6154 | 41.2187 | 42.5656
7831 | 28191600 | 5.6155 | 41.2206 | 42.5675
7832 | 28195200 | 5.6155 | 41.2225 | 42.5694
7833 | 28198800 | 5.6156 | 41.2244 | 42.5712
7834 | 28202400 | 5.6156 | 41.2262 | 42.5731
7835 | 28206000 | 5.6156 | 41.2281 | 42.575
7836 | 28209600 | 5.6157 | 41.23 | 42.5769
7837 | 28213200 | 5.6157 | 41.2318 | 42.5787
7838 | 28216800 | 5.6158 | 41.2337 | 42.5806
7839 | 28220400 | 5.6158 | 41.2356 | 42.5825
7840 | 28224000 | 5.6158 | 41.2374 | 42.5844
7841 | 28227600 | 5.6159 | 41.2393 | 42.5862
7842 | 28231200 | 5.6159 | 41.2412 | 42.5881
7843 | 28234800 | 5.616 | 41.243 | 42.59
7844 | 28238400 | 5.616 | 41.2449 | 42.5918
7845 | 28242000 | 5.6161 | 41.2468 | 42.5937
7846 | 28245600 | 5.6161 | 41.2486 | 42.5956
7847 | 28249200 | 5.6161 | 41.2505 | 42.5975
7848 | 28252800 | 5.6162 | 41.2524 | 42.5993
7849 | 28256400 | 5.6162 | 41.2543 | 42.6012
7850 | 28260000 | 5.6163 | 41.2561 | 42.6031
7851 | 28263600 | 5.6163 | 41.258 | 42.6049
7852 | 28267200 | 5.6163 | 41.2599 | 42.6068
7853 | 28270800 | 5.6164 | 41.2617 | 42.6087
7854 | 28274400 | 5.6164 | 41.2636 | 42.6106
7855 | 28278000 | 5.6165 | 41.2655 | 42.6124
7856 | 28281600 | 5.6165 | 41.2673 | 42.6143
7857 | 28285200 | 5.6166 | 41.2692 | 42.6162
7858 | 28288800 | 5.6166 | 41.2711 | 42.618
7859 | 28292400 | 5.6166 | 41.2729 | 42.6199
7860 | 28296000 | 5.6167 | 41.2748 | 42.6218
7861 | 28299600 | 5.6167 | 41.2767 | 42.6237
7862 | 28303200 | 5.6168 | 41.2785 | 42.6255
7863 | 28306800 | 5.6168 | 41.2804 | 42.6274
7864 | 28310400 | 5.6168 | 41.2823 | 42.6293
7865 | 28314000 | 5.6169 | 41.2841 | 42.6311
7866 | 28317600 | 5.6169 | 41.286 | 42.633
7867 | 28321200 | 5.617 | 41.2879 | 42.6349
7868 | 28324800 | 5.617 | 41.2897 | 42.6367
7869 | 28328400 | 5.6171 | 41.2916 | 42.6386
7870 | 28332000 | 5.6171 | 41.2935 | 42.6405
7871 | 28335600 | 5.6171 | 41.2953 | 42.6423
7872 | 28339200 | 5.6172 | 41.2972 | 42.6442
7873 | 28342800 | 5.6172 | 41.299 | 42.6461
7874 | 28346400 | 5.6173 | 41.3009 | 42.648
7875 | 28350000 | 5.6173 | 41.3028 | 42.6498
7876 | 28353600 | 5.6173 | 41.3046 | 42.6517
7877 | 28357200 | 5.6174 | 41.3065 | 42.6536
7878 | 28360800 | 5.6174 | 41.3084 | 42.6554
7879 | 28364400 | 5.6175 | 41.3102 | 42.6573
7880 | 28368000 | 5.6175 | 41.3121 | 42.6592
7881 | 28371600 | 5.6175 | 41.314 | 42.661
7882 | 28375200 | 5.6176 | 41.3158 | 42.6629
7883 | 28378800 | 5.6176 | 41.3177 | 42.6648
7884 | 28382400 | 5.6177 | 41.3196 | 42.6666
7885 | 28386000 | 5.6177 | 41.3214 | 42.6685
7886 | 28389600 | 5.6178 | 41.3233 | 42.6704
7887 | 28393200 | 5.6178 | 41.3251 | 42.6722
7888 | 28396800 | 5.6178 | 41.327 | 42.6741
7889 | 28400400 | 5.6179 | 41.3289 | 42.676
7890 | 28404000 | 5.6179 | 41.3307 | 42.6778
7891 | 28407600 | 5.618 | 41.3326 | 42.6797
7892 | 28411200 | 5.618 | 41.3345 | 42.6816
7893 | 28414800 | 5.618 | 41.3363 | 42.6834
7894 | 28418400 | 5.6181 | 41.3382 | 42.6853
7895 | 28422000 | 5.6181 | 41.3401 | 42.6872
7896 | 28425600 | 5.6182 | 41.3419 | 42.689
7897 | 28429200 | 5.6182 | 41.3438 | 42.6909
7898 | 28432800 | 5.6183 | 41.3456 | 42.6928
7899 | 28436400 | 5.6183 | 41.3475 | 42.6946
7900 | 28440000 | 5.6183 | 41.3494 | 42.6965
7901 | 28443600 | 5.6184 | 41.3512 | 42.6984
7902 | 28447200 | 5.6184 | 41.3531 | 42.7002
7903 | 28450800 | 5.6185 | 41.3549 | 42.7021
7904 | 28454400 | 5.6185 | 41.3568 | 42.704
7905 | 28458000 | 5.6185 | 41.3587 | 42.7058
7906 | 28461600 | 5.6186 | 41.3605 | 42.7077
7907 | 28465200 | 5.6186 | 41.3624 | 42.7096
7908 | 28468800 | 5.6187 | 41.3643 | 42.7114
7909 | 28472400 | 5.6187 | 41.3661 | 42.7133
7910 | 28476000 | 5.6187 | 41.368 | 42.7151
7911 | 28479600 | 5.6188 | 41.3698 | 42.717
7912 | 28483200 | 5.6188 | 41.3717 | 42.7189
7913 | 28486800 | 5.6189 | 41.3736 | 42.7207
7914 | 28490400 | 5.6189 | 41.3754 | 42.7226
7915 | 28494000 | 5.619 | 41.3773 | 42.7245
7916 | 28497600 | 5.619 | 41.3791 | 42.7263
7917 | 28501200 | 5.619 | 41.381 | 42.7282
7918 | 28504800 | 5.6191 | 41.3829 | 42.7301
7919 | 28508400 | 5.6191 | 41.3847 | 42.7319
7920 | 28512000 | 5.6192 | 41.3866 | 42.7338
7921 | 28515600 | 5.6192 | 41.3884 | 42.7356
7922 | 28519200 | 5.6192 | 41.3903 | 42.7375
7923 | 28522800 | 5.6193 | 41.3922 | 42.7394
7924 | 28526400 | 5.6193 | 41.394 | 42.7412
7925 | 28530000 | 5.6194 | 41.3959 | 42.7431
7926 | 28533600 | 5.6194 | 41.3977 | 42.745
7927 | 28537200 | 5.6194 | 41.3996 | 42.7468
7928 | 28540800 | 5.6195 | 41.4015 | 42.7487
7929 | 28544400 | 5.6195 | 41.4033 | 42.7505
7930 | 28548000 | 5.6196 | 41.4052 | 42.7524
7931 | 28551600 | 5.6196 | 41.407 | 42.7543
7932 | 28555200 | 5.6197 | 41.4089 | 42.7561
7933 | 28558800 | 5.6197 | 41.4107 | 42.758
7934 | 28562400 | 5.6197 | 41.4126 | 42.7599
7935 | 28566000 | 5.6198 | 41.4145 | 42.7617
7936 | 28569600 | 5.6198 | 41.4163 | 42.7636
7937 | 28573200 | 5.6199 | 41.4182 | 42.7654
7938 | 28576800 | 5.6199 | 41.42 | 42.7673
7939 | 28580400 | 5.6199 | 41.4219 | 42.7692
7940 | 28584000 | 5.62 | 41.4238 | 42.771
7941 | 28587600 | 5.62 | 41.4256 | 42.7729
7942 | 28591200 | 5.6201 | 41.4275 | 42.7747
7943 | 28594800 | 5.6201 | 41.4293 | 42.7766
7944 | 28598400 | 5.6201 | 41.4312 | 42.7785
7945 | 28602000 | 5.6202 | 41.433 | 42.7803
7946 | 28605600 | 5.6202 | 41.4349 | 42.7822
7947 | 28609200 | 5.6203 | 41.4368 | 42.784
7948 | 28612800 | 5.6203 | 41.4386 | 42.7859
7949 | 28616400 | 5.6203 | 41.4405 | 42.7878
7950 | 28620000 | 5.6204 | 41.4423 | 42.7896
7951 | 28623600 | 5.6204 | 41.4442 | 42.7915
7952 | 28627200 | 5.6205 | 41.446 | 42.7933
7953 | 28630800 | 5.6205 | 41.4479 | 42.7952
7954 | 28634400 | 5.6206 | 41.4497 | 42.7971
7955 | 28638000 | 5.6206 | 41.4516 | 42.7989
7956 | 28641600 | 5.6206 | 41.4535 | 42.8008
7957 | 28645200 | 5.6207 | 41.4553 | 42.8026
7958 | 28648800 | 5.6207 | 41.4572 | 42.8045
7959 | 28652400 | 5.6208 | 41.459 | 42.8064
7960 | 28656000 | 5.6208 | 41.4609 | 42.8082
7961 | 28659600 | 5.6208 | 41.4627 | 42.8101
7962 | 28663200 | 5.6209 | 41.4646 | 42.8119
7963 | 28666800 | 5.6209 | 41.4664 | 42.8138
7964 | 28670400 | 5.621 | 41.4683 | 42.8157
7965 | 28674000 | 5.621 | 41.4702 | 42.8175
7966 | 28677600 | 5.621 | 41.472 | 42.8194
7967 | 28681200 | 5.6211 | 41.4739 | 42.8212
7968 | 28684800 | 5.6211 | 41.4757 | 42.8231
7969 | 28688400 | 5.6212 | 41.4776 | 42.8249
7970 | 28692000 | 5.6212 | 41.4794 | 42.8268
7971 | 28695600 | 5.6212 | 41.4813 | 42.8287
7972 | 28699200 | 5.6213 | 41.4831 | 42.8305
7973 | 28702800 | 5.6213 | 41.485 | 42.8324
7974 | 28706400 | 5.6214 | 41.4868 | 42.8342
7975 | 28710000 | 5.6214 | 41.4887 | 42.8361
7976 | 28713600 | 5.6214 | 41.4905 | 42.8379
7977 | 28717200 | 5.6215 | 41.4924 | 42.8398
7978 | 28720800 | 5.6215 | 41.4943 | 42.8417
7979 | 28724400 | 5.6216 | 41.4961 | 42.8435
7980 | 28728000 | 5.6216 | 41.498 | 42.8454
7981 | 28731600 | 5.6217 | 41.4998 | 42.8472
7982 | 28735200 | 5.6217 | 41.5017 | 42.8491
7983 | 28738800 | 5.6217 | 41.5035 | 42.8509
7984 | 28742400 | 5.6218 | 41.5054 | 42.8528
7985 | 28746000 | 5.6218 | 41.5072 | 42.8547
7986 | 28749600 | 5.6219 | 41.5091 | 42.8565
7987 | 28753200 | 5.6219 | 41.5109 | 42.8584
7988 | 28756800 | 5.6219 | 41.5128 | 42.8602
7989 | 28760400 | 5.622 | 41.5146 | 42.8621
7990 | 28764000 | 5.622 | 41.5165 | 42.8639
7991 | 28767600 | 5.6221 | 41.5183 | 42.8658
7992 | 28771200 | 5.6221 | 41.5202 | 42.8676
7993 | 28774800 | 5.6221 | 41.522 | 42.8695
7994 | 28778400 | 5.6222 | 41.5239 | 42.8714
7995 | 28782000 | 5.6222 | 41.5257 | 42.8732
7996 | 28785600 | 5.6223 | 41.5276 | 42.8751
7997 | 28789200 | 5.6223 | 41.5294 | 42.8769
7998 | 28792800 | 5.6223 | 41.5313 | 42.8788
7999 | 28796400 | 5.6224 | 41.5331 | 42.8806
8000 | 28800000 | 5.6224 | 41.535 | 42.8825
8001 | 28803600 | 5.6225 | 41.5368 | 42.8843
8002 | 28807200 | 5.6225 | 41.5387 | 42.8862
8003 | 28810800 | 5.6225 | 41.5405 | 42.888
8004 | 28814400 | 5.6226 | 41.5424 | 42.8899
8005 | 28818000 | 5.6226 | 41.5442 | 42.8917
8006 | 28821600 | 5.6227 | 41.5461 | 42.8936
8007 | 28825200 | 5.6227 | 41.5479 | 42.8955
8008 | 28828800 | 5.6227 | 41.5498 | 42.8973
8009 | 28832400 | 5.6228 | 41.5516 | 42.8992
8010 | 28836000 | 5.6228 | 41.5535 | 42.901
8011 | 28839600 | 5.6229 | 41.5553 | 42.9029
8012 | 28843200 | 5.6229 | 41.5572 | 42.9047
8013 | 28846800 | 5.6229 | 41.559 | 42.9066
8014 | 28850400 | 5.623 | 41.5609 | 42.9084
8015 | 28854000 | 5.623 | 41.5627 | 42.9103
8016 | 28857600 | 5.6231 | 41.5646 | 42.9121
8017 | 28861200 | 5.6231 | 41.5664 | 42.914
8018 | 28864800 | 5.6231 | 41.5683 | 42.9158
8019 | 28868400 | 5.6232 | 41.5701 | 42.9177
8020 | 28872000 | 5.6232 | 41.572 | 42.9195
8021 | 28875600 | 5.6233 | 41.5738 | 42.9214
8022 | 28879200 | 5.6233 | 41.5757 | 42.9232
8023 | 28882800 | 5.6234 | 41.5775 | 42.9251
8024 | 28886400 | 5.6234 | 41.5794 | 42.9269
8025 | 28890000 | 5.6234 | 41.5812 | 42.9288
8026 | 28893600 | 5.6235 | 41.5831 | 42.9306
8027 | 28897200 | 5.6235 | 41.5849 | 42.9325
8028 | 28900800 | 5.6236 | 41.5868 | 42.9344
8029 | 28904400 | 5.6236 | 41.5886 | 42.9362
8030 | 28908000 | 5.6236 | 41.5905 | 42.9381
8031 | 28911600 | 5.6237 | 41.5923 | 42.9399
8032 | 28915200 | 5.6237 | 41.5942 | 42.9418
8033 | 28918800 | 5.6238 | 41.596 | 42.9436
8034 | 28922400 | 5.6238 | 41.5979 | 42.9455
8035 | 28926000 | 5.6238 | 41.5997 | 42.9473
8036 | 28929600 | 5.6239 | 41.6015 | 42.9492
8037 | 28933200 | 5.6239 | 41.6034 | 42.951
8038 | 28936800 | 5.624 | 41.6052 | 42.9529
8039 | 28940400 | 5.624 | 41.6071 | 42.9547
8040 | 28944000 | 5.624 | 41.6089 | 42.9566
8041 | 28947600 | 5.6241 | 41.6108 | 42.9584
8042 | 28951200 | 5.6241 | 41.6126 | 42.9603
8043 | 28954800 | 5.6242 | 41.6145 | 42.9621
8044 | 28958400 | 5.6242 | 41.6163 | 42.964
8045 | 28962000 | 5.6242 | 41.6182 | 42.9658
8046 | 28965600 | 5.6243 | 41.62 | 42.9677
8047 | 28969200 | 5.6243 | 41.6219 | 42.9695
8048 | 28972800 | 5.6244 | 41.6237 | 42.9713
8049 | 28976400 | 5.6244 | 41.6255 | 42.9732
8050 | 28980000 | 5.6244 | 41.6274 | 42.975
8051 | 28983600 | 5.6245 | 41.6292 | 42.9769
8052 | 28987200 | 5.6245 | 41.6311 | 42.9787
8053 | 28990800 | 5.6246 | 41.6329 | 42.9806
8054 | 28994400 | 5.6246 | 41.6348 | 42.9824
8055 | 28998000 | 5.6246 | 41.6366 | 42.9843
8056 | 29001600 | 5.6247 | 41.6385 | 42.9861
8057 | 29005200 | 5.6247 | 41.6403 | 42.988
8058 | 29008800 | 5.6248 | 41.6421 | 42.9898
8059 | 29012400 | 5.6248 | 41.644 | 42.9917
8060 | 29016000 | 5.6248 | 41.6458 | 42.9935
8061 | 29019600 | 5.6249 | 41.6477 | 42.9954
8062 | 29023200 | 5.6249 | 41.6495 | 42.9972
8063 | 29026800 | 5.625 | 41.6514 | 42.9991
8064 | 29030400 | 5.625 | 41.6532 | 43.0009
8065 | 29034000 | 5.625 | 41.6551 | 43.0028
8066 | 29037600 | 5.6251 | 41.6569 | 43.0046
8067 | 29041200 | 5.6251 | 41.6587 | 43.0065
8068 | 29044800 | 5.6252 | 41.6606 | 43.0083
8069 | 29048400 | 5.6252 | 41.6624 | 43.0101
8070 | 29052000 | 5.6252 | 41.6643 | 43.012
8071 | 29055600 | 5.6253 | 41.6661 | 43.0138
8072 | 29059200 | 5.6253 | 41.668 | 43.0157
8073 | 29062800 | 5.6254 | 41.6698 | 43.0175
8074 | 29066400 | 5.6254 | 41.6716 | 43.0194
8075 | 29070000 | 5.6254 | 41.6735 | 43.0212
8076 | 29073600 | 5.6255 | 41.6753 | 43.0231
8077 | 29077200 | 5.6255 | 41.6772 | 43.0249
8078 | 29080800 | 5.6256 | 41.679 | 43.0268
8079 | 29084400 | 5.6256 | 41.6809 | 43.0286
8080 | 29088000 | 5.6256 | 41.6827 | 43.0305
8081 | 29091600 | 5.6257 | 41.6845 | 43.0323
8082 | 29095200 | 5.6257 | 41.6864 | 43.0341
8083 | 29098800 | 5.6258 | 41.6882 | 43.036
8084 | 29102400 | 5.6258 | 41.6901 | 43.0378
8085 | 29106000 | 5.6258 | 41.6919 | 43.0397
8086 | 29109600 | 5.6259 | 41.6937 | 43.0415
8087 | 29113200 | 5.6259 | 41.6956 | 43.0434
8088 | 29116800 | 5.626 | 41.6974 | 43.0452
8089 | 29120400 | 5.626 | 41.6993 | 43.0471
8090 | 29124000 | 5.626 | 41.7011 | 43.0489
8091 | 29127600 | 5.6261 | 41.7029 | 43.0507
8092 | 29131200 | 5.6261 | 41.7048 | 43.0526
8093 | 29134800 | 5.6262 | 41.7066 | 43.0544
8094 | 29138400 | 5.6262 | 41.7085 | 43.0563
8095 | 29142000 | 5.6262 | 41.7103 | 43.0581
8096 | 29145600 | 5.6263 | 41.7121 | 43.06
8097 | 29149200 | 5.6263 | 41.714 | 43.0618
8098 | 29152800 | 5.6264 | 41.7158 | 43.0636
8099 | 29156400 | 5.6264 | 41.7177 | 43.0655
8100 | 29160000 | 5.6264 | 41.7195 | 43.0673
8101 | 29163600 | 5.6265 | 41.7213 | 43.0692
8102 | 29167200 | 5.6265 | 41.7232 | 43.071
8103 | 29170800 | 5.6266 | 41.725 | 43.0729
8104 | 29174400 | 5.6266 | 41.7269 | 43.0747
8105 | 29178000 | 5.6266 | 41.7287 | 43.0765
8106 | 29181600 | 5.6267 | 41.7305 | 43.0784
8107 | 29185200 | 5.6267 | 41.7324 | 43.0802
8108 | 29188800 | 5.6268 | 41.7342 | 43.0821
8109 | 29192400 | 5.6268 | 41.7361 | 43.0839
8110 | 29196000 | 5.6268 | 41.7379 | 43.0858
8111 | 29199600 | 5.6269 | 41.7397 | 43.0876
8112 | 29203200 | 5.6269 | 41.7416 | 43.0894
8113 | 29206800 | 5.6269 | 41.7434 | 43.0913
8114 | 29210400 | 5.627 | 41.7453 | 43.0931
8115 | 29214000 | 5.627 | 41.7471 | 43.095
8116 | 29217600 | 5.6271 | 41.7489 | 43.0968
8117 | 29221200 | 5.6271 | 41.7508 | 43.0987
8118 | 29224800 | 5.6271 | 41.7526 | 43.1005
8119 | 29228400 | 5.6272 | 41.7544 | 43.1023
8120 | 29232000 | 5.6272 | 41.7563 | 43.1042
8121 | 29235600 | 5.6273 | 41.7581 | 43.106
8122 | 29239200 | 5.6273 | 41.76 | 43.1079
8123 | 29242800 | 5.6273 | 41.7618 | 43.1097
8124 | 29246400 | 5.6274 | 41.7636 | 43.1115
8125 | 29250000 | 5.6274 | 41.7655 | 43.1134
8126 | 29253600 | 5.6275 | 41.7673 | 43.1152
8127 | 29257200 | 5.6275 | 41.7691 | 43.1171
8128 | 29260800 | 5.6275 | 41.771 | 43.1189
8129 | 29264400 | 5.6276 | 41.7728 | 43.1207
8130 | 29268000 | 5.6276 | 41.7746 | 43.1226
8131 | 29271600 | 5.6277 | 41.7765 | 43.1244
8132 | 29275200 | 5.6277 | 41.7783 | 43.1263
8133 | 29278800 | 5.6277 | 41.7802 | 43.1281
8134 | 29282400 | 5.6278 | 41.782 | 43.1299
8135 | 29286000 | 5.6278 | 41.7838 | 43.1318
8136 | 29289600 | 5.6279 | 41.7857 | 43.1336
8137 | 29293200 | 5.6279 | 41.7875 | 43.1355
8138 | 29296800 | 5.6279 | 41.7893 | 43.1373
8139 | 29300400 | 5.628 | 41.7912 | 43.1391
8140 | 29304000 | 5.628 | 41.793 | 43.141
8141 | 29307600 | 5.6281 | 41.7948 | 43.1428
8142 | 29311200 | 5.6281 | 41.7967 | 43.1446
8143 | 29314800 | 5.6281 | 41.7985 | 43.1465
8144 | 29318400 | 5.6282 | 41.8003 | 43.1483
8145 | 29322000 | 5.6282 | 41.8022 | 43.1502
8146 | 29325600 | 5.6283 | 41.804 | 43.152
8147 | 29329200 | 5.6283 | 41.8058 | 43.1538
8148 | 29332800 | 5.6283 | 41.8077 | 43.1557
8149 | 29336400 | 5.6284 | 41.8095 | 43.1575
8150 | 29340000 | 5.6284 | 41.8113 | 43.1593
8151 | 29343600 | 5.6285 | 41.8132 | 43.1612
8152 | 29347200 | 5.6285 | 41.815 | 43.163
8153 | 29350800 | 5.6285 | 41.8169 | 43.1649
8154 | 29354400 | 5.6286 | 41.8187 | 43.1667
8155 | 29358000 | 5.6286 | 41.8205 | 43.1685
8156 | 29361600 | 5.6286 | 41.8224 | 43.1704
8157 | 29365200 | 5.6287 | 41.8242 | 43.1722
8158 | 29368800 | 5.6287 | 41.826 | 43.174
8159 | 29372400 | 5.6288 | 41.8279 | 43.1759
8160 | 29376000 | 5.6288 | 41.8297 | 43.1777
8161 | 29379600 | 5.6288 | 41.8315 | 43.1796
8162 | 29383200 | 5.6289 | 41.8334 | 43.1814
8163 | 29386800 | 5.6289 | 41.8352 | 43.1832
8164 | 29390400 | 5.629 | 41.837 | 43.1851
8165 | 29394000 | 5.629 | 41.8388 | 43.1869
8166 | 29397600 | 5.629 | 41.8407 | 43.1887
8167 | 29401200 | 5.6291 | 41.8425 | 43.1906
8168 | 29404800 | 5.6291 | 41.8443 | 43.1924
8169 | 29408400 | 5.6292 | 41.8462 | 43.1942
8170 | 29412000 | 5.6292 | 41.848 | 43.1961
8171 | 29415600 | 5.6292 | 41.8498 | 43.1979
8172 | 29419200 | 5.6293 | 41.8517 | 43.1997
8173 | 29422800 | 5.6293 | 41.8535 | 43.2016
8174 | 29426400 | 5.6294 | 41.8553 | 43.2034
8175 | 29430000 | 5.6294 | 41.8572 | 43.2053
8176 | 29433600 | 5.6294 | 41.859 | 43.2071
8177 | 29437200 | 5.6295 | 41.8608 | 43.2089
8178 | 29440800 | 5.6295 | 41.8627 | 43.2108
8179 | 29444400 | 5.6296 | 41.8645 | 43.2126
8180 | 29448000 | 5.6296 | 41.8663 | 43.2144
8181 | 29451600 | 5.6296 | 41.8682 | 43.2163
8182 | 29455200 | 5.6297 | 41.87 | 43.2181
8183 | 29458800 | 5.6297 | 41.8718 | 43.2199
8184 | 29462400 | 5.6297 | 41.8736 | 43.2218
8185 | 29466000 | 5.6298 | 41.8755 | 43.2236
8186 | 29469600 | 5.6298 | 41.8773 | 43.2254
8187 | 29473200 | 5.6299 | 41.8791 | 43.2273
8188 | 29476800 | 5.6299 | 41.881 | 43.2291
8189 | 29480400 | 5.6299 | 41.8828 | 43.2309
8190 | 29484000 | 5.63 | 41.8846 | 43.2328
8191 | 29487600 | 5.63 | 41.8865 | 43.2346
8192 | 29491200 | 5.6301 | 41.8883 | 43.2364
8193 | 29494800 | 5.6301 | 41.8901 | 43.2383
8194 | 29498400 | 5.6301 | 41.8919 | 43.2401
8195 | 29502000 | 5.6302 | 41.8938 | 43.2419
8196 | 29505600 | 5.6302 | 41.8956 | 43.2438
8197 | 29509200 | 5.6303 | 41.8974 | 43.2456
8198 | 29512800 | 5.6303 | 41.8993 | 43.2474
8199 | 29516400 | 5.6303 | 41.9011 | 43.2493
8200 | 29520000 | 5.6304 | 41.9029 | 43.2511
8201 | 29523600 | 5.6304 | 41.9047 | 43.2529
8202 | 29527200 | 5.6305 | 41.9066 | 43.2547
8203 | 29530800 | 5.6305 | 41.9084 | 43.2566
8204 | 29534400 | 5.6305 | 41.9102 | 43.2584
8205 | 29538000 | 5.6306 | 41.9121 | 43.2602
8206 | 29541600 | 5.6306 | 41.9139 | 43.2621
8207 | 29545200 | 5.6306 | 41.9157 | 43.2639
8208 | 29548800 | 5.6307 | 41.9175 | 43.2657
8209 | 29552400 | 5.6307 | 41.9194 | 43.2676
8210 | 29556000 | 5.6308 | 41.9212 | 43.2694
8211 | 29559600 | 5.6308 | 41.923 | 43.2712
8212 | 29563200 | 5.6308 | 41.9249 | 43.2731
8213 | 29566800 | 5.6309 | 41.9267 | 43.2749
8214 | 29570400 | 5.6309 | 41.9285 | 43.2767
8215 | 29574000 | 5.631 | 41.9303 | 43.2786
8216 | 29577600 | 5.631 | 41.9322 | 43.2804
8217 | 29581200 | 5.631 | 41.934 | 43.2822
8218 | 29584800 | 5.6311 | 41.9358 | 43.284
8219 | 29588400 | 5.6311 | 41.9376 | 43.2859
8220 | 29592000 | 5.6312 | 41.9395 | 43.2877
8221 | 29595600 | 5.6312 | 41.9413 | 43.2895
8222 | 29599200 | 5.6312 | 41.9431 | 43.2914
8223 | 29602800 | 5.6313 | 41.945 | 43.2932
8224 | 29606400 | 5.6313 | 41.9468 | 43.295
8225 | 29610000 | 5.6313 | 41.9486 | 43.2969
8226 | 29613600 | 5.6314 | 41.9504 | 43.2987
8227 | 29617200 | 5.6314 | 41.9523 | 43.3005
8228 | 29620800 | 5.6315 | 41.9541 | 43.3023
8229 | 29624400 | 5.6315 | 41.9559 | 43.3042
8230 | 29628000 | 5.6315 | 41.9577 | 43.306
8231 | 29631600 | 5.6316 | 41.9596 | 43.3078
8232 | 29635200 | 5.6316 | 41.9614 | 43.3097
8233 | 29638800 | 5.6317 | 41.9632 | 43.3115
8234 | 29642400 | 5.6317 | 41.965 | 43.3133
8235 | 29646000 | 5.6317 | 41.9669 | 43.3151
8236 | 29649600 | 5.6318 | 41.9687 | 43.317
8237 | 29653200 | 5.6318 | 41.9705 | 43.3188
8238 | 29656800 | 5.6319 | 41.9723 | 43.3206
8239 | 29660400 | 5.6319 | 41.9742 | 43.3225
8240 | 29664000 | 5.6319 | 41.976 | 43.3243
8241 | 29667600 | 5.632 | 41.9778 | 43.3261
8242 | 29671200 | 5.632 | 41.9796 | 43.3279
8243 | 29674800 | 5.632 | 41.9815 | 43.3298
8244 | 29678400 | 5.6321 | 41.9833 | 43.3316
8245 | 29682000 | 5.6321 | 41.9851 | 43.3334
8246 | 29685600 | 5.6322 | 41.9869 | 43.3352
8247 | 29689200 | 5.6322 | 41.9887 | 43.3371
8248 | 29692800 | 5.6322 | 41.9906 | 43.3389
8249 | 29696400 | 5.6323 | 41.9924 | 43.3407
8250 | 29700000 | 5.6323 | 41.9942 | 43.3426
8251 | 29703600 | 5.6324 | 41.996 | 43.3444
8252 | 29707200 | 5.6324 | 41.9979 | 43.3462
8253 | 29710800 | 5.6324 | 41.9997 | 43.348
8254 | 29714400 | 5.6325 | 42.0015 | 43.3499
8255 | 29718000 | 5.6325 | 42.0033 | 43.3517
8256 | 29721600 | 5.6325 | 42.0052 | 43.3535
8257 | 29725200 | 5.6326 | 42.007 | 43.3553
8258 | 29728800 | 5.6326 | 42.0088 | 43.3572
8259 | 29732400 | 5.6327 | 42.0106 | 43.359
8260 | 29736000 | 5.6327 | 42.0124 | 43.3608
8261 | 29739600 | 5.6327 | 42.0143 | 43.3626
8262 | 29743200 | 5.6328 | 42.0161 | 43.3645
8263 | 29746800 | 5.6328 | 42.0179 | 43.3663
8264 | 29750400 | 5.6329 | 42.0197 | 43.3681
8265 | 29754000 | 5.6329 | 42.0216 | 43.3699
8266 | 29757600 | 5.6329 | 42.0234 | 43.3718
8267 | 29761200 | 5.633 | 42.0252 | 43.3736
8268 | 29764800 | 5.633 | 42.027 | 43.3754
8269 | 29768400 | 5.6331 | 42.0288 | 43.3772
8270 | 29772000 | 5.6331 | 42.0307 | 43.3791
8271 | 29775600 | 5.6331 | 42.0325 | 43.3809
8272 | 29779200 | 5.6332 | 42.0343 | 43.3827
8273 | 29782800 | 5.6332 | 42.0361 | 43.3845
8274 | 29786400 | 5.6332 | 42.0379 | 43.3864
8275 | 29790000 | 5.6333 | 42.0398 | 43.3882
8276 | 29793600 | 5.6333 | 42.0416 | 43.39
8277 | 29797200 | 5.6334 | 42.0434 | 43.3918
8278 | 29800800 | 5.6334 | 42.0452 | 43.3937
8279 | 29804400 | 5.6334 | 42.047 | 43.3955
8280 | 29808000 | 5.6335 | 42.0489 | 43.3973
8281 | 29811600 | 5.6335 | 42.0507 | 43.3991
8282 | 29815200 | 5.6336 | 42.0525 | 43.4009
8283 | 29818800 | 5.6336 | 42.0543 | 43.4028
8284 | 29822400 | 5.6336 | 42.0561 | 43.4046
8285 | 29826000 | 5.6337 | 42.058 | 43.4064
8286 | 29829600 | 5.6337 | 42.0598 | 43.4082
8287 | 29833200 | 5.6337 | 42.0616 | 43.4101
8288 | 29836800 | 5.6338 | 42.0634 | 43.4119
8289 | 29840400 | 5.6338 | 42.0652 | 43.4137
8290 | 29844000 | 5.6339 | 42.0671 | 43.4155
8291 | 29847600 | 5.6339 | 42.0689 | 43.4174
8292 | 29851200 | 5.6339 | 42.0707 | 43.4192
8293 | 29854800 | 5.634 | 42.0725 | 43.421
8294 | 29858400 | 5.634 | 42.0743 | 43.4228
8295 | 29862000 | 5.6341 | 42.0762 | 43.4246
8296 | 29865600 | 5.6341 | 42.078 | 43.4265
8297 | 29869200 | 5.6341 | 42.0798 | 43.4283
8298 | 29872800 | 5.6342 | 42.0816 | 43.4301
8299 | 29876400 | 5.6342 | 42.0834 | 43.4319
8300 | 29880000 | 5.6342 | 42.0852 | 43.4337
8301 | 29883600 | 5.6343 | 42.0871 | 43.4356
8302 | 29887200 | 5.6343 | 42.0889 | 43.4374
8303 | 29890800 | 5.6344 | 42.0907 | 43.4392
8304 | 29894400 | 5.6344 | 42.0925 | 43.441
8305 | 29898000 | 5.6344 | 42.0943 | 43.4429
8306 | 29901600 | 5.6345 | 42.0962 | 43.4447
8307 | 29905200 | 5.6345 | 42.098 | 43.4465
8308 | 29908800 | 5.6346 | 42.0998 | 43.4483
8309 | 29912400 | 5.6346 | 42.1016 | 43.4501
8310 | 29916000 | 5.6346 | 42.1034 | 43.452
8311 | 29919600 | 5.6347 | 42.1052 | 43.4538
8312 | 29923200 | 5.6347 | 42.1071 | 43.4556
8313 | 29926800 | 5.6347 | 42.1089 | 43.4574
8314 | 29930400 | 5.6348 | 42.1107 | 43.4592
8315 | 29934000 | 5.6348 | 42.1125 | 43.4611
8316 | 29937600 | 5.6349 | 42.1143 | 43.4629
8317 | 29941200 | 5.6349 | 42.1161 | 43.4647
8318 | 29944800 | 5.6349 | 42.118 | 43.4665
8319 | 29948400 | 5.635 | 42.1198 | 43.4683
8320 | 29952000 | 5.635 | 42.1216 | 43.4702
8321 | 29955600 | 5.635 | 42.1234 | 43.472
8322 | 29959200 | 5.6351 | 42.1252 | 43.4738
8323 | 29962800 | 5.6351 | 42.127 | 43.4756
8324 | 29966400 | 5.6352 | 42.1289 | 43.4774
8325 | 29970000 | 5.6352 | 42.1307 | 43.4792
8326 | 29973600 | 5.6352 | 42.1325 | 43.4811
8327 | 29977200 | 5.6353 | 42.1343 | 43.4829
8328 | 29980800 | 5.6353 | 42.1361 | 43.4847
8329 | 29984400 | 5.6354 | 42.1379 | 43.4865
8330 | 29988000 | 5.6354 | 42.1397 | 43.4883
8331 | 29991600 | 5.6354 | 42.1416 | 43.4902
8332 | 29995200 | 5.6355 | 42.1434 | 43.492
8333 | 29998800 | 5.6355 | 42.1452 | 43.4938
8334 | 30002400 | 5.6355 | 42.147 | 43.4956
8335 | 30006000 | 5.6356 | 42.1488 | 43.4974
8336 | 30009600 | 5.6356 | 42.1506 | 43.4992
8337 | 30013200 | 5.6357 | 42.1524 | 43.5011
8338 | 30016800 | 5.6357 | 42.1543 | 43.5029
8339 | 30020400 | 5.6357 | 42.1561 | 43.5047
8340 | 30024000 | 5.6358 | 42.1579 | 43.5065
8341 | 30027600 | 5.6358 | 42.1597 | 43.5083
8342 | 30031200 | 5.6358 | 42.1615 | 43.5101
8343 | 30034800 | 5.6359 | 42.1633 | 43.512
8344 | 30038400 | 5.6359 | 42.1651 | 43.5138
8345 | 30042000 | 5.636 | 42.167 | 43.5156
8346 | 30045600 | 5.636 | 42.1688 | 43.5174
8347 | 30049200 | 5.636 | 42.1706 | 43.5192
8348 | 30052800 | 5.6361 | 42.1724 | 43.521
8349 | 30056400 | 5.6361 | 42.1742 | 43.5229
8350 | 30060000 | 5.6362 | 42.176 | 43.5247
8351 | 30063600 | 5.6362 | 42.1778 | 43.5265
8352 | 30067200 | 5.6362 | 42.1796 | 43.5283
8353 | 30070800 | 5.6363 | 42.1815 | 43.5301
8354 | 30074400 | 5.6363 | 42.1833 | 43.5319
8355 | 30078000 | 5.6363 | 42.1851 | 43.5338
8356 | 30081600 | 5.6364 | 42.1869 | 43.5356
8357 | 30085200 | 5.6364 | 42.1887 | 43.5374
8358 | 30088800 | 5.6365 | 42.1905 | 43.5392
8359 | 30092400 | 5.6365 | 42.1923 | 43.541
8360 | 30096000 | 5.6365 | 42.1941 | 43.5428
8361 | 30099600 | 5.6366 | 42.1959 | 43.5446
8362 | 30103200 | 5.6366 | 42.1978 | 43.5465
8363 | 30106800 | 5.6366 | 42.1996 | 43.5483
8364 | 30110400 | 5.6367 | 42.2014 | 43.5501
8365 | 30114000 | 5.6367 | 42.2032 | 43.5519
8366 | 30117600 | 5.6368 | 42.205 | 43.5537
8367 | 30121200 | 5.6368 | 42.2068 | 43.5555
8368 | 30124800 | 5.6368 | 42.2086 | 43.5573
8369 | 30128400 | 5.6369 | 42.2104 | 43.5592
8370 | 30132000 | 5.6369 | 42.2122 | 43.561
8371 | 30135600 | 5.637 | 42.2141 | 43.5628
8372 | 30139200 | 5.637 | 42.2159 | 43.5646
8373 | 30142800 | 5.637 | 42.2177 | 43.5664
8374 | 30146400 | 5.6371 | 42.2195 | 43.5682
8375 | 30150000 | 5.6371 | 42.2213 | 43.57
8376 | 30153600 | 5.6371 | 42.2231 | 43.5719
8377 | 30157200 | 5.6372 | 42.2249 | 43.5737
8378 | 30160800 | 5.6372 | 42.2267 | 43.5755
8379 | 30164400 | 5.6373 | 42.2285 | 43.5773
8380 | 30168000 | 5.6373 | 42.2303 | 43.5791
8381 | 30171600 | 5.6373 | 42.2322 | 43.5809
8382 | 30175200 | 5.6374 | 42.234 | 43.5827
8383 | 30178800 | 5.6374 | 42.2358 | 43.5845
8384 | 30182400 | 5.6374 | 42.2376 | 43.5864
8385 | 30186000 | 5.6375 | 42.2394 | 43.5882
8386 | 30189600 | 5.6375 | 42.2412 | 43.59
8387 | 30193200 | 5.6376 | 42.243 | 43.5918
8388 | 30196800 | 5.6376 | 42.2448 | 43.5936
8389 | 30200400 | 5.6376 | 42.2466 | 43.5954
8390 | 30204000 | 5.6377 | 42.2484 | 43.5972
8391 | 30207600 | 5.6377 | 42.2502 | 43.599
8392 | 30211200 | 5.6377 | 42.2521 | 43.6009
8393 | 30214800 | 5.6378 | 42.2539 | 43.6027
8394 | 30218400 | 5.6378 | 42.2557 | 43.6045
8395 | 30222000 | 5.6379 | 42.2575 | 43.6063
8396 | 30225600 | 5.6379 | 42.2593 | 43.6081
8397 | 30229200 | 5.6379 | 42.2611 | 43.6099
8398 | 30232800 | 5.638 | 42.2629 | 43.6117
8399 | 30236400 | 5.638 | 42.2647 | 43.6135
8400 | 30240000 | 5.638 | 42.2665 | 43.6153
8401 | 30243600 | 5.6381 | 42.2683 | 43.6172
8402 | 30247200 | 5.6381 | 42.2701 | 43.619
8403 | 30250800 | 5.6382 | 42.2719 | 43.6208
8404 | 30254400 | 5.6382 | 42.2737 | 43.6226
8405 | 30258000 | 5.6382 | 42.2756 | 43.6244
8406 | 30261600 | 5.6383 | 42.2774 | 43.6262
8407 | 30265200 | 5.6383 | 42.2792 | 43.628
8408 | 30268800 | 5.6383 | 42.281 | 43.6298
8409 | 30272400 | 5.6384 | 42.2828 | 43.6316
8410 | 30276000 | 5.6384 | 42.2846 | 43.6334
8411 | 30279600 | 5.6385 | 42.2864 | 43.6353
8412 | 30283200 | 5.6385 | 42.2882 | 43.6371
8413 | 30286800 | 5.6385 | 42.29 | 43.6389
8414 | 30290400 | 5.6386 | 42.2918 | 43.6407
8415 | 30294000 | 5.6386 | 42.2936 | 43.6425
8416 | 30297600 | 5.6386 | 42.2954 | 43.6443
8417 | 30301200 | 5.6387 | 42.2972 | 43.6461
8418 | 30304800 | 5.6387 | 42.299 | 43.6479
8419 | 30308400 | 5.6388 | 42.3008 | 43.6497
8420 | 30312000 | 5.6388 | 42.3026 | 43.6515
8421 | 30315600 | 5.6388 | 42.3045 | 43.6533
8422 | 30319200 | 5.6389 | 42.3063 | 43.6552
8423 | 30322800 | 5.6389 | 42.3081 | 43.657
8424 | 30326400 | 5.6389 | 42.3099 | 43.6588
8425 | 30330000 | 5.639 | 42.3117 | 43.6606
8426 | 30333600 | 5.639 | 42.3135 | 43.6624
8427 | 30337200 | 5.6391 | 42.3153 | 43.6642
8428 | 30340800 | 5.6391 | 42.3171 | 43.666
8429 | 30344400 | 5.6391 | 42.3189 | 43.6678
8430 | 30348000 | 5.6392 | 42.3207 | 43.6696
8431 | 30351600 | 5.6392 | 42.3225 | 43.6714
8432 | 30355200 | 5.6392 | 42.3243 | 43.6732
8433 | 30358800 | 5.6393 | 42.3261 | 43.675
8434 | 30362400 | 5.6393 | 42.3279 | 43.6768
8435 | 30366000 | 5.6394 | 42.3297 | 43.6787
8436 | 30369600 | 5.6394 | 42.3315 | 43.6805
8437 | 30373200 | 5.6394 | 42.3333 | 43.6823
8438 | 30376800 | 5.6395 | 42.3351 | 43.6841
8439 | 30380400 | 5.6395 | 42.3369 | 43.6859
8440 | 30384000 | 5.6395 | 42.3387 | 43.6877
8441 | 30387600 | 5.6396 | 42.3405 | 43.6895
8442 | 30391200 | 5.6396 | 42.3423 | 43.6913
8443 | 30394800 | 5.6397 | 42.3441 | 43.6931
8444 | 30398400 | 5.6397 | 42.3459 | 43.6949
8445 | 30402000 | 5.6397 | 42.3477 | 43.6967
8446 | 30405600 | 5.6398 | 42.3495 | 43.6985
8447 | 30409200 | 5.6398 | 42.3514 | 43.7003
8448 | 30412800 | 5.6398 | 42.3532 | 43.7021
8449 | 30416400 | 5.6399 | 42.355 | 43.7039
8450 | 30420000 | 5.6399 | 42.3568 | 43.7057
8451 | 30423600 | 5.64 | 42.3586 | 43.7076
8452 | 30427200 | 5.64 | 42.3604 | 43.7094
8453 | 30430800 | 5.64 | 42.3622 | 43.7112
8454 | 30434400 | 5.6401 | 42.364 | 43.713
8455 | 30438000 | 5.6401 | 42.3658 | 43.7148
8456 | 30441600 | 5.6401 | 42.3676 | 43.7166
8457 | 30445200 | 5.6402 | 42.3694 | 43.7184
8458 | 30448800 | 5.6402 | 42.3712 | 43.7202
8459 | 30452400 | 5.6403 | 42.373 | 43.722
8460 | 30456000 | 5.6403 | 42.3748 | 43.7238
8461 | 30459600 | 5.6403 | 42.3766 | 43.7256
8462 | 30463200 | 5.6404 | 42.3784 | 43.7274
8463 | 30466800 | 5.6404 | 42.3802 | 43.7292
8464 | 30470400 | 5.6404 | 42.382 | 43.731
8465 | 30474000 | 5.6405 | 42.3838 | 43.7328
8466 | 30477600 | 5.6405 | 42.3856 | 43.7346
8467 | 30481200 | 5.6406 | 42.3874 | 43.7364
8468 | 30484800 | 5.6406 | 42.3892 | 43.7382
8469 | 30488400 | 5.6406 | 42.391 | 43.74
8470 | 30492000 | 5.6407 | 42.3928 | 43.7418
8471 | 30495600 | 5.6407 | 42.3946 | 43.7436
8472 | 30499200 | 5.6407 | 42.3964 | 43.7454
8473 | 30502800 | 5.6408 | 42.3982 | 43.7472
8474 | 30506400 | 5.6408 | 42.4 | 43.749
8475 | 30510000 | 5.6409 | 42.4018 | 43.7509
8476 | 30513600 | 5.6409 | 42.4036 | 43.7527
8477 | 30517200 | 5.6409 | 42.4054 | 43.7545
8478 | 30520800 | 5.641 | 42.4072 | 43.7563
8479 | 30524400 | 5.641 | 42.409 | 43.7581
8480 | 30528000 | 5.641 | 42.4108 | 43.7599
8481 | 30531600 | 5.6411 | 42.4126 | 43.7617
8482 | 30535200 | 5.6411 | 42.4144 | 43.7635
8483 | 30538800 | 5.6412 | 42.4162 | 43.7653
8484 | 30542400 | 5.6412 | 42.418 | 43.7671
8485 | 30546000 | 5.6412 | 42.4198 | 43.7689
8486 | 30549600 | 5.6413 | 42.4216 | 43.7707
8487 | 30553200 | 5.6413 | 42.4234 | 43.7725
8488 | 30556800 | 5.6413 | 42.4252 | 43.7743
8489 | 30560400 | 5.6414 | 42.427 | 43.7761
8490 | 30564000 | 5.6414 | 42.4288 | 43.7779
8491 | 30567600 | 5.6414 | 42.4306 | 43.7797
8492 | 30571200 | 5.6415 | 42.4324 | 43.7815
8493 | 30574800 | 5.6415 | 42.4342 | 43.7833
8494 | 30578400 | 5.6416 | 42.436 | 43.7851
8495 | 30582000 | 5.6416 | 42.4378 | 43.7869
8496 | 30585600 | 5.6416 | 42.4396 | 43.7887
8497 | 30589200 | 5.6417 | 42.4414 | 43.7905
8498 | 30592800 | 5.6417 | 42.4431 | 43.7923
8499 | 30596400 | 5.6417 | 42.4449 | 43.7941
8500 | 30600000 | 5.6418 | 42.4467 | 43.7959
8501 | 30603600 | 5.6418 | 42.4485 | 43.7977
8502 | 30607200 | 5.6419 | 42.4503 | 43.7995
8503 | 30610800 | 5.6419 | 42.4521 | 43.8013
8504 | 30614400 | 5.6419 | 42.4539 | 43.8031
8505 | 30618000 | 5.642 | 42.4557 | 43.8049
8506 | 30621600 | 5.642 | 42.4575 | 43.8067
8507 | 30625200 | 5.642 | 42.4593 | 43.8085
8508 | 30628800 | 5.6421 | 42.4611 | 43.8103
8509 | 30632400 | 5.6421 | 42.4629 | 43.8121
8510 | 30636000 | 5.6422 | 42.4647 | 43.8139
8511 | 30639600 | 5.6422 | 42.4665 | 43.8157
8512 | 30643200 | 5.6422 | 42.4683 | 43.8175
8513 | 30646800 | 5.6423 | 42.4701 | 43.8193
8514 | 30650400 | 5.6423 | 42.4719 | 43.8211
8515 | 30654000 | 5.6423 | 42.4737 | 43.8229
8516 | 30657600 | 5.6424 | 42.4755 | 43.8247
8517 | 30661200 | 5.6424 | 42.4773 | 43.8265
8518 | 30664800 | 5.6424 | 42.4791 | 43.8283
8519 | 30668400 | 5.6425 | 42.4809 | 43.8301
8520 | 30672000 | 5.6425 | 42.4827 | 43.8319
8521 | 30675600 | 5.6426 | 42.4845 | 43.8337
8522 | 30679200 | 5.6426 | 42.4863 | 43.8355
8523 | 30682800 | 5.6426 | 42.488 | 43.8373
8524 | 30686400 | 5.6427 | 42.4898 | 43.8391
8525 | 30690000 | 5.6427 | 42.4916 | 43.8409
8526 | 30693600 | 5.6427 | 42.4934 | 43.8427
8527 | 30697200 | 5.6428 | 42.4952 | 43.8445
8528 | 30700800 | 5.6428 | 42.497 | 43.8463
8529 | 30704400 | 5.6429 | 42.4988 | 43.8481
8530 | 30708000 | 5.6429 | 42.5006 | 43.8499
8531 | 30711600 | 5.6429 | 42.5024 | 43.8516
8532 | 30715200 | 5.643 | 42.5042 | 43.8534
8533 | 30718800 | 5.643 | 42.506 | 43.8552
8534 | 30722400 | 5.643 | 42.5078 | 43.857
8535 | 30726000 | 5.6431 | 42.5096 | 43.8588
8536 | 30729600 | 5.6431 | 42.5114 | 43.8606
8537 | 30733200 | 5.6431 | 42.5132 | 43.8624
8538 | 30736800 | 5.6432 | 42.515 | 43.8642
8539 | 30740400 | 5.6432 | 42.5168 | 43.866
8540 | 30744000 | 5.6433 | 42.5185 | 43.8678
8541 | 30747600 | 5.6433 | 42.5203 | 43.8696
8542 | 30751200 | 5.6433 | 42.5221 | 43.8714
8543 | 30754800 | 5.6434 | 42.5239 | 43.8732
8544 | 30758400 | 5.6434 | 42.5257 | 43.875
8545 | 30762000 | 5.6434 | 42.5275 | 43.8768
8546 | 30765600 | 5.6435 | 42.5293 | 43.8786
8547 | 30769200 | 5.6435 | 42.5311 | 43.8804
8548 | 30772800 | 5.6436 | 42.5329 | 43.8822
8549 | 30776400 | 5.6436 | 42.5347 | 43.884
8550 | 30780000 | 5.6436 | 42.5365 | 43.8858
8551 | 30783600 | 5.6437 | 42.5383 | 43.8876
8552 | 30787200 | 5.6437 | 42.5401 | 43.8894
8553 | 30790800 | 5.6437 | 42.5418 | 43.8912
8554 | 30794400 | 5.6438 | 42.5436 | 43.893
8555 | 30798000 | 5.6438 | 42.5454 | 43.8947
8556 | 30801600 | 5.6438 | 42.5472 | 43.8965
8557 | 30805200 | 5.6439 | 42.549 | 43.8983
8558 | 30808800 | 5.6439 | 42.5508 | 43.9001
8559 | 30812400 | 5.644 | 42.5526 | 43.9019
8560 | 30816000 | 5.644 | 42.5544 | 43.9037
8561 | 30819600 | 5.644 | 42.5562 | 43.9055
8562 | 30823200 | 5.6441 | 42.558 | 43.9073
8563 | 30826800 | 5.6441 | 42.5598 | 43.9091
8564 | 30830400 | 5.6441 | 42.5615 | 43.9109
8565 | 30834000 | 5.6442 | 42.5633 | 43.9127
8566 | 30837600 | 5.6442 | 42.5651 | 43.9145
8567 | 30841200 | 5.6442 | 42.5669 | 43.9163
8568 | 30844800 | 5.6443 | 42.5687 | 43.9181
8569 | 30848400 | 5.6443 | 42.5705 | 43.9199
8570 | 30852000 | 5.6444 | 42.5723 | 43.9217
8571 | 30855600 | 5.6444 | 42.5741 | 43.9234
8572 | 30859200 | 5.6444 | 42.5759 | 43.9252
8573 | 30862800 | 5.6445 | 42.5777 | 43.927
8574 | 30866400 | 5.6445 | 42.5794 | 43.9288
8575 | 30870000 | 5.6445 | 42.5812 | 43.9306
8576 | 30873600 | 5.6446 | 42.583 | 43.9324
8577 | 30877200 | 5.6446 | 42.5848 | 43.9342
8578 | 30880800 | 5.6447 | 42.5866 | 43.936
8579 | 30884400 | 5.6447 | 42.5884 | 43.9378
8580 | 30888000 | 5.6447 | 42.5902 | 43.9396
8581 | 30891600 | 5.6448 | 42.592 | 43.9414
8582 | 30895200 | 5.6448 | 42.5938 | 43.9432
8583 | 30898800 | 5.6448 | 42.5955 | 43.945
8584 | 30902400 | 5.6449 | 42.5973 | 43.9467
8585 | 30906000 | 5.6449 | 42.5991 | 43.9485
8586 | 30909600 | 5.6449 | 42.6009 | 43.9503
8587 | 30913200 | 5.645 | 42.6027 | 43.9521
8588 | 30916800 | 5.645 | 42.6045 | 43.9539
8589 | 30920400 | 5.6451 | 42.6063 | 43.9557
8590 | 30924000 | 5.6451 | 42.6081 | 43.9575
8591 | 30927600 | 5.6451 | 42.6099 | 43.9593
8592 | 30931200 | 5.6452 | 42.6116 | 43.9611
8593 | 30934800 | 5.6452 | 42.6134 | 43.9629
8594 | 30938400 | 5.6452 | 42.6152 | 43.9647
8595 | 30942000 | 5.6453 | 42.617 | 43.9665
8596 | 30945600 | 5.6453 | 42.6188 | 43.9682
8597 | 30949200 | 5.6453 | 42.6206 | 43.97
8598 | 30952800 | 5.6454 | 42.6224 | 43.9718
8599 | 30956400 | 5.6454 | 42.6242 | 43.9736
8600 | 30960000 | 5.6455 | 42.6259 | 43.9754
8601 | 30963600 | 5.6455 | 42.6277 | 43.9772
8602 | 30967200 | 5.6455 | 42.6295 | 43.979
8603 | 30970800 | 5.6456 | 42.6313 | 43.9808
8604 | 30974400 | 5.6456 | 42.6331 | 43.9826
8605 | 30978000 | 5.6456 | 42.6349 | 43.9844
8606 | 30981600 | 5.6457 | 42.6367 | 43.9861
8607 | 30985200 | 5.6457 | 42.6384 | 43.9879
8608 | 30988800 | 5.6457 | 42.6402 | 43.9897
8609 | 30992400 | 5.6458 | 42.642 | 43.9915
8610 | 30996000 | 5.6458 | 42.6438 | 43.9933
8611 | 30999600 | 5.6459 | 42.6456 | 43.9951
8612 | 31003200 | 5.6459 | 42.6474 | 43.9969
8613 | 31006800 | 5.6459 | 42.6492 | 43.9987
8614 | 31010400 | 5.646 | 42.6509 | 44.0005
8615 | 31014000 | 5.646 | 42.6527 | 44.0022
8616 | 31017600 | 5.646 | 42.6545 | 44.004
8617 | 31021200 | 5.6461 | 42.6563 | 44.0058
8618 | 31024800 | 5.6461 | 42.6581 | 44.0076
8619 | 31028400 | 5.6461 | 42.6599 | 44.0094
8620 | 31032000 | 5.6462 | 42.6617 | 44.0112
8621 | 31035600 | 5.6462 | 42.6634 | 44.013
8622 | 31039200 | 5.6463 | 42.6652 | 44.0148
8623 | 31042800 | 5.6463 | 42.667 | 44.0165
8624 | 31046400 | 5.6463 | 42.6688 | 44.0183
8625 | 31050000 | 5.6464 | 42.6706 | 44.0201
8626 | 31053600 | 5.6464 | 42.6724 | 44.0219
8627 | 31057200 | 5.6464 | 42.6741 | 44.0237
8628 | 31060800 | 5.6465 | 42.6759 | 44.0255
8629 | 31064400 | 5.6465 | 42.6777 | 44.0273
8630 | 31068000 | 5.6465 | 42.6795 | 44.0291
8631 | 31071600 | 5.6466 | 42.6813 | 44.0308
8632 | 31075200 | 5.6466 | 42.6831 | 44.0326
8633 | 31078800 | 5.6467 | 42.6849 | 44.0344
8634 | 31082400 | 5.6467 | 42.6866 | 44.0362
8635 | 31086000 | 5.6467 | 42.6884 | 44.038
8636 | 31089600 | 5.6468 | 42.6902 | 44.0398
8637 | 31093200 | 5.6468 | 42.692 | 44.0416
8638 | 31096800 | 5.6468 | 42.6938 | 44.0434
8639 | 31100400 | 5.6469 | 42.6956 | 44.0451
8640 | 31104000 | 5.6469 | 42.6973 | 44.0469
8641 | 31107600 | 5.6469 | 42.6991 | 44.0487
8642 | 31111200 | 5.647 | 42.7009 | 44.0505
8643 | 31114800 | 5.647 | 42.7027 | 44.0523
8644 | 31118400 | 5.647 | 42.7045 | 44.0541
8645 | 31122000 | 5.6471 | 42.7062 | 44.0559
8646 | 31125600 | 5.6471 | 42.708 | 44.0576
8647 | 31129200 | 5.6472 | 42.7098 | 44.0594
8648 | 31132800 | 5.6472 | 42.7116 | 44.0612
8649 | 31136400 | 5.6472 | 42.7134 | 44.063
8650 | 31140000 | 5.6473 | 42.7152 | 44.0648
8651 | 31143600 | 5.6473 | 42.7169 | 44.0666
8652 | 31147200 | 5.6473 | 42.7187 | 44.0683
8653 | 31150800 | 5.6474 | 42.7205 | 44.0701
8654 | 31154400 | 5.6474 | 42.7223 | 44.0719
8655 | 31158000 | 5.6474 | 42.7241 | 44.0737
8656 | 31161600 | 5.6475 | 42.7258 | 44.0755
8657 | 31165200 | 5.6475 | 42.7276 | 44.0773
8658 | 31168800 | 5.6476 | 42.7294 | 44.0791
8659 | 31172400 | 5.6476 | 42.7312 | 44.0808
8660 | 31176000 | 5.6476 | 42.733 | 44.0826
8661 | 31179600 | 5.6477 | 42.7348 | 44.0844
8662 | 31183200 | 5.6477 | 42.7365 | 44.0862
8663 | 31186800 | 5.6477 | 42.7383 | 44.088
8664 | 31190400 | 5.6478 | 42.7401 | 44.0898
8665 | 31194000 | 5.6478 | 42.7419 | 44.0915
8666 | 31197600 | 5.6478 | 42.7437 | 44.0933
8667 | 31201200 | 5.6479 | 42.7454 | 44.0951
8668 | 31204800 | 5.6479 | 42.7472 | 44.0969
8669 | 31208400 | 5.648 | 42.749 | 44.0987
8670 | 31212000 | 5.648 | 42.7508 | 44.1005
8671 | 31215600 | 5.648 | 42.7526 | 44.1022
8672 | 31219200 | 5.6481 | 42.7543 | 44.104
8673 | 31222800 | 5.6481 | 42.7561 | 44.1058
8674 | 31226400 | 5.6481 | 42.7579 | 44.1076
8675 | 31230000 | 5.6482 | 42.7597 | 44.1094
8676 | 31233600 | 5.6482 | 42.7615 | 44.1112
8677 | 31237200 | 5.6482 | 42.7632 | 44.1129
8678 | 31240800 | 5.6483 | 42.765 | 44.1147
8679 | 31244400 | 5.6483 | 42.7668 | 44.1165
8680 | 31248000 | 5.6483 | 42.7686 | 44.1183
8681 | 31251600 | 5.6484 | 42.7703 | 44.1201
8682 | 31255200 | 5.6484 | 42.7721 | 44.1218
8683 | 31258800 | 5.6485 | 42.7739 | 44.1236
8684 | 31262400 | 5.6485 | 42.7757 | 44.1254
8685 | 31266000 | 5.6485 | 42.7775 | 44.1272
8686 | 31269600 | 5.6486 | 42.7792 | 44.129
8687 | 31273200 | 5.6486 | 42.781 | 44.1308
8688 | 31276800 | 5.6486 | 42.7828 | 44.1325
8689 | 31280400 | 5.6487 | 42.7846 | 44.1343
8690 | 31284000 | 5.6487 | 42.7864 | 44.1361
8691 | 31287600 | 5.6487 | 42.7881 | 44.1379
8692 | 31291200 | 5.6488 | 42.7899 | 44.1397
8693 | 31294800 | 5.6488 | 42.7917 | 44.1414
8694 | 31298400 | 5.6488 | 42.7935 | 44.1432
8695 | 31302000 | 5.6489 | 42.7952 | 44.145
8696 | 31305600 | 5.6489 | 42.797 | 44.1468
8697 | 31309200 | 5.649 | 42.7988 | 44.1486
8698 | 31312800 | 5.649 | 42.8006 | 44.1503
8699 | 31316400 | 5.649 | 42.8024 | 44.1521
8700 | 31320000 | 5.6491 | 42.8041 | 44.1539
8701 | 31323600 | 5.6491 | 42.8059 | 44.1557
8702 | 31327200 | 5.6491 | 42.8077 | 44.1575
8703 | 31330800 | 5.6492 | 42.8095 | 44.1592
8704 | 31334400 | 5.6492 | 42.8112 | 44.161
8705 | 31338000 | 5.6492 | 42.813 | 44.1628
8706 | 31341600 | 5.6493 | 42.8148 | 44.1646
8707 | 31345200 | 5.6493 | 42.8166 | 44.1664
8708 | 31348800 | 5.6493 | 42.8183 | 44.1681
8709 | 31352400 | 5.6494 | 42.8201 | 44.1699
8710 | 31356000 | 5.6494 | 42.8219 | 44.1717
8711 | 31359600 | 5.6495 | 42.8237 | 44.1735
8712 | 31363200 | 5.6495 | 42.8254 | 44.1753
8713 | 31366800 | 5.6495 | 42.8272 | 44.177
8714 | 31370400 | 5.6496 | 42.829 | 44.1788
8715 | 31374000 | 5.6496 | 42.8308 | 44.1806
8716 | 31377600 | 5.6496 | 42.8325 | 44.1824
8717 | 31381200 | 5.6497 | 42.8343 | 44.1841
8718 | 31384800 | 5.6497 | 42.8361 | 44.1859
8719 | 31388400 | 5.6497 | 42.8379 | 44.1877
8720 | 31392000 | 5.6498 | 42.8396 | 44.1895
8721 | 31395600 | 5.6498 | 42.8414 | 44.1913
8722 | 31399200 | 5.6498 | 42.8432 | 44.193
8723 | 31402800 | 5.6499 | 42.845 | 44.1948
8724 | 31406400 | 5.6499 | 42.8467 | 44.1966
8725 | 31410000 | 5.65 | 42.8485 | 44.1984
8726 | 31413600 | 5.65 | 42.8503 | 44.2001
8727 | 31417200 | 5.65 | 42.8521 | 44.2019
8728 | 31420800 | 5.6501 | 42.8538 | 44.2037
8729 | 31424400 | 5.6501 | 42.8556 | 44.2055
8730 | 31428000 | 5.6501 | 42.8574 | 44.2073
8731 | 31431600 | 5.6502 | 42.8592 | 44.209
8732 | 31435200 | 5.6502 | 42.8609 | 44.2108
8733 | 31438800 | 5.6502 | 42.8627 | 44.2126
8734 | 31442400 | 5.6503 | 42.8645 | 44.2144
8735 | 31446000 | 5.6503 | 42.8663 | 44.2161
8736 | 31449600 | 5.6503 | 42.868 | 44.2179
8737 | 31453200 | 5.6504 | 42.8698 | 44.2197
8738 | 31456800 | 5.6504 | 42.8716 | 44.2215
8739 | 31460400 | 5.6505 | 42.8734 | 44.2232
8740 | 31464000 | 5.6505 | 42.8751 | 44.225
8741 | 31467600 | 5.6505 | 42.8769 | 44.2268
8742 | 31471200 | 5.6506 | 42.8787 | 44.2286
8743 | 31474800 | 5.6506 | 42.8804 | 44.2303
8744 | 31478400 | 5.6506 | 42.8822 | 44.2321
8745 | 31482000 | 5.6507 | 42.884 | 44.2339
8746 | 31485600 | 5.6507 | 42.8858 | 44.2357
8747 | 31489200 | 5.6507 | 42.8875 | 44.2375
8748 | 31492800 | 5.6508 | 42.8893 | 44.2392
8749 | 31496400 | 5.6508 | 42.8911 | 44.241
8750 | 31500000 | 5.6508 | 42.8929 | 44.2428
8751 | 31503600 | 5.6509 | 42.8946 | 44.2446
8752 | 31507200 | 5.6509 | 42.8964 | 44.2463
8753 | 31510800 | 5.651 | 42.8982 | 44.2481
8754 | 31514400 | 5.651 | 42.8999 | 44.2499
8755 | 31518000 | 5.651 | 42.9017 | 44.2517
8756 | 31521600 | 5.6511 | 42.9035 | 44.2534
8757 | 31525200 | 5.6511 | 42.9053 | 44.2552
8758 | 31528800 | 5.6511 | 42.907 | 44.257
8759 | 31532400 | 5.6512 | 42.9088 | 44.2587
8760 | 31536000 | 5.6512 | 42.9106 | 44.2605
8761 | 31539600 | 5.6512 | 42.9123 | 44.2623
8762 | 31543200 | 5.6513 | 42.9141 | 44.2641
8763 | 31546800 | 5.6513 | 42.9159 | 44.2658
8764 | 31550400 | 5.6513 | 42.9176 | 44.2676
8765 | 31554000 | 5.6514 | 42.9194 | 44.2694
8766 | 31557600 | 5.6514 | 42.9212 | 44.2712
8767 | 31561200 | 5.6514 | 42.923 | 44.2729
8768 | 31564800 | 5.6515 | 42.9247 | 44.2747
8769 | 31568400 | 5.6515 | 42.9265 | 44.2765
8770 | 31572000 | 5.6516 | 42.9283 | 44.2783
8771 | 31575600 | 5.6516 | 42.93 | 44.28
8772 | 31579200 | 5.6516 | 42.9318 | 44.2818
8773 | 31582800 | 5.6517 | 42.9336 | 44.2836
8774 | 31586400 | 5.6517 | 42.9353 | 44.2853
8775 | 31590000 | 5.6517 | 42.9371 | 44.2871
8776 | 31593600 | 5.6518 | 42.9389 | 44.2889
8777 | 31597200 | 5.6518 | 42.9407 | 44.2907
8778 | 31600800 | 5.6518 | 42.9424 | 44.2924
8779 | 31604400 | 5.6519 | 42.9442 | 44.2942
8780 | 31608000 | 5.6519 | 42.946 | 44.296
8781 | 31611600 | 5.6519 | 42.9477 | 44.2978
8782 | 31615200 | 5.652 | 42.9495 | 44.2995
8783 | 31618800 | 5.652 | 42.9513 | 44.3013
8784 | 31622400 | 5.652 | 42.953 | 44.3031

## R=0.5(S1-C2)
Temp (initial) |  | 16 | ℃ | Soil | Themal Conductivity (λ) | 1 | W/(m.k)
Diameter (D) |  | 0.025 | m |  | Density (ρ) | 2000 | kg/(m^3)
Clear Cover (c) |  | 0.075 | m |  | Heat Capacity/Specific Heat (Cp) | 800 | J/(kg.K)
Cover (r+cover) |  | 0.0875 | m |  | Themal Diffusivity (α) | 6.25e-07 | (m^2)/s
Wall Thickness |  | 0.8 | m | Concrete | Themal Conductivity (λ) | 2 | W/(m.k)
Pipe Spacing |  | 0.5 | m |  | Density (ρ) | 2000 | kg/(m^3)
Heat Flux (Qeq) Wall |  | 6.2832 | W/(m^2) |  | Heat Capacity/Specific Heat (Cp) | 800 | J/(kg.K) | O
Heat Flux (Q0) Pipe |  | 40 | W/(m^2) |  | Themal Diffusivity (α) | 1.25e-06 | (m^2)/s
Total Time (Tf) |  | 366 | D
| Sec | Hr
time-step | 3600 | 1
COMSOL
Insert Comsol Data
t(hr) | t(sec) | qw | Tw(C) | Tp(C)
0 | 0 | 0.00012741 | 16 | 16.1523
1 | 3600 | 0.74288 | 16.0352 | 16.5358
2 | 7200 | 1.2066 | 16.0747 | 16.5993
3 | 10800 | 1.4983 | 16.1122 | 16.6622
4 | 14400 | 1.6514 | 16.1452 | 16.7094
5 | 18000 | 1.7496 | 16.1751 | 16.7461
6 | 21600 | 1.8223 | 16.2027 | 16.7769
7 | 25200 | 1.8795 | 16.2283 | 16.8044
8 | 28800 | 1.9261 | 16.2524 | 16.8297
9 | 32400 | 1.9659 | 16.2755 | 16.8537
10 | 36000 | 2.0001 | 16.2974 | 16.8763
11 | 39600 | 2.0293 | 16.3184 | 16.8978
12 | 43200 | 2.0546 | 16.3385 | 16.9183
13 | 46800 | 2.0767 | 16.3577 | 16.9378
14 | 50400 | 2.0962 | 16.3763 | 16.9567
15 | 54000 | 2.1138 | 16.3942 | 16.9748
16 | 57600 | 2.1296 | 16.4116 | 16.9923
17 | 61200 | 2.144 | 16.4284 | 17.0094
18 | 64800 | 2.1573 | 16.4448 | 17.0259
19 | 68400 | 2.1695 | 16.4607 | 17.042
20 | 72000 | 2.1809 | 16.4762 | 17.0577
21 | 75600 | 2.1915 | 16.4914 | 17.073
22 | 79200 | 2.2016 | 16.5062 | 17.088
23 | 82800 | 2.211 | 16.5207 | 17.1026
24 | 86400 | 2.2201 | 16.535 | 17.117
25 | 90000 | 2.2287 | 16.5489 | 17.1311
26 | 93600 | 2.237 | 16.5626 | 17.1449
27 | 97200 | 2.245 | 16.5761 | 17.1585
28 | 100800 | 2.2528 | 16.5893 | 17.1719
29 | 104400 | 2.2603 | 16.6024 | 17.1851
30 | 108000 | 2.2677 | 16.6152 | 17.1982
31 | 111600 | 2.275 | 16.6279 | 17.211
32 | 115200 | 2.2821 | 16.6404 | 17.2237
33 | 118800 | 2.2891 | 16.6528 | 17.2362
34 | 122400 | 2.296 | 16.6649 | 17.2485
35 | 126000 | 2.3029 | 16.677 | 17.2608
36 | 129600 | 2.3097 | 16.6889 | 17.2729
37 | 133200 | 2.3165 | 16.7007 | 17.2848
38 | 136800 | 2.3232 | 16.7124 | 17.2967
39 | 140400 | 2.33 | 16.7239 | 17.3085
40 | 144000 | 2.3367 | 16.7354 | 17.3201
41 | 147600 | 2.3433 | 16.7468 | 17.3317
42 | 151200 | 2.35 | 16.758 | 17.3432
43 | 154800 | 2.3567 | 16.7692 | 17.3546
44 | 158400 | 2.3634 | 16.7803 | 17.3659
45 | 162000 | 2.3701 | 16.7913 | 17.3771
46 | 165600 | 2.3768 | 16.8022 | 17.3882
47 | 169200 | 2.3834 | 16.8131 | 17.3993
48 | 172800 | 2.3902 | 16.8238 | 17.4103
49 | 176400 | 2.3969 | 16.8345 | 17.4213
50 | 180000 | 2.4036 | 16.8452 | 17.4322
51 | 183600 | 2.4103 | 16.8558 | 17.443
52 | 187200 | 2.4171 | 16.8663 | 17.4538
53 | 190800 | 2.4238 | 16.8768 | 17.4645
54 | 194400 | 2.4306 | 16.8872 | 17.4752
55 | 198000 | 2.4373 | 16.8976 | 17.4858
56 | 201600 | 2.4441 | 16.9079 | 17.4964
57 | 205200 | 2.4509 | 16.9182 | 17.5069
58 | 208800 | 2.4577 | 16.9284 | 17.5174
59 | 212400 | 2.4645 | 16.9386 | 17.5279
60 | 216000 | 2.4713 | 16.9487 | 17.5383
61 | 219600 | 2.4781 | 16.9589 | 17.5486
62 | 223200 | 2.4849 | 16.9689 | 17.559
63 | 226800 | 2.4917 | 16.9789 | 17.5693
64 | 230400 | 2.4985 | 16.9889 | 17.5795
65 | 234000 | 2.5053 | 16.9989 | 17.5898
66 | 237600 | 2.5121 | 17.0088 | 17.5999
67 | 241200 | 2.5189 | 17.0187 | 17.6101
68 | 244800 | 2.5257 | 17.0286 | 17.6202
69 | 248400 | 2.5325 | 17.0384 | 17.6303
70 | 252000 | 2.5392 | 17.0482 | 17.6404
71 | 255600 | 2.546 | 17.0579 | 17.6504
72 | 259200 | 2.5528 | 17.0677 | 17.6605
73 | 262800 | 2.5595 | 17.0774 | 17.6704
74 | 266400 | 2.5663 | 17.0871 | 17.6804
75 | 270000 | 2.573 | 17.0967 | 17.6903
76 | 273600 | 2.5797 | 17.1064 | 17.7002
77 | 277200 | 2.5865 | 17.116 | 17.7101
78 | 280800 | 2.5932 | 17.1256 | 17.72
79 | 284400 | 2.5998 | 17.1351 | 17.7298
80 | 288000 | 2.6065 | 17.1447 | 17.7396
81 | 291600 | 2.6132 | 17.1542 | 17.7494
82 | 295200 | 2.6198 | 17.1637 | 17.7592
83 | 298800 | 2.6264 | 17.1731 | 17.7689
84 | 302400 | 2.6331 | 17.1826 | 17.7786
85 | 306000 | 2.6396 | 17.192 | 17.7883
86 | 309600 | 2.6462 | 17.2014 | 17.798
87 | 313200 | 2.6528 | 17.2108 | 17.8077
88 | 316800 | 2.6593 | 17.2202 | 17.8173
89 | 320400 | 2.6658 | 17.2295 | 17.8269
90 | 324000 | 2.6723 | 17.2388 | 17.8365
91 | 327600 | 2.6788 | 17.2481 | 17.8461
92 | 331200 | 2.6853 | 17.2574 | 17.8556
93 | 334800 | 2.6917 | 17.2667 | 17.8652
94 | 338400 | 2.6981 | 17.276 | 17.8747
95 | 342000 | 2.7045 | 17.2852 | 17.8842
96 | 345600 | 2.7109 | 17.2944 | 17.8937
97 | 349200 | 2.7172 | 17.3036 | 17.9032
98 | 352800 | 2.7236 | 17.3128 | 17.9126
99 | 356400 | 2.7299 | 17.322 | 17.922
100 | 360000 | 2.7361 | 17.3311 | 17.9315
101 | 363600 | 2.7424 | 17.3402 | 17.9408
102 | 367200 | 2.7486 | 17.3494 | 17.9502
103 | 370800 | 2.7548 | 17.3585 | 17.9596
104 | 374400 | 2.761 | 17.3676 | 17.9689
105 | 378000 | 2.7672 | 17.3766 | 17.9783
106 | 381600 | 2.7733 | 17.3857 | 17.9876
107 | 385200 | 2.7795 | 17.3947 | 17.9969
108 | 388800 | 2.7856 | 17.4037 | 18.0061
109 | 392400 | 2.7916 | 17.4128 | 18.0154
110 | 396000 | 2.7977 | 17.4217 | 18.0247
111 | 399600 | 2.8037 | 17.4307 | 18.0339
112 | 403200 | 2.8097 | 17.4397 | 18.0431
113 | 406800 | 2.8157 | 17.4486 | 18.0523
114 | 410400 | 2.8216 | 17.4576 | 18.0615
115 | 414000 | 2.8275 | 17.4665 | 18.0707
116 | 417600 | 2.8334 | 17.4754 | 18.0798
117 | 421200 | 2.8393 | 17.4843 | 18.089
118 | 424800 | 2.8451 | 17.4932 | 18.0981
119 | 428400 | 2.851 | 17.5021 | 18.1072
120 | 432000 | 2.8568 | 17.5109 | 18.1163
121 | 435600 | 2.8625 | 17.5197 | 18.1254
122 | 439200 | 2.8683 | 17.5286 | 18.1345
123 | 442800 | 2.874 | 17.5374 | 18.1435
124 | 446400 | 2.8797 | 17.5462 | 18.1526
125 | 450000 | 2.8854 | 17.555 | 18.1616
126 | 453600 | 2.8911 | 17.5638 | 18.1706
127 | 457200 | 2.8967 | 17.5725 | 18.1796
128 | 460800 | 2.9023 | 17.5813 | 18.1886
129 | 464400 | 2.9079 | 17.59 | 18.1975
130 | 468000 | 2.9134 | 17.5987 | 18.2065
131 | 471600 | 2.919 | 17.6074 | 18.2154
132 | 475200 | 2.9245 | 17.6161 | 18.2244
133 | 478800 | 2.9299 | 17.6248 | 18.2333
134 | 482400 | 2.9354 | 17.6335 | 18.2422
135 | 486000 | 2.9408 | 17.6421 | 18.2511
136 | 489600 | 2.9463 | 17.6508 | 18.26
137 | 493200 | 2.9516 | 17.6594 | 18.2688
138 | 496800 | 2.957 | 17.6681 | 18.2777
139 | 500400 | 2.9624 | 17.6767 | 18.2865
140 | 504000 | 2.9677 | 17.6853 | 18.2953
141 | 507600 | 2.973 | 17.6939 | 18.3041
142 | 511200 | 2.9782 | 17.7024 | 18.3129
143 | 514800 | 2.9835 | 17.711 | 18.3217
144 | 518400 | 2.9887 | 17.7196 | 18.3305
145 | 522000 | 2.9939 | 17.7281 | 18.3393
146 | 525600 | 2.9991 | 17.7366 | 18.348
147 | 529200 | 3.0042 | 17.7451 | 18.3567
148 | 532800 | 3.0094 | 17.7537 | 18.3655
149 | 536400 | 3.0145 | 17.7622 | 18.3742
150 | 540000 | 3.0196 | 17.7706 | 18.3829
151 | 543600 | 3.0246 | 17.7791 | 18.3916
152 | 547200 | 3.0297 | 17.7876 | 18.4002
153 | 550800 | 3.0347 | 17.796 | 18.4089
154 | 554400 | 3.0397 | 17.8045 | 18.4176
155 | 558000 | 3.0447 | 17.8129 | 18.4262
156 | 561600 | 3.0496 | 17.8213 | 18.4348
157 | 565200 | 3.0546 | 17.8297 | 18.4434
158 | 568800 | 3.0595 | 17.8381 | 18.452
159 | 572400 | 3.0644 | 17.8465 | 18.4606
160 | 576000 | 3.0693 | 17.8549 | 18.4692
161 | 579600 | 3.0741 | 17.8632 | 18.4778
162 | 583200 | 3.0789 | 17.8716 | 18.4863
163 | 586800 | 3.0837 | 17.8799 | 18.4949
164 | 590400 | 3.0885 | 17.8883 | 18.5034
165 | 594000 | 3.0933 | 17.8966 | 18.5119
166 | 597600 | 3.098 | 17.9049 | 18.5204
167 | 601200 | 3.1028 | 17.9132 | 18.5289
168 | 604800 | 3.1075 | 17.9215 | 18.5374
169 | 608400 | 3.1122 | 17.9298 | 18.5459
170 | 612000 | 3.1168 | 17.938 | 18.5544
171 | 615600 | 3.1215 | 17.9463 | 18.5628
172 | 619200 | 3.1261 | 17.9545 | 18.5713
173 | 622800 | 3.1307 | 17.9628 | 18.5797
174 | 626400 | 3.1353 | 17.971 | 18.5881
175 | 630000 | 3.1398 | 17.9792 | 18.5965
176 | 633600 | 3.1444 | 17.9874 | 18.6049
177 | 637200 | 3.1489 | 17.9956 | 18.6133
178 | 640800 | 3.1534 | 18.0038 | 18.6217
179 | 644400 | 3.1579 | 18.012 | 18.6301
180 | 648000 | 3.1624 | 18.0202 | 18.6384
181 | 651600 | 3.1668 | 18.0283 | 18.6468
182 | 655200 | 3.1713 | 18.0365 | 18.6551
183 | 658800 | 3.1757 | 18.0446 | 18.6634
184 | 662400 | 3.1801 | 18.0527 | 18.6717
185 | 666000 | 3.1845 | 18.0609 | 18.6801
186 | 669600 | 3.1888 | 18.069 | 18.6883
187 | 673200 | 3.1931 | 18.0771 | 18.6966
188 | 676800 | 3.1975 | 18.0852 | 18.7049
189 | 680400 | 3.2018 | 18.0932 | 18.7132
190 | 684000 | 3.2061 | 18.1013 | 18.7214
191 | 687600 | 3.2103 | 18.1094 | 18.7297
192 | 691200 | 3.2146 | 18.1174 | 18.7379
193 | 694800 | 3.2188 | 18.1255 | 18.7461
194 | 698400 | 3.223 | 18.1335 | 18.7543
195 | 702000 | 3.2272 | 18.1415 | 18.7625
196 | 705600 | 3.2314 | 18.1495 | 18.7707
197 | 709200 | 3.2356 | 18.1575 | 18.7789
198 | 712800 | 3.2397 | 18.1655 | 18.7871
199 | 716400 | 3.2438 | 18.1735 | 18.7952
200 | 720000 | 3.248 | 18.1815 | 18.8034
201 | 723600 | 3.2521 | 18.1895 | 18.8115
202 | 727200 | 3.2561 | 18.1974 | 18.8196
203 | 730800 | 3.2602 | 18.2054 | 18.8278
204 | 734400 | 3.2642 | 18.2133 | 18.8359
205 | 738000 | 3.2683 | 18.2212 | 18.844
206 | 741600 | 3.2723 | 18.2292 | 18.8521
207 | 745200 | 3.2763 | 18.2371 | 18.8601
208 | 748800 | 3.2803 | 18.245 | 18.8682
209 | 752400 | 3.2842 | 18.2529 | 18.8763
210 | 756000 | 3.2882 | 18.2608 | 18.8843
211 | 759600 | 3.2921 | 18.2686 | 18.8924
212 | 763200 | 3.296 | 18.2765 | 18.9004
213 | 766800 | 3.2999 | 18.2844 | 18.9084
214 | 770400 | 3.3038 | 18.2922 | 18.9164
215 | 774000 | 3.3077 | 18.3001 | 18.9245
216 | 777600 | 3.3116 | 18.3079 | 18.9325
217 | 781200 | 3.3154 | 18.3157 | 18.9404
218 | 784800 | 3.3192 | 18.3235 | 18.9484
219 | 788400 | 3.323 | 18.3314 | 18.9564
220 | 792000 | 3.3268 | 18.3392 | 18.9643
221 | 795600 | 3.3306 | 18.3469 | 18.9723
222 | 799200 | 3.3344 | 18.3547 | 18.9802
223 | 802800 | 3.3381 | 18.3625 | 18.9882
224 | 806400 | 3.3419 | 18.3703 | 18.9961
225 | 810000 | 3.3456 | 18.378 | 19.004
226 | 813600 | 3.3493 | 18.3858 | 19.0119
227 | 817200 | 3.353 | 18.3935 | 19.0198
228 | 820800 | 3.3567 | 18.4012 | 19.0277
229 | 824400 | 3.3604 | 18.409 | 19.0356
230 | 828000 | 3.364 | 18.4167 | 19.0434
231 | 831600 | 3.3677 | 18.4244 | 19.0513
232 | 835200 | 3.3713 | 18.4321 | 19.0592
233 | 838800 | 3.3749 | 18.4398 | 19.067
234 | 842400 | 3.3785 | 18.4475 | 19.0748
235 | 846000 | 3.3821 | 18.4551 | 19.0827
236 | 849600 | 3.3856 | 18.4628 | 19.0905
237 | 853200 | 3.3892 | 18.4705 | 19.0983
238 | 856800 | 3.3928 | 18.4781 | 19.1061
239 | 860400 | 3.3963 | 18.4858 | 19.1139
240 | 864000 | 3.3998 | 18.4934 | 19.1216
241 | 867600 | 3.4033 | 18.501 | 19.1294
242 | 871200 | 3.4068 | 18.5086 | 19.1372
243 | 874800 | 3.4103 | 18.5162 | 19.1449
244 | 878400 | 3.4137 | 18.5238 | 19.1527
245 | 882000 | 3.4172 | 18.5314 | 19.1604
246 | 885600 | 3.4206 | 18.539 | 19.1682
247 | 889200 | 3.4241 | 18.5466 | 19.1759
248 | 892800 | 3.4275 | 18.5542 | 19.1836
249 | 896400 | 3.4309 | 18.5617 | 19.1913
250 | 900000 | 3.4343 | 18.5693 | 19.199
251 | 903600 | 3.4377 | 18.5768 | 19.2067
252 | 907200 | 3.441 | 18.5844 | 19.2144
253 | 910800 | 3.4444 | 18.5919 | 19.222
254 | 914400 | 3.4477 | 18.5994 | 19.2297
255 | 918000 | 3.451 | 18.6069 | 19.2374
256 | 921600 | 3.4544 | 18.6144 | 19.245
257 | 925200 | 3.4577 | 18.622 | 19.2526
258 | 928800 | 3.461 | 18.6294 | 19.2603
259 | 932400 | 3.4643 | 18.6369 | 19.2679
260 | 936000 | 3.4675 | 18.6444 | 19.2755
261 | 939600 | 3.4708 | 18.6519 | 19.2831
262 | 943200 | 3.474 | 18.6593 | 19.2907
263 | 946800 | 3.4773 | 18.6668 | 19.2983
264 | 950400 | 3.4805 | 18.6742 | 19.3059
265 | 954000 | 3.4837 | 18.6817 | 19.3135
266 | 957600 | 3.4869 | 18.6891 | 19.321
267 | 961200 | 3.4901 | 18.6965 | 19.3286
268 | 964800 | 3.4933 | 18.704 | 19.3361
269 | 968400 | 3.4964 | 18.7114 | 19.3437
270 | 972000 | 3.4996 | 18.7188 | 19.3512
271 | 975600 | 3.5027 | 18.7262 | 19.3588
272 | 979200 | 3.5059 | 18.7336 | 19.3663
273 | 982800 | 3.509 | 18.7409 | 19.3738
274 | 986400 | 3.5121 | 18.7483 | 19.3813
275 | 990000 | 3.5152 | 18.7557 | 19.3888
276 | 993600 | 3.5183 | 18.763 | 19.3963
277 | 997200 | 3.5214 | 18.7704 | 19.4038
278 | 1000800 | 3.5245 | 18.7777 | 19.4112
279 | 1004400 | 3.5275 | 18.7851 | 19.4187
280 | 1008000 | 3.5306 | 18.7924 | 19.4262
281 | 1011600 | 3.5336 | 18.7997 | 19.4336
282 | 1015200 | 3.5367 | 18.8071 | 19.4411
283 | 1018800 | 3.5397 | 18.8144 | 19.4485
284 | 1022400 | 3.5427 | 18.8217 | 19.4559
285 | 1026000 | 3.5457 | 18.829 | 19.4634
286 | 1029600 | 3.5487 | 18.8362 | 19.4708
287 | 1033200 | 3.5517 | 18.8435 | 19.4782
288 | 1036800 | 3.5546 | 18.8508 | 19.4856
289 | 1040400 | 3.5576 | 18.8581 | 19.493
290 | 1044000 | 3.5605 | 18.8653 | 19.5004
291 | 1047600 | 3.5635 | 18.8726 | 19.5077
292 | 1051200 | 3.5664 | 18.8798 | 19.5151
293 | 1054800 | 3.5693 | 18.8871 | 19.5225
294 | 1058400 | 3.5722 | 18.8943 | 19.5298
295 | 1062000 | 3.5751 | 18.9015 | 19.5372
296 | 1065600 | 3.578 | 18.9088 | 19.5445
297 | 1069200 | 3.5809 | 18.916 | 19.5518
298 | 1072800 | 3.5838 | 18.9232 | 19.5592
299 | 1076400 | 3.5866 | 18.9304 | 19.5665
300 | 1080000 | 3.5895 | 18.9376 | 19.5738
301 | 1083600 | 3.5923 | 18.9448 | 19.5811
302 | 1087200 | 3.5952 | 18.9519 | 19.5884
303 | 1090800 | 3.598 | 18.9591 | 19.5957
304 | 1094400 | 3.6008 | 18.9663 | 19.603
305 | 1098000 | 3.6036 | 18.9734 | 19.6103
306 | 1101600 | 3.6064 | 18.9806 | 19.6175
307 | 1105200 | 3.6092 | 18.9877 | 19.6248
308 | 1108800 | 3.612 | 18.9949 | 19.6321
309 | 1112400 | 3.6148 | 19.002 | 19.6393
310 | 1116000 | 3.6175 | 19.0091 | 19.6465
311 | 1119600 | 3.6203 | 19.0163 | 19.6538
312 | 1123200 | 3.623 | 19.0234 | 19.661
313 | 1126800 | 3.6258 | 19.0305 | 19.6682
314 | 1130400 | 3.6285 | 19.0376 | 19.6755
315 | 1134000 | 3.6312 | 19.0447 | 19.6827
316 | 1137600 | 3.6339 | 19.0518 | 19.6899
317 | 1141200 | 3.6366 | 19.0588 | 19.6971
318 | 1144800 | 3.6393 | 19.0659 | 19.7042
319 | 1148400 | 3.642 | 19.073 | 19.7114
320 | 1152000 | 3.6447 | 19.08 | 19.7186
321 | 1155600 | 3.6474 | 19.0871 | 19.7258
322 | 1159200 | 3.65 | 19.0942 | 19.7329
323 | 1162800 | 3.6527 | 19.1012 | 19.7401
324 | 1166400 | 3.6553 | 19.1082 | 19.7472
325 | 1170000 | 3.6579 | 19.1153 | 19.7544
326 | 1173600 | 3.6606 | 19.1223 | 19.7615
327 | 1177200 | 3.6632 | 19.1293 | 19.7686
328 | 1180800 | 3.6658 | 19.1363 | 19.7758
329 | 1184400 | 3.6684 | 19.1433 | 19.7829
330 | 1188000 | 3.671 | 19.1503 | 19.79
331 | 1191600 | 3.6736 | 19.1573 | 19.7971
332 | 1195200 | 3.6762 | 19.1643 | 19.8042
333 | 1198800 | 3.6787 | 19.1713 | 19.8113
334 | 1202400 | 3.6813 | 19.1783 | 19.8184
335 | 1206000 | 3.6839 | 19.1852 | 19.8254
336 | 1209600 | 3.6864 | 19.1922 | 19.8325
337 | 1213200 | 3.689 | 19.1992 | 19.8396
338 | 1216800 | 3.6915 | 19.2061 | 19.8466
339 | 1220400 | 3.694 | 19.2131 | 19.8537
340 | 1224000 | 3.6965 | 19.22 | 19.8607
341 | 1227600 | 3.699 | 19.2269 | 19.8678
342 | 1231200 | 3.7015 | 19.2338 | 19.8748
343 | 1234800 | 3.704 | 19.2408 | 19.8818
344 | 1238400 | 3.7065 | 19.2477 | 19.8888
345 | 1242000 | 3.709 | 19.2546 | 19.8958
346 | 1245600 | 3.7115 | 19.2615 | 19.9029
347 | 1249200 | 3.7139 | 19.2684 | 19.9099
348 | 1252800 | 3.7164 | 19.2753 | 19.9168
349 | 1256400 | 3.7189 | 19.2822 | 19.9238
350 | 1260000 | 3.7213 | 19.289 | 19.9308
351 | 1263600 | 3.7237 | 19.2959 | 19.9378
352 | 1267200 | 3.7262 | 19.3028 | 19.9448
353 | 1270800 | 3.7286 | 19.3097 | 19.9517
354 | 1274400 | 3.731 | 19.3165 | 19.9587
355 | 1278000 | 3.7334 | 19.3234 | 19.9656
356 | 1281600 | 3.7358 | 19.3302 | 19.9726
357 | 1285200 | 3.7382 | 19.337 | 19.9795
358 | 1288800 | 3.7406 | 19.3439 | 19.9865
359 | 1292400 | 3.743 | 19.3507 | 19.9934
360 | 1296000 | 3.7454 | 19.3575 | 20.0003
361 | 1299600 | 3.7477 | 19.3643 | 20.0072
362 | 1303200 | 3.7501 | 19.3711 | 20.0141
363 | 1306800 | 3.7524 | 19.378 | 20.021
364 | 1310400 | 3.7548 | 19.3848 | 20.0279
365 | 1314000 | 3.7571 | 19.3915 | 20.0348
366 | 1317600 | 3.7595 | 19.3983 | 20.0417
367 | 1321200 | 3.7618 | 19.4051 | 20.0486
368 | 1324800 | 3.7641 | 19.4119 | 20.0555
369 | 1328400 | 3.7664 | 19.4187 | 20.0623
370 | 1332000 | 3.7687 | 19.4254 | 20.0692
371 | 1335600 | 3.771 | 19.4322 | 20.076
372 | 1339200 | 3.7733 | 19.4389 | 20.0829
373 | 1342800 | 3.7756 | 19.4457 | 20.0897
374 | 1346400 | 3.7779 | 19.4524 | 20.0966
375 | 1350000 | 3.7802 | 19.4592 | 20.1034
376 | 1353600 | 3.7824 | 19.4659 | 20.1102
377 | 1357200 | 3.7847 | 19.4726 | 20.1171
378 | 1360800 | 3.787 | 19.4793 | 20.1239
379 | 1364400 | 3.7892 | 19.4861 | 20.1307
380 | 1368000 | 3.7914 | 19.4928 | 20.1375
381 | 1371600 | 3.7937 | 19.4995 | 20.1443
382 | 1375200 | 3.7959 | 19.5062 | 20.1511
383 | 1378800 | 3.7981 | 19.5129 | 20.1579
384 | 1382400 | 3.8004 | 19.5196 | 20.1646
385 | 1386000 | 3.8026 | 19.5262 | 20.1714
386 | 1389600 | 3.8048 | 19.5329 | 20.1782
387 | 1393200 | 3.807 | 19.5396 | 20.185
388 | 1396800 | 3.8092 | 19.5463 | 20.1917
389 | 1400400 | 3.8114 | 19.5529 | 20.1985
390 | 1404000 | 3.8135 | 19.5596 | 20.2052
391 | 1407600 | 3.8157 | 19.5662 | 20.212
392 | 1411200 | 3.8179 | 19.5729 | 20.2187
393 | 1414800 | 3.8201 | 19.5795 | 20.2254
394 | 1418400 | 3.8222 | 19.5861 | 20.2321
395 | 1422000 | 3.8244 | 19.5928 | 20.2389
396 | 1425600 | 3.8265 | 19.5994 | 20.2456
397 | 1429200 | 3.8287 | 19.606 | 20.2523
398 | 1432800 | 3.8308 | 19.6126 | 20.259
399 | 1436400 | 3.8329 | 19.6192 | 20.2657
400 | 1440000 | 3.8351 | 19.6258 | 20.2724
401 | 1443600 | 3.8372 | 19.6324 | 20.2791
402 | 1447200 | 3.8393 | 19.639 | 20.2858
403 | 1450800 | 3.8414 | 19.6456 | 20.2924
404 | 1454400 | 3.8435 | 19.6522 | 20.2991
405 | 1458000 | 3.8456 | 19.6588 | 20.3058
406 | 1461600 | 3.8477 | 19.6654 | 20.3124
407 | 1465200 | 3.8498 | 19.6719 | 20.3191
408 | 1468800 | 3.8518 | 19.6785 | 20.3257
409 | 1472400 | 3.8539 | 19.685 | 20.3324
410 | 1476000 | 3.856 | 19.6916 | 20.339
411 | 1479600 | 3.8581 | 19.6981 | 20.3457
412 | 1483200 | 3.8601 | 19.7047 | 20.3523
413 | 1486800 | 3.8622 | 19.7112 | 20.3589
414 | 1490400 | 3.8642 | 19.7178 | 20.3655
415 | 1494000 | 3.8663 | 19.7243 | 20.3721
416 | 1497600 | 3.8683 | 19.7308 | 20.3787
417 | 1501200 | 3.8703 | 19.7373 | 20.3853
418 | 1504800 | 3.8724 | 19.7438 | 20.3919
419 | 1508400 | 3.8744 | 19.7503 | 20.3985
420 | 1512000 | 3.8764 | 19.7568 | 20.4051
421 | 1515600 | 3.8784 | 19.7633 | 20.4117
422 | 1519200 | 3.8804 | 19.7698 | 20.4183
423 | 1522800 | 3.8824 | 19.7763 | 20.4249
424 | 1526400 | 3.8844 | 19.7828 | 20.4314
425 | 1530000 | 3.8864 | 19.7893 | 20.438
426 | 1533600 | 3.8884 | 19.7958 | 20.4445
427 | 1537200 | 3.8904 | 19.8022 | 20.4511
428 | 1540800 | 3.8923 | 19.8087 | 20.4576
429 | 1544400 | 3.8943 | 19.8151 | 20.4642
430 | 1548000 | 3.8963 | 19.8216 | 20.4707
431 | 1551600 | 3.8982 | 19.828 | 20.4772
432 | 1555200 | 3.9002 | 19.8345 | 20.4838
433 | 1558800 | 3.9021 | 19.8409 | 20.4903
434 | 1562400 | 3.9041 | 19.8474 | 20.4968
435 | 1566000 | 3.906 | 19.8538 | 20.5033
436 | 1569600 | 3.908 | 19.8602 | 20.5098
437 | 1573200 | 3.9099 | 19.8666 | 20.5163
438 | 1576800 | 3.9118 | 19.8731 | 20.5228
439 | 1580400 | 3.9137 | 19.8795 | 20.5293
440 | 1584000 | 3.9157 | 19.8859 | 20.5358
441 | 1587600 | 3.9176 | 19.8923 | 20.5423
442 | 1591200 | 3.9195 | 19.8987 | 20.5487
443 | 1594800 | 3.9214 | 19.9051 | 20.5552
444 | 1598400 | 3.9233 | 19.9114 | 20.5617
445 | 1602000 | 3.9252 | 19.9178 | 20.5681
446 | 1605600 | 3.927 | 19.9242 | 20.5746
447 | 1609200 | 3.9289 | 19.9306 | 20.5811
448 | 1612800 | 3.9308 | 19.9369 | 20.5875
449 | 1616400 | 3.9327 | 19.9433 | 20.5939
450 | 1620000 | 3.9346 | 19.9497 | 20.6004
451 | 1623600 | 3.9364 | 19.956 | 20.6068
452 | 1627200 | 3.9383 | 19.9624 | 20.6132
453 | 1630800 | 3.9401 | 19.9687 | 20.6197
454 | 1634400 | 3.942 | 19.9751 | 20.6261
455 | 1638000 | 3.9438 | 19.9814 | 20.6325
456 | 1641600 | 3.9457 | 19.9877 | 20.6389
457 | 1645200 | 3.9475 | 19.9941 | 20.6453
458 | 1648800 | 3.9493 | 20.0004 | 20.6517
459 | 1652400 | 3.9512 | 20.0067 | 20.6581
460 | 1656000 | 3.953 | 20.013 | 20.6645
461 | 1659600 | 3.9548 | 20.0193 | 20.6709
462 | 1663200 | 3.9566 | 20.0256 | 20.6773
463 | 1666800 | 3.9585 | 20.0319 | 20.6836
464 | 1670400 | 3.9603 | 20.0382 | 20.69
465 | 1674000 | 3.9621 | 20.0445 | 20.6964
466 | 1677600 | 3.9639 | 20.0508 | 20.7027
467 | 1681200 | 3.9657 | 20.0571 | 20.7091
468 | 1684800 | 3.9674 | 20.0633 | 20.7154
469 | 1688400 | 3.9692 | 20.0696 | 20.7218
470 | 1692000 | 3.971 | 20.0759 | 20.7281
471 | 1695600 | 3.9728 | 20.0822 | 20.7345
472 | 1699200 | 3.9746 | 20.0884 | 20.7408
473 | 1702800 | 3.9763 | 20.0947 | 20.7471
474 | 1706400 | 3.9781 | 20.1009 | 20.7535
475 | 1710000 | 3.9799 | 20.1072 | 20.7598
476 | 1713600 | 3.9816 | 20.1134 | 20.7661
477 | 1717200 | 3.9834 | 20.1196 | 20.7724
478 | 1720800 | 3.9851 | 20.1259 | 20.7787
479 | 1724400 | 3.9869 | 20.1321 | 20.785
480 | 1728000 | 3.9886 | 20.1383 | 20.7913
481 | 1731600 | 3.9903 | 20.1446 | 20.7976
482 | 1735200 | 3.9921 | 20.1508 | 20.8039
483 | 1738800 | 3.9938 | 20.157 | 20.8102
484 | 1742400 | 3.9955 | 20.1632 | 20.8165
485 | 1746000 | 3.9972 | 20.1694 | 20.8227
486 | 1749600 | 3.999 | 20.1756 | 20.829
487 | 1753200 | 4.0007 | 20.1818 | 20.8353
488 | 1756800 | 4.0024 | 20.188 | 20.8415
489 | 1760400 | 4.0041 | 20.1942 | 20.8478
490 | 1764000 | 4.0058 | 20.2003 | 20.854
491 | 1767600 | 4.0075 | 20.2065 | 20.8603
492 | 1771200 | 4.0092 | 20.2127 | 20.8665
493 | 1774800 | 4.0109 | 20.2189 | 20.8728
494 | 1778400 | 4.0125 | 20.225 | 20.879
495 | 1782000 | 4.0142 | 20.2312 | 20.8852
496 | 1785600 | 4.0159 | 20.2373 | 20.8915
497 | 1789200 | 4.0176 | 20.2435 | 20.8977
498 | 1792800 | 4.0193 | 20.2496 | 20.9039
499 | 1796400 | 4.0209 | 20.2558 | 20.9101
500 | 1800000 | 4.0226 | 20.2619 | 20.9163
501 | 1803600 | 4.0242 | 20.2681 | 20.9225
502 | 1807200 | 4.0259 | 20.2742 | 20.9287
503 | 1810800 | 4.0275 | 20.2803 | 20.9349
504 | 1814400 | 4.0292 | 20.2864 | 20.9411
505 | 1818000 | 4.0308 | 20.2926 | 20.9473
506 | 1821600 | 4.0325 | 20.2987 | 20.9535
507 | 1825200 | 4.0341 | 20.3048 | 20.9597
508 | 1828800 | 4.0357 | 20.3109 | 20.9658
509 | 1832400 | 4.0374 | 20.317 | 20.972
510 | 1836000 | 4.039 | 20.3231 | 20.9782
511 | 1839600 | 4.0406 | 20.3292 | 20.9843
512 | 1843200 | 4.0422 | 20.3353 | 20.9905
513 | 1846800 | 4.0439 | 20.3414 | 20.9967
514 | 1850400 | 4.0455 | 20.3475 | 21.0028
515 | 1854000 | 4.0471 | 20.3535 | 21.009
516 | 1857600 | 4.0487 | 20.3596 | 21.0151
517 | 1861200 | 4.0503 | 20.3657 | 21.0212
518 | 1864800 | 4.0519 | 20.3717 | 21.0274
519 | 1868400 | 4.0535 | 20.3778 | 21.0335
520 | 1872000 | 4.0551 | 20.3839 | 21.0396
521 | 1875600 | 4.0566 | 20.3899 | 21.0457
522 | 1879200 | 4.0582 | 20.396 | 21.0519
523 | 1882800 | 4.0598 | 20.402 | 21.058
524 | 1886400 | 4.0614 | 20.4081 | 21.0641
525 | 1890000 | 4.063 | 20.4141 | 21.0702
526 | 1893600 | 4.0645 | 20.4201 | 21.0763
527 | 1897200 | 4.0661 | 20.4262 | 21.0824
528 | 1900800 | 4.0677 | 20.4322 | 21.0885
529 | 1904400 | 4.0692 | 20.4382 | 21.0946
530 | 1908000 | 4.0708 | 20.4442 | 21.1006
531 | 1911600 | 4.0723 | 20.4502 | 21.1067
532 | 1915200 | 4.0739 | 20.4562 | 21.1128
533 | 1918800 | 4.0754 | 20.4623 | 21.1189
534 | 1922400 | 4.077 | 20.4683 | 21.1249
535 | 1926000 | 4.0785 | 20.4743 | 21.131
536 | 1929600 | 4.08 | 20.4803 | 21.1371
537 | 1933200 | 4.0816 | 20.4862 | 21.1431
538 | 1936800 | 4.0831 | 20.4922 | 21.1492
539 | 1940400 | 4.0846 | 20.4982 | 21.1552
540 | 1944000 | 4.0861 | 20.5042 | 21.1613
541 | 1947600 | 4.0877 | 20.5102 | 21.1673
542 | 1951200 | 4.0892 | 20.5161 | 21.1733
543 | 1954800 | 4.0907 | 20.5221 | 21.1794
544 | 1958400 | 4.0922 | 20.5281 | 21.1854
545 | 1962000 | 4.0937 | 20.534 | 21.1914
546 | 1965600 | 4.0952 | 20.54 | 21.1974
547 | 1969200 | 4.0967 | 20.546 | 21.2035
548 | 1972800 | 4.0982 | 20.5519 | 21.2095
549 | 1976400 | 4.0997 | 20.5578 | 21.2155
550 | 1980000 | 4.1012 | 20.5638 | 21.2215
551 | 1983600 | 4.1027 | 20.5697 | 21.2275
552 | 1987200 | 4.1042 | 20.5757 | 21.2335
553 | 1990800 | 4.1057 | 20.5816 | 21.2395
554 | 1994400 | 4.1071 | 20.5875 | 21.2455
555 | 1998000 | 4.1086 | 20.5934 | 21.2514
556 | 2001600 | 4.1101 | 20.5994 | 21.2574
557 | 2005200 | 4.1116 | 20.6053 | 21.2634
558 | 2008800 | 4.113 | 20.6112 | 21.2694
559 | 2012400 | 4.1145 | 20.6171 | 21.2753
560 | 2016000 | 4.1159 | 20.623 | 21.2813
561 | 2019600 | 4.1174 | 20.6289 | 21.2873
562 | 2023200 | 4.1189 | 20.6348 | 21.2932
563 | 2026800 | 4.1203 | 20.6407 | 21.2992
564 | 2030400 | 4.1218 | 20.6466 | 21.3051
565 | 2034000 | 4.1232 | 20.6525 | 21.3111
566 | 2037600 | 4.1246 | 20.6584 | 21.317
567 | 2041200 | 4.1261 | 20.6642 | 21.323
568 | 2044800 | 4.1275 | 20.6701 | 21.3289
569 | 2048400 | 4.129 | 20.676 | 21.3348
570 | 2052000 | 4.1304 | 20.6818 | 21.3408
571 | 2055600 | 4.1318 | 20.6877 | 21.3467
572 | 2059200 | 4.1332 | 20.6936 | 21.3526
573 | 2062800 | 4.1347 | 20.6994 | 21.3585
574 | 2066400 | 4.1361 | 20.7053 | 21.3644
575 | 2070000 | 4.1375 | 20.7111 | 21.3703
576 | 2073600 | 4.1389 | 20.717 | 21.3763
577 | 2077200 | 4.1403 | 20.7228 | 21.3822
578 | 2080800 | 4.1417 | 20.7287 | 21.3881
579 | 2084400 | 4.1431 | 20.7345 | 21.3939
580 | 2088000 | 4.1445 | 20.7403 | 21.3998
581 | 2091600 | 4.1459 | 20.7462 | 21.4057
582 | 2095200 | 4.1473 | 20.752 | 21.4116
583 | 2098800 | 4.1487 | 20.7578 | 21.4175
584 | 2102400 | 4.1501 | 20.7636 | 21.4234
585 | 2106000 | 4.1515 | 20.7694 | 21.4292
586 | 2109600 | 4.1529 | 20.7752 | 21.4351
587 | 2113200 | 4.1543 | 20.7811 | 21.441
588 | 2116800 | 4.1556 | 20.7869 | 21.4468
589 | 2120400 | 4.157 | 20.7927 | 21.4527
590 | 2124000 | 4.1584 | 20.7985 | 21.4585
591 | 2127600 | 4.1598 | 20.8042 | 21.4644
592 | 2131200 | 4.1611 | 20.81 | 21.4702
593 | 2134800 | 4.1625 | 20.8158 | 21.4761
594 | 2138400 | 4.1639 | 20.8216 | 21.4819
595 | 2142000 | 4.1652 | 20.8274 | 21.4878
596 | 2145600 | 4.1666 | 20.8332 | 21.4936
597 | 2149200 | 4.1679 | 20.8389 | 21.4994
598 | 2152800 | 4.1693 | 20.8447 | 21.5053
599 | 2156400 | 4.1706 | 20.8505 | 21.5111
600 | 2160000 | 4.172 | 20.8562 | 21.5169
601 | 2163600 | 4.1733 | 20.862 | 21.5227
602 | 2167200 | 4.1747 | 20.8677 | 21.5285
603 | 2170800 | 4.176 | 20.8735 | 21.5343
604 | 2174400 | 4.1774 | 20.8792 | 21.5401
605 | 2178000 | 4.1787 | 20.885 | 21.5459
606 | 2181600 | 4.18 | 20.8907 | 21.5517
607 | 2185200 | 4.1814 | 20.8965 | 21.5575
608 | 2188800 | 4.1827 | 20.9022 | 21.5633
609 | 2192400 | 4.184 | 20.9079 | 21.5691
610 | 2196000 | 4.1853 | 20.9137 | 21.5749
611 | 2199600 | 4.1866 | 20.9194 | 21.5807
612 | 2203200 | 4.188 | 20.9251 | 21.5864
613 | 2206800 | 4.1893 | 20.9308 | 21.5922
614 | 2210400 | 4.1906 | 20.9365 | 21.598
615 | 2214000 | 4.1919 | 20.9423 | 21.6038
616 | 2217600 | 4.1932 | 20.948 | 21.6095
617 | 2221200 | 4.1945 | 20.9537 | 21.6153
618 | 2224800 | 4.1958 | 20.9594 | 21.621
619 | 2228400 | 4.1971 | 20.9651 | 21.6268
620 | 2232000 | 4.1984 | 20.9708 | 21.6325
621 | 2235600 | 4.1997 | 20.9765 | 21.6383
622 | 2239200 | 4.201 | 20.9821 | 21.644
623 | 2242800 | 4.2023 | 20.9878 | 21.6498
624 | 2246400 | 4.2036 | 20.9935 | 21.6555
625 | 2250000 | 4.2049 | 20.9992 | 21.6612
626 | 2253600 | 4.2061 | 21.0049 | 21.667
627 | 2257200 | 4.2074 | 21.0105 | 21.6727
628 | 2260800 | 4.2087 | 21.0162 | 21.6784
629 | 2264400 | 4.21 | 21.0219 | 21.6841
630 | 2268000 | 4.2112 | 21.0275 | 21.6898
631 | 2271600 | 4.2125 | 21.0332 | 21.6956
632 | 2275200 | 4.2138 | 21.0389 | 21.7013
633 | 2278800 | 4.215 | 21.0445 | 21.707
634 | 2282400 | 4.2163 | 21.0502 | 21.7127
635 | 2286000 | 4.2176 | 21.0558 | 21.7184
636 | 2289600 | 4.2188 | 21.0614 | 21.7241
637 | 2293200 | 4.2201 | 21.0671 | 21.7298
638 | 2296800 | 4.2213 | 21.0727 | 21.7354
639 | 2300400 | 4.2226 | 21.0784 | 21.7411
640 | 2304000 | 4.2238 | 21.084 | 21.7468
641 | 2307600 | 4.2251 | 21.0896 | 21.7525
642 | 2311200 | 4.2263 | 21.0952 | 21.7582
643 | 2314800 | 4.2276 | 21.1009 | 21.7638
644 | 2318400 | 4.2288 | 21.1065 | 21.7695
645 | 2322000 | 4.23 | 21.1121 | 21.7752
646 | 2325600 | 4.2313 | 21.1177 | 21.7808
647 | 2329200 | 4.2325 | 21.1233 | 21.7865
648 | 2332800 | 4.2337 | 21.1289 | 21.7921
649 | 2336400 | 4.235 | 21.1345 | 21.7978
650 | 2340000 | 4.2362 | 21.1401 | 21.8035
651 | 2343600 | 4.2374 | 21.1457 | 21.8091
652 | 2347200 | 4.2386 | 21.1513 | 21.8147
653 | 2350800 | 4.2399 | 21.1569 | 21.8204
654 | 2354400 | 4.2411 | 21.1625 | 21.826
655 | 2358000 | 4.2423 | 21.168 | 21.8317
656 | 2361600 | 4.2435 | 21.1736 | 21.8373
657 | 2365200 | 4.2447 | 21.1792 | 21.8429
658 | 2368800 | 4.2459 | 21.1848 | 21.8485
659 | 2372400 | 4.2471 | 21.1903 | 21.8542
660 | 2376000 | 4.2483 | 21.1959 | 21.8598
661 | 2379600 | 4.2495 | 21.2015 | 21.8654
662 | 2383200 | 4.2507 | 21.207 | 21.871
663 | 2386800 | 4.2519 | 21.2126 | 21.8766
664 | 2390400 | 4.2531 | 21.2182 | 21.8822
665 | 2394000 | 4.2543 | 21.2237 | 21.8878
666 | 2397600 | 4.2555 | 21.2293 | 21.8934
667 | 2401200 | 4.2567 | 21.2348 | 21.899
668 | 2404800 | 4.2579 | 21.2403 | 21.9046
669 | 2408400 | 4.2591 | 21.2459 | 21.9102
670 | 2412000 | 4.2603 | 21.2514 | 21.9158
671 | 2415600 | 4.2614 | 21.2569 | 21.9214
672 | 2419200 | 4.2626 | 21.2625 | 21.9269
673 | 2422800 | 4.2638 | 21.268 | 21.9325
674 | 2426400 | 4.265 | 21.2735 | 21.9381
675 | 2430000 | 4.2661 | 21.2791 | 21.9437
676 | 2433600 | 4.2673 | 21.2846 | 21.9492
677 | 2437200 | 4.2685 | 21.2901 | 21.9548
678 | 2440800 | 4.2696 | 21.2956 | 21.9603
679 | 2444400 | 4.2708 | 21.3011 | 21.9659
680 | 2448000 | 4.272 | 21.3066 | 21.9715
681 | 2451600 | 4.2731 | 21.3121 | 21.977
682 | 2455200 | 4.2743 | 21.3176 | 21.9826
683 | 2458800 | 4.2754 | 21.3231 | 21.9881
684 | 2462400 | 4.2766 | 21.3286 | 21.9936
685 | 2466000 | 4.2778 | 21.3341 | 21.9992
686 | 2469600 | 4.2789 | 21.3396 | 22.0047
687 | 2473200 | 4.28 | 21.3451 | 22.0103
688 | 2476800 | 4.2812 | 21.3506 | 22.0158
689 | 2480400 | 4.2823 | 21.356 | 22.0213
690 | 2484000 | 4.2835 | 21.3615 | 22.0268
691 | 2487600 | 4.2846 | 21.367 | 22.0324
692 | 2491200 | 4.2858 | 21.3725 | 22.0379
693 | 2494800 | 4.2869 | 21.3779 | 22.0434
694 | 2498400 | 4.288 | 21.3834 | 22.0489
695 | 2502000 | 4.2892 | 21.3889 | 22.0544
696 | 2505600 | 4.2903 | 21.3943 | 22.0599
697 | 2509200 | 4.2914 | 21.3998 | 22.0654
698 | 2512800 | 4.2925 | 21.4052 | 22.0709
699 | 2516400 | 4.2937 | 21.4107 | 22.0764
700 | 2520000 | 4.2948 | 21.4161 | 22.0819
701 | 2523600 | 4.2959 | 21.4216 | 22.0874
702 | 2527200 | 4.297 | 21.427 | 22.0929
703 | 2530800 | 4.2981 | 21.4324 | 22.0984
704 | 2534400 | 4.2993 | 21.4379 | 22.1039
705 | 2538000 | 4.3004 | 21.4433 | 22.1093
706 | 2541600 | 4.3015 | 21.4487 | 22.1148
707 | 2545200 | 4.3026 | 21.4542 | 22.1203
708 | 2548800 | 4.3037 | 21.4596 | 22.1258
709 | 2552400 | 4.3048 | 21.465 | 22.1312
710 | 2556000 | 4.3059 | 21.4704 | 22.1367
711 | 2559600 | 4.307 | 21.4759 | 22.1422
712 | 2563200 | 4.3081 | 21.4813 | 22.1476
713 | 2566800 | 4.3092 | 21.4867 | 22.1531
714 | 2570400 | 4.3103 | 21.4921 | 22.1585
715 | 2574000 | 4.3114 | 21.4975 | 22.164
716 | 2577600 | 4.3125 | 21.5029 | 22.1694
717 | 2581200 | 4.3136 | 21.5083 | 22.1749
718 | 2584800 | 4.3147 | 21.5137 | 22.1803
719 | 2588400 | 4.3157 | 21.5191 | 22.1858
720 | 2592000 | 4.3168 | 21.5245 | 22.1912
721 | 2595600 | 4.3179 | 21.5299 | 22.1966
722 | 2599200 | 4.319 | 21.5352 | 22.2021
723 | 2602800 | 4.3201 | 21.5406 | 22.2075
724 | 2606400 | 4.3211 | 21.546 | 22.2129
725 | 2610000 | 4.3222 | 21.5514 | 22.2183
726 | 2613600 | 4.3233 | 21.5568 | 22.2237
727 | 2617200 | 4.3244 | 21.5621 | 22.2292
728 | 2620800 | 4.3254 | 21.5675 | 22.2346
729 | 2624400 | 4.3265 | 21.5729 | 22.24
730 | 2628000 | 4.3276 | 21.5782 | 22.2454
731 | 2631600 | 4.3286 | 21.5836 | 22.2508
732 | 2635200 | 4.3297 | 21.5889 | 22.2562
733 | 2638800 | 4.3308 | 21.5943 | 22.2616
734 | 2642400 | 4.3318 | 21.5996 | 22.267
735 | 2646000 | 4.3329 | 21.605 | 22.2724
736 | 2649600 | 4.3339 | 21.6103 | 22.2778
737 | 2653200 | 4.335 | 21.6157 | 22.2832
738 | 2656800 | 4.336 | 21.621 | 22.2885
739 | 2660400 | 4.3371 | 21.6264 | 22.2939
740 | 2664000 | 4.3381 | 21.6317 | 22.2993
741 | 2667600 | 4.3392 | 21.637 | 22.3047
742 | 2671200 | 4.3402 | 21.6424 | 22.3101
743 | 2674800 | 4.3413 | 21.6477 | 22.3154
744 | 2678400 | 4.3423 | 21.653 | 22.3208
745 | 2682000 | 4.3434 | 21.6583 | 22.3262
746 | 2685600 | 4.3444 | 21.6637 | 22.3315
747 | 2689200 | 4.3454 | 21.669 | 22.3369
748 | 2692800 | 4.3465 | 21.6743 | 22.3422
749 | 2696400 | 4.3475 | 21.6796 | 22.3476
750 | 2700000 | 4.3485 | 21.6849 | 22.3529
751 | 2703600 | 4.3496 | 21.6902 | 22.3583
752 | 2707200 | 4.3506 | 21.6955 | 22.3636
753 | 2710800 | 4.3516 | 21.7008 | 22.369
754 | 2714400 | 4.3526 | 21.7061 | 22.3743
755 | 2718000 | 4.3537 | 21.7114 | 22.3797
756 | 2721600 | 4.3547 | 21.7167 | 22.385
757 | 2725200 | 4.3557 | 21.722 | 22.3903
758 | 2728800 | 4.3567 | 21.7273 | 22.3957
759 | 2732400 | 4.3578 | 21.7326 | 22.401
760 | 2736000 | 4.3588 | 21.7378 | 22.4063
761 | 2739600 | 4.3598 | 21.7431 | 22.4116
762 | 2743200 | 4.3608 | 21.7484 | 22.417
763 | 2746800 | 4.3618 | 21.7537 | 22.4223
764 | 2750400 | 4.3628 | 21.7589 | 22.4276
765 | 2754000 | 4.3638 | 21.7642 | 22.4329
766 | 2757600 | 4.3648 | 21.7695 | 22.4382
767 | 2761200 | 4.3658 | 21.7747 | 22.4435
768 | 2764800 | 4.3668 | 21.78 | 22.4488
769 | 2768400 | 4.3678 | 21.7853 | 22.4541
770 | 2772000 | 4.3688 | 21.7905 | 22.4594
771 | 2775600 | 4.3698 | 21.7958 | 22.4647
772 | 2779200 | 4.3708 | 21.801 | 22.47
773 | 2782800 | 4.3718 | 21.8063 | 22.4753
774 | 2786400 | 4.3728 | 21.8115 | 22.4806
775 | 2790000 | 4.3738 | 21.8168 | 22.4859
776 | 2793600 | 4.3748 | 21.822 | 22.4911
777 | 2797200 | 4.3758 | 21.8272 | 22.4964
778 | 2800800 | 4.3768 | 21.8325 | 22.5017
779 | 2804400 | 4.3778 | 21.8377 | 22.507
780 | 2808000 | 4.3787 | 21.8429 | 22.5122
781 | 2811600 | 4.3797 | 21.8482 | 22.5175
782 | 2815200 | 4.3807 | 21.8534 | 22.5228
783 | 2818800 | 4.3817 | 21.8586 | 22.528
784 | 2822400 | 4.3827 | 21.8638 | 22.5333
785 | 2826000 | 4.3836 | 21.869 | 22.5386
786 | 2829600 | 4.3846 | 21.8743 | 22.5438
787 | 2833200 | 4.3856 | 21.8795 | 22.5491
788 | 2836800 | 4.3866 | 21.8847 | 22.5543
789 | 2840400 | 4.3875 | 21.8899 | 22.5596
790 | 2844000 | 4.3885 | 21.8951 | 22.5648
791 | 2847600 | 4.3895 | 21.9003 | 22.5701
792 | 2851200 | 4.3904 | 21.9055 | 22.5753
793 | 2854800 | 4.3914 | 21.9107 | 22.5805
794 | 2858400 | 4.3923 | 21.9159 | 22.5858
795 | 2862000 | 4.3933 | 21.9211 | 22.591
796 | 2865600 | 4.3943 | 21.9263 | 22.5962
797 | 2869200 | 4.3952 | 21.9315 | 22.6015
798 | 2872800 | 4.3962 | 21.9366 | 22.6067
799 | 2876400 | 4.3971 | 21.9418 | 22.6119
800 | 2880000 | 4.3981 | 21.947 | 22.6171
801 | 2883600 | 4.399 | 21.9522 | 22.6223
802 | 2887200 | 4.4 | 21.9574 | 22.6275
803 | 2890800 | 4.4009 | 21.9625 | 22.6328
804 | 2894400 | 4.4019 | 21.9677 | 22.638
805 | 2898000 | 4.4028 | 21.9729 | 22.6432
806 | 2901600 | 4.4038 | 21.978 | 22.6484
807 | 2905200 | 4.4047 | 21.9832 | 22.6536
808 | 2908800 | 4.4057 | 21.9883 | 22.6588
809 | 2912400 | 4.4066 | 21.9935 | 22.664
810 | 2916000 | 4.4075 | 21.9987 | 22.6692
811 | 2919600 | 4.4085 | 22.0038 | 22.6744
812 | 2923200 | 4.4094 | 22.009 | 22.6796
813 | 2926800 | 4.4104 | 22.0141 | 22.6847
814 | 2930400 | 4.4113 | 22.0193 | 22.6899
815 | 2934000 | 4.4122 | 22.0244 | 22.6951
816 | 2937600 | 4.4131 | 22.0295 | 22.7003
817 | 2941200 | 4.4141 | 22.0347 | 22.7055
818 | 2944800 | 4.415 | 22.0398 | 22.7106
819 | 2948400 | 4.4159 | 22.0449 | 22.7158
820 | 2952000 | 4.4169 | 22.0501 | 22.721
821 | 2955600 | 4.4178 | 22.0552 | 22.7261
822 | 2959200 | 4.4187 | 22.0603 | 22.7313
823 | 2962800 | 4.4196 | 22.0655 | 22.7365
824 | 2966400 | 4.4205 | 22.0706 | 22.7416
825 | 2970000 | 4.4215 | 22.0757 | 22.7468
826 | 2973600 | 4.4224 | 22.0808 | 22.7519
827 | 2977200 | 4.4233 | 22.0859 | 22.7571
828 | 2980800 | 4.4242 | 22.091 | 22.7622
829 | 2984400 | 4.4251 | 22.0961 | 22.7674
830 | 2988000 | 4.426 | 22.1013 | 22.7725
831 | 2991600 | 4.4269 | 22.1064 | 22.7777
832 | 2995200 | 4.4278 | 22.1115 | 22.7828
833 | 2998800 | 4.4288 | 22.1166 | 22.788
834 | 3002400 | 4.4297 | 22.1217 | 22.7931
835 | 3006000 | 4.4306 | 22.1267 | 22.7982
836 | 3009600 | 4.4315 | 22.1318 | 22.8034
837 | 3013200 | 4.4324 | 22.1369 | 22.8085
838 | 3016800 | 4.4333 | 22.142 | 22.8136
839 | 3020400 | 4.4342 | 22.1471 | 22.8187
840 | 3024000 | 4.4351 | 22.1522 | 22.8239
841 | 3027600 | 4.436 | 22.1573 | 22.829
842 | 3031200 | 4.4369 | 22.1623 | 22.8341
843 | 3034800 | 4.4378 | 22.1674 | 22.8392
844 | 3038400 | 4.4386 | 22.1725 | 22.8443
845 | 3042000 | 4.4395 | 22.1776 | 22.8494
846 | 3045600 | 4.4404 | 22.1826 | 22.8545
847 | 3049200 | 4.4413 | 22.1877 | 22.8596
848 | 3052800 | 4.4422 | 22.1928 | 22.8647
849 | 3056400 | 4.4431 | 22.1978 | 22.8698
850 | 3060000 | 4.444 | 22.2029 | 22.8749
851 | 3063600 | 4.4449 | 22.2079 | 22.88
852 | 3067200 | 4.4457 | 22.213 | 22.8851
853 | 3070800 | 4.4466 | 22.2181 | 22.8902
854 | 3074400 | 4.4475 | 22.2231 | 22.8953
855 | 3078000 | 4.4484 | 22.2282 | 22.9004
856 | 3081600 | 4.4492 | 22.2332 | 22.9055
857 | 3085200 | 4.4501 | 22.2382 | 22.9105
858 | 3088800 | 4.451 | 22.2433 | 22.9156
859 | 3092400 | 4.4519 | 22.2483 | 22.9207
860 | 3096000 | 4.4527 | 22.2534 | 22.9258
861 | 3099600 | 4.4536 | 22.2584 | 22.9308
862 | 3103200 | 4.4545 | 22.2634 | 22.9359
863 | 3106800 | 4.4554 | 22.2685 | 22.941
864 | 3110400 | 4.4562 | 22.2735 | 22.946
865 | 3114000 | 4.4571 | 22.2785 | 22.9511
866 | 3117600 | 4.4579 | 22.2835 | 22.9562
867 | 3121200 | 4.4588 | 22.2886 | 22.9612
868 | 3124800 | 4.4597 | 22.2936 | 22.9663
869 | 3128400 | 4.4605 | 22.2986 | 22.9713
870 | 3132000 | 4.4614 | 22.3036 | 22.9764
871 | 3135600 | 4.4623 | 22.3086 | 22.9814
872 | 3139200 | 4.4631 | 22.3136 | 22.9865
873 | 3142800 | 4.464 | 22.3186 | 22.9915
874 | 3146400 | 4.4648 | 22.3236 | 22.9965
875 | 3150000 | 4.4657 | 22.3286 | 23.0016
876 | 3153600 | 4.4665 | 22.3336 | 23.0066
877 | 3157200 | 4.4674 | 22.3386 | 23.0117
878 | 3160800 | 4.4682 | 22.3436 | 23.0167
879 | 3164400 | 4.4691 | 22.3486 | 23.0217
880 | 3168000 | 4.4699 | 22.3536 | 23.0267
881 | 3171600 | 4.4708 | 22.3586 | 23.0318
882 | 3175200 | 4.4716 | 22.3636 | 23.0368
883 | 3178800 | 4.4725 | 22.3686 | 23.0418
884 | 3182400 | 4.4733 | 22.3736 | 23.0468
885 | 3186000 | 4.4741 | 22.3786 | 23.0518
886 | 3189600 | 4.475 | 22.3835 | 23.0569
887 | 3193200 | 4.4758 | 22.3885 | 23.0619
888 | 3196800 | 4.4767 | 22.3935 | 23.0669
889 | 3200400 | 4.4775 | 22.3985 | 23.0719
890 | 3204000 | 4.4783 | 22.4034 | 23.0769
891 | 3207600 | 4.4792 | 22.4084 | 23.0819
892 | 3211200 | 4.48 | 22.4134 | 23.0869
893 | 3214800 | 4.4808 | 22.4183 | 23.0919
894 | 3218400 | 4.4817 | 22.4233 | 23.0969
895 | 3222000 | 4.4825 | 22.4282 | 23.1019
896 | 3225600 | 4.4833 | 22.4332 | 23.1069
897 | 3229200 | 4.4841 | 22.4381 | 23.1119
898 | 3232800 | 4.485 | 22.4431 | 23.1169
899 | 3236400 | 4.4858 | 22.4481 | 23.1218
900 | 3240000 | 4.4866 | 22.453 | 23.1268
901 | 3243600 | 4.4874 | 22.4579 | 23.1318
902 | 3247200 | 4.4883 | 22.4629 | 23.1368
903 | 3250800 | 4.4891 | 22.4678 | 23.1418
904 | 3254400 | 4.4899 | 22.4728 | 23.1467
905 | 3258000 | 4.4907 | 22.4777 | 23.1517
906 | 3261600 | 4.4915 | 22.4826 | 23.1567
907 | 3265200 | 4.4923 | 22.4876 | 23.1616
908 | 3268800 | 4.4932 | 22.4925 | 23.1666
909 | 3272400 | 4.494 | 22.4974 | 23.1716
910 | 3276000 | 4.4948 | 22.5024 | 23.1765
911 | 3279600 | 4.4956 | 22.5073 | 23.1815
912 | 3283200 | 4.4964 | 22.5122 | 23.1864
913 | 3286800 | 4.4972 | 22.5171 | 23.1914
914 | 3290400 | 4.498 | 22.522 | 23.1963
915 | 3294000 | 4.4988 | 22.527 | 23.2013
916 | 3297600 | 4.4996 | 22.5319 | 23.2062
917 | 3301200 | 4.5004 | 22.5368 | 23.2112
918 | 3304800 | 4.5012 | 22.5417 | 23.2161
919 | 3308400 | 4.502 | 22.5466 | 23.2211
920 | 3312000 | 4.5028 | 22.5515 | 23.226
921 | 3315600 | 4.5036 | 22.5564 | 23.2309
922 | 3319200 | 4.5044 | 22.5613 | 23.2359
923 | 3322800 | 4.5052 | 22.5662 | 23.2408
924 | 3326400 | 4.506 | 22.5711 | 23.2457
925 | 3330000 | 4.5068 | 22.576 | 23.2507
926 | 3333600 | 4.5076 | 22.5809 | 23.2556
927 | 3337200 | 4.5084 | 22.5858 | 23.2605
928 | 3340800 | 4.5092 | 22.5907 | 23.2654
929 | 3344400 | 4.51 | 22.5956 | 23.2704
930 | 3348000 | 4.5108 | 22.6004 | 23.2753
931 | 3351600 | 4.5116 | 22.6053 | 23.2802
932 | 3355200 | 4.5124 | 22.6102 | 23.2851
933 | 3358800 | 4.5132 | 22.6151 | 23.29
934 | 3362400 | 4.514 | 22.62 | 23.2949
935 | 3366000 | 4.5147 | 22.6248 | 23.2998
936 | 3369600 | 4.5155 | 22.6297 | 23.3047
937 | 3373200 | 4.5163 | 22.6346 | 23.3096
938 | 3376800 | 4.5171 | 22.6395 | 23.3145
939 | 3380400 | 4.5179 | 22.6443 | 23.3194
940 | 3384000 | 4.5186 | 22.6492 | 23.3243
941 | 3387600 | 4.5194 | 22.654 | 23.3292
942 | 3391200 | 4.5202 | 22.6589 | 23.3341
943 | 3394800 | 4.521 | 22.6638 | 23.339
944 | 3398400 | 4.5218 | 22.6686 | 23.3439
945 | 3402000 | 4.5225 | 22.6735 | 23.3488
946 | 3405600 | 4.5233 | 22.6783 | 23.3537
947 | 3409200 | 4.5241 | 22.6832 | 23.3586
948 | 3412800 | 4.5248 | 22.688 | 23.3634
949 | 3416400 | 4.5256 | 22.6929 | 23.3683
950 | 3420000 | 4.5264 | 22.6977 | 23.3732
951 | 3423600 | 4.5272 | 22.7025 | 23.3781
952 | 3427200 | 4.5279 | 22.7074 | 23.3829
953 | 3430800 | 4.5287 | 22.7122 | 23.3878
954 | 3434400 | 4.5295 | 22.7171 | 23.3927
955 | 3438000 | 4.5302 | 22.7219 | 23.3975
956 | 3441600 | 4.531 | 22.7267 | 23.4024
957 | 3445200 | 4.5317 | 22.7316 | 23.4073
958 | 3448800 | 4.5325 | 22.7364 | 23.4121
959 | 3452400 | 4.5333 | 22.7412 | 23.417
960 | 3456000 | 4.534 | 22.746 | 23.4218
961 | 3459600 | 4.5348 | 22.7508 | 23.4267
962 | 3463200 | 4.5355 | 22.7557 | 23.4315
963 | 3466800 | 4.5363 | 22.7605 | 23.4364
964 | 3470400 | 4.5371 | 22.7653 | 23.4412
965 | 3474000 | 4.5378 | 22.7701 | 23.4461
966 | 3477600 | 4.5386 | 22.7749 | 23.4509
967 | 3481200 | 4.5393 | 22.7797 | 23.4558
968 | 3484800 | 4.5401 | 22.7845 | 23.4606
969 | 3488400 | 4.5408 | 22.7893 | 23.4654
970 | 3492000 | 4.5416 | 22.7942 | 23.4703
971 | 3495600 | 4.5423 | 22.799 | 23.4751
972 | 3499200 | 4.5431 | 22.8038 | 23.4799
973 | 3502800 | 4.5438 | 22.8085 | 23.4848
974 | 3506400 | 4.5446 | 22.8133 | 23.4896
975 | 3510000 | 4.5453 | 22.8181 | 23.4944
976 | 3513600 | 4.546 | 22.8229 | 23.4992
977 | 3517200 | 4.5468 | 22.8277 | 23.5041
978 | 3520800 | 4.5475 | 22.8325 | 23.5089
979 | 3524400 | 4.5483 | 22.8373 | 23.5137
980 | 3528000 | 4.549 | 22.8421 | 23.5185
981 | 3531600 | 4.5497 | 22.8469 | 23.5233
982 | 3535200 | 4.5505 | 22.8516 | 23.5281
983 | 3538800 | 4.5512 | 22.8564 | 23.5329
984 | 3542400 | 4.552 | 22.8612 | 23.5377
985 | 3546000 | 4.5527 | 22.866 | 23.5425
986 | 3549600 | 4.5534 | 22.8707 | 23.5473
987 | 3553200 | 4.5542 | 22.8755 | 23.5521
988 | 3556800 | 4.5549 | 22.8803 | 23.5569
989 | 3560400 | 4.5556 | 22.885 | 23.5617
990 | 3564000 | 4.5563 | 22.8898 | 23.5665
991 | 3567600 | 4.5571 | 22.8946 | 23.5713
992 | 3571200 | 4.5578 | 22.8993 | 23.5761
993 | 3574800 | 4.5585 | 22.9041 | 23.5809
994 | 3578400 | 4.5593 | 22.9088 | 23.5857
995 | 3582000 | 4.56 | 22.9136 | 23.5905
996 | 3585600 | 4.5607 | 22.9184 | 23.5953
997 | 3589200 | 4.5614 | 22.9231 | 23.6
998 | 3592800 | 4.5622 | 22.9279 | 23.6048
999 | 3596400 | 4.5629 | 22.9326 | 23.6096
1000 | 3600000 | 4.5636 | 22.9373 | 23.6144
1001 | 3603600 | 4.5643 | 22.9421 | 23.6192
1002 | 3607200 | 4.565 | 22.9468 | 23.6239
1003 | 3610800 | 4.5658 | 22.9516 | 23.6287
1004 | 3614400 | 4.5665 | 22.9563 | 23.6335
1005 | 3618000 | 4.5672 | 22.961 | 23.6382
1006 | 3621600 | 4.5679 | 22.9658 | 23.643
1007 | 3625200 | 4.5686 | 22.9705 | 23.6478
1008 | 3628800 | 4.5693 | 22.9752 | 23.6525
1009 | 3632400 | 4.57 | 22.98 | 23.6573
1010 | 3636000 | 4.5708 | 22.9847 | 23.662
1011 | 3639600 | 4.5715 | 22.9894 | 23.6668
1012 | 3643200 | 4.5722 | 22.9941 | 23.6715
1013 | 3646800 | 4.5729 | 22.9989 | 23.6763
1014 | 3650400 | 4.5736 | 23.0036 | 23.681
1015 | 3654000 | 4.5743 | 23.0083 | 23.6858
1016 | 3657600 | 4.575 | 23.013 | 23.6905
1017 | 3661200 | 4.5757 | 23.0177 | 23.6953
1018 | 3664800 | 4.5764 | 23.0224 | 23.7
1019 | 3668400 | 4.5771 | 23.0271 | 23.7047
1020 | 3672000 | 4.5778 | 23.0319 | 23.7095
1021 | 3675600 | 4.5785 | 23.0366 | 23.7142
1022 | 3679200 | 4.5792 | 23.0413 | 23.719
1023 | 3682800 | 4.5799 | 23.046 | 23.7237
1024 | 3686400 | 4.5806 | 23.0507 | 23.7284
1025 | 3690000 | 4.5813 | 23.0554 | 23.7331
1026 | 3693600 | 4.582 | 23.0601 | 23.7379
1027 | 3697200 | 4.5827 | 23.0648 | 23.7426
1028 | 3700800 | 4.5834 | 23.0694 | 23.7473
1029 | 3704400 | 4.5841 | 23.0741 | 23.752
1030 | 3708000 | 4.5848 | 23.0788 | 23.7567
1031 | 3711600 | 4.5855 | 23.0835 | 23.7615
1032 | 3715200 | 4.5862 | 23.0882 | 23.7662
1033 | 3718800 | 4.5869 | 23.0929 | 23.7709
1034 | 3722400 | 4.5876 | 23.0976 | 23.7756
1035 | 3726000 | 4.5883 | 23.1022 | 23.7803
1036 | 3729600 | 4.589 | 23.1069 | 23.785
1037 | 3733200 | 4.5896 | 23.1116 | 23.7897
1038 | 3736800 | 4.5903 | 23.1163 | 23.7944
1039 | 3740400 | 4.591 | 23.1209 | 23.7991
1040 | 3744000 | 4.5917 | 23.1256 | 23.8038
1041 | 3747600 | 4.5924 | 23.1303 | 23.8085
1042 | 3751200 | 4.5931 | 23.135 | 23.8132
1043 | 3754800 | 4.5938 | 23.1396 | 23.8179
1044 | 3758400 | 4.5944 | 23.1443 | 23.8226
1045 | 3762000 | 4.5951 | 23.1489 | 23.8273
1046 | 3765600 | 4.5958 | 23.1536 | 23.832
1047 | 3769200 | 4.5965 | 23.1583 | 23.8367
1048 | 3772800 | 4.5972 | 23.1629 | 23.8414
1049 | 3776400 | 4.5978 | 23.1676 | 23.846
1050 | 3780000 | 4.5985 | 23.1722 | 23.8507
1051 | 3783600 | 4.5992 | 23.1769 | 23.8554
1052 | 3787200 | 4.5999 | 23.1815 | 23.8601
1053 | 3790800 | 4.6005 | 23.1862 | 23.8648
1054 | 3794400 | 4.6012 | 23.1908 | 23.8694
1055 | 3798000 | 4.6019 | 23.1955 | 23.8741
1056 | 3801600 | 4.6026 | 23.2001 | 23.8788
1057 | 3805200 | 4.6032 | 23.2047 | 23.8834
1058 | 3808800 | 4.6039 | 23.2094 | 23.8881
1059 | 3812400 | 4.6046 | 23.214 | 23.8928
1060 | 3816000 | 4.6052 | 23.2187 | 23.8974
1061 | 3819600 | 4.6059 | 23.2233 | 23.9021
1062 | 3823200 | 4.6066 | 23.2279 | 23.9068
1063 | 3826800 | 4.6073 | 23.2325 | 23.9114
1064 | 3830400 | 4.6079 | 23.2372 | 23.9161
1065 | 3834000 | 4.6086 | 23.2418 | 23.9207
1066 | 3837600 | 4.6092 | 23.2464 | 23.9254
1067 | 3841200 | 4.6099 | 23.251 | 23.93
1068 | 3844800 | 4.6106 | 23.2557 | 23.9347
1069 | 3848400 | 4.6112 | 23.2603 | 23.9393
1070 | 3852000 | 4.6119 | 23.2649 | 23.944
1071 | 3855600 | 4.6126 | 23.2695 | 23.9486
1072 | 3859200 | 4.6132 | 23.2741 | 23.9532
1073 | 3862800 | 4.6139 | 23.2787 | 23.9579
1074 | 3866400 | 4.6145 | 23.2834 | 23.9625
1075 | 3870000 | 4.6152 | 23.288 | 23.9672
1076 | 3873600 | 4.6158 | 23.2926 | 23.9718
1077 | 3877200 | 4.6165 | 23.2972 | 23.9764
1078 | 3880800 | 4.6172 | 23.3018 | 23.9811
1079 | 3884400 | 4.6178 | 23.3064 | 23.9857
1080 | 3888000 | 4.6185 | 23.311 | 23.9903
1081 | 3891600 | 4.6191 | 23.3156 | 23.9949
1082 | 3895200 | 4.6198 | 23.3202 | 23.9996
1083 | 3898800 | 4.6204 | 23.3248 | 24.0042
1084 | 3902400 | 4.6211 | 23.3294 | 24.0088
1085 | 3906000 | 4.6217 | 23.334 | 24.0134
1086 | 3909600 | 4.6224 | 23.3385 | 24.018
1087 | 3913200 | 4.623 | 23.3431 | 24.0227
1088 | 3916800 | 4.6237 | 23.3477 | 24.0273
1089 | 3920400 | 4.6243 | 23.3523 | 24.0319
1090 | 3924000 | 4.625 | 23.3569 | 24.0365
1091 | 3927600 | 4.6256 | 23.3615 | 24.0411
1092 | 3931200 | 4.6262 | 23.366 | 24.0457
1093 | 3934800 | 4.6269 | 23.3706 | 24.0503
1094 | 3938400 | 4.6275 | 23.3752 | 24.0549
1095 | 3942000 | 4.6282 | 23.3798 | 24.0595
1096 | 3945600 | 4.6288 | 23.3843 | 24.0641
1097 | 3949200 | 4.6295 | 23.3889 | 24.0687
1098 | 3952800 | 4.6301 | 23.3935 | 24.0733
1099 | 3956400 | 4.6307 | 23.3981 | 24.0779
1100 | 3960000 | 4.6314 | 23.4026 | 24.0825
1101 | 3963600 | 4.632 | 23.4072 | 24.0871
1102 | 3967200 | 4.6326 | 23.4117 | 24.0917
1103 | 3970800 | 4.6333 | 23.4163 | 24.0963
1104 | 3974400 | 4.6339 | 23.4209 | 24.1008
1105 | 3978000 | 4.6346 | 23.4254 | 24.1054
1106 | 3981600 | 4.6352 | 23.43 | 24.11
1107 | 3985200 | 4.6358 | 23.4345 | 24.1146
1108 | 3988800 | 4.6365 | 23.4391 | 24.1192
1109 | 3992400 | 4.6371 | 23.4436 | 24.1237
1110 | 3996000 | 4.6377 | 23.4482 | 24.1283
1111 | 3999600 | 4.6383 | 23.4527 | 24.1329
1112 | 4003200 | 4.639 | 23.4573 | 24.1375
1113 | 4006800 | 4.6396 | 23.4618 | 24.142
1114 | 4010400 | 4.6402 | 23.4664 | 24.1466
1115 | 4014000 | 4.6409 | 23.4709 | 24.1512
1116 | 4017600 | 4.6415 | 23.4754 | 24.1557
1117 | 4021200 | 4.6421 | 23.48 | 24.1603
1118 | 4024800 | 4.6427 | 23.4845 | 24.1649
1119 | 4028400 | 4.6434 | 23.489 | 24.1694
1120 | 4032000 | 4.644 | 23.4936 | 24.174
1121 | 4035600 | 4.6446 | 23.4981 | 24.1785
1122 | 4039200 | 4.6452 | 23.5026 | 24.1831
1123 | 4042800 | 4.6458 | 23.5072 | 24.1876
1124 | 4046400 | 4.6465 | 23.5117 | 24.1922
1125 | 4050000 | 4.6471 | 23.5162 | 24.1967
1126 | 4053600 | 4.6477 | 23.5207 | 24.2013
1127 | 4057200 | 4.6483 | 23.5253 | 24.2058
1128 | 4060800 | 4.6489 | 23.5298 | 24.2104
1129 | 4064400 | 4.6496 | 23.5343 | 24.2149
1130 | 4068000 | 4.6502 | 23.5388 | 24.2195
1131 | 4071600 | 4.6508 | 23.5433 | 24.224
1132 | 4075200 | 4.6514 | 23.5478 | 24.2285
1133 | 4078800 | 4.652 | 23.5523 | 24.2331
1134 | 4082400 | 4.6526 | 23.5569 | 24.2376
1135 | 4086000 | 4.6533 | 23.5614 | 24.2421
1136 | 4089600 | 4.6539 | 23.5659 | 24.2467
1137 | 4093200 | 4.6545 | 23.5704 | 24.2512
1138 | 4096800 | 4.6551 | 23.5749 | 24.2557
1139 | 4100400 | 4.6557 | 23.5794 | 24.2603
1140 | 4104000 | 4.6563 | 23.5839 | 24.2648
1141 | 4107600 | 4.6569 | 23.5884 | 24.2693
1142 | 4111200 | 4.6575 | 23.5929 | 24.2738
1143 | 4114800 | 4.6581 | 23.5974 | 24.2783
1144 | 4118400 | 4.6587 | 23.6019 | 24.2829
1145 | 4122000 | 4.6593 | 23.6063 | 24.2874
1146 | 4125600 | 4.6599 | 23.6108 | 24.2919
1147 | 4129200 | 4.6606 | 23.6153 | 24.2964
1148 | 4132800 | 4.6612 | 23.6198 | 24.3009
1149 | 4136400 | 4.6618 | 23.6243 | 24.3054
1150 | 4140000 | 4.6624 | 23.6288 | 24.3099
1151 | 4143600 | 4.663 | 23.6333 | 24.3144
1152 | 4147200 | 4.6636 | 23.6377 | 24.3189
1153 | 4150800 | 4.6642 | 23.6422 | 24.3235
1154 | 4154400 | 4.6648 | 23.6467 | 24.328
1155 | 4158000 | 4.6654 | 23.6512 | 24.3325
1156 | 4161600 | 4.666 | 23.6556 | 24.337
1157 | 4165200 | 4.6666 | 23.6601 | 24.3415
1158 | 4168800 | 4.6672 | 23.6646 | 24.3459
1159 | 4172400 | 4.6678 | 23.6691 | 24.3504
1160 | 4176000 | 4.6683 | 23.6735 | 24.3549
1161 | 4179600 | 4.6689 | 23.678 | 24.3594
1162 | 4183200 | 4.6695 | 23.6825 | 24.3639
1163 | 4186800 | 4.6701 | 23.6869 | 24.3684
1164 | 4190400 | 4.6707 | 23.6914 | 24.3729
1165 | 4194000 | 4.6713 | 23.6958 | 24.3774
1166 | 4197600 | 4.6719 | 23.7003 | 24.3819
1167 | 4201200 | 4.6725 | 23.7047 | 24.3863
1168 | 4204800 | 4.6731 | 23.7092 | 24.3908
1169 | 4208400 | 4.6737 | 23.7137 | 24.3953
1170 | 4212000 | 4.6743 | 23.7181 | 24.3998
1171 | 4215600 | 4.6749 | 23.7226 | 24.4042
1172 | 4219200 | 4.6754 | 23.727 | 24.4087
1173 | 4222800 | 4.676 | 23.7315 | 24.4132
1174 | 4226400 | 4.6766 | 23.7359 | 24.4177
1175 | 4230000 | 4.6772 | 23.7403 | 24.4221
1176 | 4233600 | 4.6778 | 23.7448 | 24.4266
1177 | 4237200 | 4.6784 | 23.7492 | 24.4311
1178 | 4240800 | 4.679 | 23.7537 | 24.4355
1179 | 4244400 | 4.6795 | 23.7581 | 24.44
1180 | 4248000 | 4.6801 | 23.7625 | 24.4444
1181 | 4251600 | 4.6807 | 23.767 | 24.4489
1182 | 4255200 | 4.6813 | 23.7714 | 24.4534
1183 | 4258800 | 4.6819 | 23.7758 | 24.4578
1184 | 4262400 | 4.6825 | 23.7803 | 24.4623
1185 | 4266000 | 4.683 | 23.7847 | 24.4667
1186 | 4269600 | 4.6836 | 23.7891 | 24.4712
1187 | 4273200 | 4.6842 | 23.7935 | 24.4756
1188 | 4276800 | 4.6848 | 23.798 | 24.4801
1189 | 4280400 | 4.6853 | 23.8024 | 24.4845
1190 | 4284000 | 4.6859 | 23.8068 | 24.489
1191 | 4287600 | 4.6865 | 23.8112 | 24.4934
1192 | 4291200 | 4.6871 | 23.8156 | 24.4978
1193 | 4294800 | 4.6876 | 23.8201 | 24.5023
1194 | 4298400 | 4.6882 | 23.8245 | 24.5067
1195 | 4302000 | 4.6888 | 23.8289 | 24.5111
1196 | 4305600 | 4.6894 | 23.8333 | 24.5156
1197 | 4309200 | 4.6899 | 23.8377 | 24.52
1198 | 4312800 | 4.6905 | 23.8421 | 24.5245
1199 | 4316400 | 4.6911 | 23.8465 | 24.5289
1200 | 4320000 | 4.6917 | 23.8509 | 24.5333
1201 | 4323600 | 4.6922 | 23.8553 | 24.5377
1202 | 4327200 | 4.6928 | 23.8597 | 24.5422
1203 | 4330800 | 4.6934 | 23.8641 | 24.5466
1204 | 4334400 | 4.6939 | 23.8685 | 24.551
1205 | 4338000 | 4.6945 | 23.8729 | 24.5554
1206 | 4341600 | 4.6951 | 23.8773 | 24.5599
1207 | 4345200 | 4.6956 | 23.8817 | 24.5643
1208 | 4348800 | 4.6962 | 23.8861 | 24.5687
1209 | 4352400 | 4.6968 | 23.8905 | 24.5731
1210 | 4356000 | 4.6973 | 23.8949 | 24.5775
1211 | 4359600 | 4.6979 | 23.8993 | 24.5819
1212 | 4363200 | 4.6984 | 23.9037 | 24.5863
1213 | 4366800 | 4.699 | 23.9081 | 24.5907
1214 | 4370400 | 4.6996 | 23.9124 | 24.5952
1215 | 4374000 | 4.7001 | 23.9168 | 24.5996
1216 | 4377600 | 4.7007 | 23.9212 | 24.604
1217 | 4381200 | 4.7013 | 23.9256 | 24.6084
1218 | 4384800 | 4.7018 | 23.93 | 24.6128
1219 | 4388400 | 4.7024 | 23.9343 | 24.6172
1220 | 4392000 | 4.7029 | 23.9387 | 24.6216
1221 | 4395600 | 4.7035 | 23.9431 | 24.626
1222 | 4399200 | 4.704 | 23.9475 | 24.6304
1223 | 4402800 | 4.7046 | 23.9518 | 24.6347
1224 | 4406400 | 4.7052 | 23.9562 | 24.6391
1225 | 4410000 | 4.7057 | 23.9606 | 24.6435
1226 | 4413600 | 4.7063 | 23.9649 | 24.6479
1227 | 4417200 | 4.7068 | 23.9693 | 24.6523
1228 | 4420800 | 4.7074 | 23.9737 | 24.6567
1229 | 4424400 | 4.7079 | 23.978 | 24.6611
1230 | 4428000 | 4.7085 | 23.9824 | 24.6655
1231 | 4431600 | 4.709 | 23.9867 | 24.6698
1232 | 4435200 | 4.7096 | 23.9911 | 24.6742
1233 | 4438800 | 4.7101 | 23.9954 | 24.6786
1234 | 4442400 | 4.7107 | 23.9998 | 24.683
1235 | 4446000 | 4.7112 | 24.0042 | 24.6874
1236 | 4449600 | 4.7118 | 24.0085 | 24.6917
1237 | 4453200 | 4.7123 | 24.0129 | 24.6961
1238 | 4456800 | 4.7129 | 24.0172 | 24.7005
1239 | 4460400 | 4.7134 | 24.0216 | 24.7048
1240 | 4464000 | 4.714 | 24.0259 | 24.7092
1241 | 4467600 | 4.7145 | 24.0302 | 24.7136
1242 | 4471200 | 4.7151 | 24.0346 | 24.7179
1243 | 4474800 | 4.7156 | 24.0389 | 24.7223
1244 | 4478400 | 4.7161 | 24.0433 | 24.7267
1245 | 4482000 | 4.7167 | 24.0476 | 24.731
1246 | 4485600 | 4.7172 | 24.0519 | 24.7354
1247 | 4489200 | 4.7178 | 24.0563 | 24.7397
1248 | 4492800 | 4.7183 | 24.0606 | 24.7441
1249 | 4496400 | 4.7189 | 24.0649 | 24.7485
1250 | 4500000 | 4.7194 | 24.0693 | 24.7528
1251 | 4503600 | 4.7199 | 24.0736 | 24.7572
1252 | 4507200 | 4.7205 | 24.0779 | 24.7615
1253 | 4510800 | 4.721 | 24.0823 | 24.7659
1254 | 4514400 | 4.7216 | 24.0866 | 24.7702
1255 | 4518000 | 4.7221 | 24.0909 | 24.7746
1256 | 4521600 | 4.7226 | 24.0952 | 24.7789
1257 | 4525200 | 4.7232 | 24.0995 | 24.7832
1258 | 4528800 | 4.7237 | 24.1039 | 24.7876
1259 | 4532400 | 4.7242 | 24.1082 | 24.7919
1260 | 4536000 | 4.7248 | 24.1125 | 24.7963
1261 | 4539600 | 4.7253 | 24.1168 | 24.8006
1262 | 4543200 | 4.7258 | 24.1211 | 24.8049
1263 | 4546800 | 4.7264 | 24.1254 | 24.8093
1264 | 4550400 | 4.7269 | 24.1298 | 24.8136
1265 | 4554000 | 4.7274 | 24.1341 | 24.8179
1266 | 4557600 | 4.728 | 24.1384 | 24.8223
1267 | 4561200 | 4.7285 | 24.1427 | 24.8266
1268 | 4564800 | 4.729 | 24.147 | 24.8309
1269 | 4568400 | 4.7296 | 24.1513 | 24.8353
1270 | 4572000 | 4.7301 | 24.1556 | 24.8396
1271 | 4575600 | 4.7306 | 24.1599 | 24.8439
1272 | 4579200 | 4.7311 | 24.1642 | 24.8482
1273 | 4582800 | 4.7317 | 24.1685 | 24.8525
1274 | 4586400 | 4.7322 | 24.1728 | 24.8569
1275 | 4590000 | 4.7327 | 24.1771 | 24.8612
1276 | 4593600 | 4.7333 | 24.1814 | 24.8655
1277 | 4597200 | 4.7338 | 24.1857 | 24.8698
1278 | 4600800 | 4.7343 | 24.19 | 24.8741
1279 | 4604400 | 4.7348 | 24.1942 | 24.8784
1280 | 4608000 | 4.7354 | 24.1985 | 24.8827
1281 | 4611600 | 4.7359 | 24.2028 | 24.8871
1282 | 4615200 | 4.7364 | 24.2071 | 24.8914
1283 | 4618800 | 4.7369 | 24.2114 | 24.8957
1284 | 4622400 | 4.7374 | 24.2157 | 24.9
1285 | 4626000 | 4.738 | 24.22 | 24.9043
1286 | 4629600 | 4.7385 | 24.2242 | 24.9086
1287 | 4633200 | 4.739 | 24.2285 | 24.9129
1288 | 4636800 | 4.7395 | 24.2328 | 24.9172
1289 | 4640400 | 4.74 | 24.2371 | 24.9215
1290 | 4644000 | 4.7406 | 24.2413 | 24.9258
1291 | 4647600 | 4.7411 | 24.2456 | 24.9301
1292 | 4651200 | 4.7416 | 24.2499 | 24.9344
1293 | 4654800 | 4.7421 | 24.2542 | 24.9386
1294 | 4658400 | 4.7426 | 24.2584 | 24.9429
1295 | 4662000 | 4.7432 | 24.2627 | 24.9472
1296 | 4665600 | 4.7437 | 24.267 | 24.9515
1297 | 4669200 | 4.7442 | 24.2712 | 24.9558
1298 | 4672800 | 4.7447 | 24.2755 | 24.9601
1299 | 4676400 | 4.7452 | 24.2797 | 24.9644
1300 | 4680000 | 4.7457 | 24.284 | 24.9686
1301 | 4683600 | 4.7462 | 24.2883 | 24.9729
1302 | 4687200 | 4.7468 | 24.2925 | 24.9772
1303 | 4690800 | 4.7473 | 24.2968 | 24.9815
1304 | 4694400 | 4.7478 | 24.301 | 24.9858
1305 | 4698000 | 4.7483 | 24.3053 | 24.99
1306 | 4701600 | 4.7488 | 24.3095 | 24.9943
1307 | 4705200 | 4.7493 | 24.3138 | 24.9986
1308 | 4708800 | 4.7498 | 24.318 | 25.0029
1309 | 4712400 | 4.7503 | 24.3223 | 25.0071
1310 | 4716000 | 4.7508 | 24.3265 | 25.0114
1311 | 4719600 | 4.7513 | 24.3308 | 25.0157
1312 | 4723200 | 4.7518 | 24.335 | 25.0199
1313 | 4726800 | 4.7524 | 24.3393 | 25.0242
1314 | 4730400 | 4.7529 | 24.3435 | 25.0284
1315 | 4734000 | 4.7534 | 24.3477 | 25.0327
1316 | 4737600 | 4.7539 | 24.352 | 25.037
1317 | 4741200 | 4.7544 | 24.3562 | 25.0412
1318 | 4744800 | 4.7549 | 24.3605 | 25.0455
1319 | 4748400 | 4.7554 | 24.3647 | 25.0497
1320 | 4752000 | 4.7559 | 24.3689 | 25.054
1321 | 4755600 | 4.7564 | 24.3732 | 25.0582
1322 | 4759200 | 4.7569 | 24.3774 | 25.0625
1323 | 4762800 | 4.7574 | 24.3816 | 25.0667
1324 | 4766400 | 4.7579 | 24.3858 | 25.071
1325 | 4770000 | 4.7584 | 24.3901 | 25.0752
1326 | 4773600 | 4.7589 | 24.3943 | 25.0795
1327 | 4777200 | 4.7594 | 24.3985 | 25.0837
1328 | 4780800 | 4.7599 | 24.4027 | 25.088
1329 | 4784400 | 4.7604 | 24.407 | 25.0922
1330 | 4788000 | 4.7609 | 24.4112 | 25.0965
1331 | 4791600 | 4.7614 | 24.4154 | 25.1007
1332 | 4795200 | 4.7619 | 24.4196 | 25.1049
1333 | 4798800 | 4.7624 | 24.4238 | 25.1092
1334 | 4802400 | 4.7629 | 24.4281 | 25.1134
1335 | 4806000 | 4.7634 | 24.4323 | 25.1176
1336 | 4809600 | 4.7639 | 24.4365 | 25.1219
1337 | 4813200 | 4.7644 | 24.4407 | 25.1261
1338 | 4816800 | 4.7649 | 24.4449 | 25.1303
1339 | 4820400 | 4.7654 | 24.4491 | 25.1346
1340 | 4824000 | 4.7659 | 24.4533 | 25.1388
1341 | 4827600 | 4.7663 | 24.4575 | 25.143
1342 | 4831200 | 4.7668 | 24.4617 | 25.1472
1343 | 4834800 | 4.7673 | 24.4659 | 25.1515
1344 | 4838400 | 4.7678 | 24.4701 | 25.1557
1345 | 4842000 | 4.7683 | 24.4743 | 25.1599
1346 | 4845600 | 4.7688 | 24.4785 | 25.1641
1347 | 4849200 | 4.7693 | 24.4827 | 25.1683
1348 | 4852800 | 4.7698 | 24.4869 | 25.1726
1349 | 4856400 | 4.7703 | 24.4911 | 25.1768
1350 | 4860000 | 4.7708 | 24.4953 | 25.181
1351 | 4863600 | 4.7712 | 24.4995 | 25.1852
1352 | 4867200 | 4.7717 | 24.5037 | 25.1894
1353 | 4870800 | 4.7722 | 24.5079 | 25.1936
1354 | 4874400 | 4.7727 | 24.5121 | 25.1978
1355 | 4878000 | 4.7732 | 24.5162 | 25.202
1356 | 4881600 | 4.7737 | 24.5204 | 25.2062
1357 | 4885200 | 4.7742 | 24.5246 | 25.2104
1358 | 4888800 | 4.7747 | 24.5288 | 25.2147
1359 | 4892400 | 4.7751 | 24.533 | 25.2189
1360 | 4896000 | 4.7756 | 24.5372 | 25.2231
1361 | 4899600 | 4.7761 | 24.5413 | 25.2273
1362 | 4903200 | 4.7766 | 24.5455 | 25.2314
1363 | 4906800 | 4.7771 | 24.5497 | 25.2356
1364 | 4910400 | 4.7776 | 24.5539 | 25.2398
1365 | 4914000 | 4.778 | 24.558 | 25.244
1366 | 4917600 | 4.7785 | 24.5622 | 25.2482
1367 | 4921200 | 4.779 | 24.5664 | 25.2524
1368 | 4924800 | 4.7795 | 24.5706 | 25.2566
1369 | 4928400 | 4.78 | 24.5747 | 25.2608
1370 | 4932000 | 4.7804 | 24.5789 | 25.265
1371 | 4935600 | 4.7809 | 24.5831 | 25.2692
1372 | 4939200 | 4.7814 | 24.5872 | 25.2734
1373 | 4942800 | 4.7819 | 24.5914 | 25.2775
1374 | 4946400 | 4.7823 | 24.5956 | 25.2817
1375 | 4950000 | 4.7828 | 24.5997 | 25.2859
1376 | 4953600 | 4.7833 | 24.6039 | 25.2901
1377 | 4957200 | 4.7838 | 24.608 | 25.2943
1378 | 4960800 | 4.7843 | 24.6122 | 25.2984
1379 | 4964400 | 4.7847 | 24.6163 | 25.3026
1380 | 4968000 | 4.7852 | 24.6205 | 25.3068
1381 | 4971600 | 4.7857 | 24.6247 | 25.311
1382 | 4975200 | 4.7861 | 24.6288 | 25.3151
1383 | 4978800 | 4.7866 | 24.633 | 25.3193
1384 | 4982400 | 4.7871 | 24.6371 | 25.3235
1385 | 4986000 | 4.7876 | 24.6413 | 25.3276
1386 | 4989600 | 4.788 | 24.6454 | 25.3318
1387 | 4993200 | 4.7885 | 24.6495 | 25.336
1388 | 4996800 | 4.789 | 24.6537 | 25.3401
1389 | 5000400 | 4.7895 | 24.6578 | 25.3443
1390 | 5004000 | 4.7899 | 24.662 | 25.3485
1391 | 5007600 | 4.7904 | 24.6661 | 25.3526
1392 | 5011200 | 4.7909 | 24.6703 | 25.3568
1393 | 5014800 | 4.7913 | 24.6744 | 25.3609
1394 | 5018400 | 4.7918 | 24.6785 | 25.3651
1395 | 5022000 | 4.7923 | 24.6827 | 25.3692
1396 | 5025600 | 4.7927 | 24.6868 | 25.3734
1397 | 5029200 | 4.7932 | 24.6909 | 25.3776
1398 | 5032800 | 4.7937 | 24.6951 | 25.3817
1399 | 5036400 | 4.7941 | 24.6992 | 25.3859
1400 | 5040000 | 4.7946 | 24.7033 | 25.39
1401 | 5043600 | 4.7951 | 24.7074 | 25.3942
1402 | 5047200 | 4.7955 | 24.7116 | 25.3983
1403 | 5050800 | 4.796 | 24.7157 | 25.4024
1404 | 5054400 | 4.7965 | 24.7198 | 25.4066
1405 | 5058000 | 4.7969 | 24.7239 | 25.4107
1406 | 5061600 | 4.7974 | 24.7281 | 25.4149
1407 | 5065200 | 4.7978 | 24.7322 | 25.419
1408 | 5068800 | 4.7983 | 24.7363 | 25.4231
1409 | 5072400 | 4.7988 | 24.7404 | 25.4273
1410 | 5076000 | 4.7992 | 24.7445 | 25.4314
1411 | 5079600 | 4.7997 | 24.7487 | 25.4356
1412 | 5083200 | 4.8002 | 24.7528 | 25.4397
1413 | 5086800 | 4.8006 | 24.7569 | 25.4438
1414 | 5090400 | 4.8011 | 24.761 | 25.448
1415 | 5094000 | 4.8015 | 24.7651 | 25.4521
1416 | 5097600 | 4.802 | 24.7692 | 25.4562
1417 | 5101200 | 4.8025 | 24.7733 | 25.4603
1418 | 5104800 | 4.8029 | 24.7774 | 25.4645
1419 | 5108400 | 4.8034 | 24.7815 | 25.4686
1420 | 5112000 | 4.8038 | 24.7856 | 25.4727
1421 | 5115600 | 4.8043 | 24.7897 | 25.4768
1422 | 5119200 | 4.8047 | 24.7939 | 25.481
1423 | 5122800 | 4.8052 | 24.798 | 25.4851
1424 | 5126400 | 4.8056 | 24.8021 | 25.4892
1425 | 5130000 | 4.8061 | 24.8061 | 25.4933
1426 | 5133600 | 4.8066 | 24.8102 | 25.4974
1427 | 5137200 | 4.807 | 24.8143 | 25.5015
1428 | 5140800 | 4.8075 | 24.8184 | 25.5057
1429 | 5144400 | 4.8079 | 24.8225 | 25.5098
1430 | 5148000 | 4.8084 | 24.8266 | 25.5139
1431 | 5151600 | 4.8088 | 24.8307 | 25.518
1432 | 5155200 | 4.8093 | 24.8348 | 25.5221
1433 | 5158800 | 4.8097 | 24.8389 | 25.5262
1434 | 5162400 | 4.8102 | 24.843 | 25.5303
1435 | 5166000 | 4.8106 | 24.8471 | 25.5344
1436 | 5169600 | 4.8111 | 24.8512 | 25.5385
1437 | 5173200 | 4.8115 | 24.8552 | 25.5426
1438 | 5176800 | 4.812 | 24.8593 | 25.5467
1439 | 5180400 | 4.8124 | 24.8634 | 25.5508
1440 | 5184000 | 4.8129 | 24.8675 | 25.5549
1441 | 5187600 | 4.8133 | 24.8716 | 25.559
1442 | 5191200 | 4.8138 | 24.8756 | 25.5631
1443 | 5194800 | 4.8142 | 24.8797 | 25.5672
1444 | 5198400 | 4.8147 | 24.8838 | 25.5713
1445 | 5202000 | 4.8151 | 24.8879 | 25.5754
1446 | 5205600 | 4.8156 | 24.8919 | 25.5795
1447 | 5209200 | 4.816 | 24.896 | 25.5836
1448 | 5212800 | 4.8165 | 24.9001 | 25.5877
1449 | 5216400 | 4.8169 | 24.9041 | 25.5918
1450 | 5220000 | 4.8173 | 24.9082 | 25.5958
1451 | 5223600 | 4.8178 | 24.9123 | 25.5999
1452 | 5227200 | 4.8182 | 24.9163 | 25.604
1453 | 5230800 | 4.8187 | 24.9204 | 25.6081
1454 | 5234400 | 4.8191 | 24.9245 | 25.6122
1455 | 5238000 | 4.8196 | 24.9285 | 25.6163
1456 | 5241600 | 4.82 | 24.9326 | 25.6203
1457 | 5245200 | 4.8204 | 24.9367 | 25.6244
1458 | 5248800 | 4.8209 | 24.9407 | 25.6285
1459 | 5252400 | 4.8213 | 24.9448 | 25.6326
1460 | 5256000 | 4.8218 | 24.9488 | 25.6366
1461 | 5259600 | 4.8222 | 24.9529 | 25.6407
1462 | 5263200 | 4.8226 | 24.9569 | 25.6448
1463 | 5266800 | 4.8231 | 24.961 | 25.6489
1464 | 5270400 | 4.8235 | 24.965 | 25.6529
1465 | 5274000 | 4.824 | 24.9691 | 25.657
1466 | 5277600 | 4.8244 | 24.9731 | 25.6611
1467 | 5281200 | 4.8248 | 24.9772 | 25.6651
1468 | 5284800 | 4.8253 | 24.9812 | 25.6692
1469 | 5288400 | 4.8257 | 24.9853 | 25.6733
1470 | 5292000 | 4.8261 | 24.9893 | 25.6773
1471 | 5295600 | 4.8266 | 24.9934 | 25.6814
1472 | 5299200 | 4.827 | 24.9974 | 25.6854
1473 | 5302800 | 4.8275 | 25.0015 | 25.6895
1474 | 5306400 | 4.8279 | 25.0055 | 25.6936
1475 | 5310000 | 4.8283 | 25.0095 | 25.6976
1476 | 5313600 | 4.8288 | 25.0136 | 25.7017
1477 | 5317200 | 4.8292 | 25.0176 | 25.7057
1478 | 5320800 | 4.8296 | 25.0216 | 25.7098
1479 | 5324400 | 4.8301 | 25.0257 | 25.7138
1480 | 5328000 | 4.8305 | 25.0297 | 25.7179
1481 | 5331600 | 4.8309 | 25.0337 | 25.7219
1482 | 5335200 | 4.8314 | 25.0378 | 25.726
1483 | 5338800 | 4.8318 | 25.0418 | 25.73
1484 | 5342400 | 4.8322 | 25.0458 | 25.7341
1485 | 5346000 | 4.8326 | 25.0499 | 25.7381
1486 | 5349600 | 4.8331 | 25.0539 | 25.7422
1487 | 5353200 | 4.8335 | 25.0579 | 25.7462
1488 | 5356800 | 4.8339 | 25.0619 | 25.7502
1489 | 5360400 | 4.8344 | 25.0659 | 25.7543
1490 | 5364000 | 4.8348 | 25.07 | 25.7583
1491 | 5367600 | 4.8352 | 25.074 | 25.7624
1492 | 5371200 | 4.8357 | 25.078 | 25.7664
1493 | 5374800 | 4.8361 | 25.082 | 25.7704
1494 | 5378400 | 4.8365 | 25.086 | 25.7745
1495 | 5382000 | 4.8369 | 25.0901 | 25.7785
1496 | 5385600 | 4.8374 | 25.0941 | 25.7825
1497 | 5389200 | 4.8378 | 25.0981 | 25.7866
1498 | 5392800 | 4.8382 | 25.1021 | 25.7906
1499 | 5396400 | 4.8386 | 25.1061 | 25.7946
1500 | 5400000 | 4.8391 | 25.1101 | 25.7987
1501 | 5403600 | 4.8395 | 25.1141 | 25.8027
1502 | 5407200 | 4.8399 | 25.1181 | 25.8067
1503 | 5410800 | 4.8403 | 25.1221 | 25.8107
1504 | 5414400 | 4.8408 | 25.1261 | 25.8148
1505 | 5418000 | 4.8412 | 25.1301 | 25.8188
1506 | 5421600 | 4.8416 | 25.1341 | 25.8228
1507 | 5425200 | 4.842 | 25.1381 | 25.8268
1508 | 5428800 | 4.8424 | 25.1421 | 25.8308
1509 | 5432400 | 4.8429 | 25.1461 | 25.8348
1510 | 5436000 | 4.8433 | 25.1501 | 25.8389
1511 | 5439600 | 4.8437 | 25.1541 | 25.8429
1512 | 5443200 | 4.8441 | 25.1581 | 25.8469
1513 | 5446800 | 4.8446 | 25.1621 | 25.8509
1514 | 5450400 | 4.845 | 25.1661 | 25.8549
1515 | 5454000 | 4.8454 | 25.1701 | 25.8589
1516 | 5457600 | 4.8458 | 25.1741 | 25.8629
1517 | 5461200 | 4.8462 | 25.1781 | 25.8669
1518 | 5464800 | 4.8466 | 25.1821 | 25.8709
1519 | 5468400 | 4.8471 | 25.1861 | 25.875
1520 | 5472000 | 4.8475 | 25.1901 | 25.879
1521 | 5475600 | 4.8479 | 25.1941 | 25.883
1522 | 5479200 | 4.8483 | 25.198 | 25.887
1523 | 5482800 | 4.8487 | 25.202 | 25.891
1524 | 5486400 | 4.8491 | 25.206 | 25.895
1525 | 5490000 | 4.8496 | 25.21 | 25.899
1526 | 5493600 | 4.85 | 25.214 | 25.903
1527 | 5497200 | 4.8504 | 25.2179 | 25.907
1528 | 5500800 | 4.8508 | 25.2219 | 25.9109
1529 | 5504400 | 4.8512 | 25.2259 | 25.9149
1530 | 5508000 | 4.8516 | 25.2299 | 25.9189
1531 | 5511600 | 4.8521 | 25.2338 | 25.9229
1532 | 5515200 | 4.8525 | 25.2378 | 25.9269
1533 | 5518800 | 4.8529 | 25.2418 | 25.9309
1534 | 5522400 | 4.8533 | 25.2458 | 25.9349
1535 | 5526000 | 4.8537 | 25.2497 | 25.9389
1536 | 5529600 | 4.8541 | 25.2537 | 25.9429
1537 | 5533200 | 4.8545 | 25.2577 | 25.9469
1538 | 5536800 | 4.8549 | 25.2616 | 25.9508
1539 | 5540400 | 4.8553 | 25.2656 | 25.9548
1540 | 5544000 | 4.8558 | 25.2696 | 25.9588
1541 | 5547600 | 4.8562 | 25.2735 | 25.9628
1542 | 5551200 | 4.8566 | 25.2775 | 25.9668
1543 | 5554800 | 4.857 | 25.2815 | 25.9707
1544 | 5558400 | 4.8574 | 25.2854 | 25.9747
1545 | 5562000 | 4.8578 | 25.2894 | 25.9787
1546 | 5565600 | 4.8582 | 25.2933 | 25.9827
1547 | 5569200 | 4.8586 | 25.2973 | 25.9866
1548 | 5572800 | 4.859 | 25.3012 | 25.9906
1549 | 5576400 | 4.8594 | 25.3052 | 25.9946
1550 | 5580000 | 4.8598 | 25.3092 | 25.9986
1551 | 5583600 | 4.8602 | 25.3131 | 26.0025
1552 | 5587200 | 4.8607 | 25.3171 | 26.0065
1553 | 5590800 | 4.8611 | 25.321 | 26.0105
1554 | 5594400 | 4.8615 | 25.325 | 26.0144
1555 | 5598000 | 4.8619 | 25.3289 | 26.0184
1556 | 5601600 | 4.8623 | 25.3329 | 26.0224
1557 | 5605200 | 4.8627 | 25.3368 | 26.0263
1558 | 5608800 | 4.8631 | 25.3407 | 26.0303
1559 | 5612400 | 4.8635 | 25.3447 | 26.0342
1560 | 5616000 | 4.8639 | 25.3486 | 26.0382
1561 | 5619600 | 4.8643 | 25.3526 | 26.0422
1562 | 5623200 | 4.8647 | 25.3565 | 26.0461
1563 | 5626800 | 4.8651 | 25.3604 | 26.0501
1564 | 5630400 | 4.8655 | 25.3644 | 26.054
1565 | 5634000 | 4.8659 | 25.3683 | 26.058
1566 | 5637600 | 4.8663 | 25.3723 | 26.0619
1567 | 5641200 | 4.8667 | 25.3762 | 26.0659
1568 | 5644800 | 4.8671 | 25.3801 | 26.0698
1569 | 5648400 | 4.8675 | 25.3841 | 26.0738
1570 | 5652000 | 4.8679 | 25.388 | 26.0777
1571 | 5655600 | 4.8683 | 25.3919 | 26.0817
1572 | 5659200 | 4.8687 | 25.3959 | 26.0856
1573 | 5662800 | 4.8691 | 25.3998 | 26.0896
1574 | 5666400 | 4.8695 | 25.4037 | 26.0935
1575 | 5670000 | 4.8699 | 25.4076 | 26.0975
1576 | 5673600 | 4.8703 | 25.4116 | 26.1014
1577 | 5677200 | 4.8707 | 25.4155 | 26.1053
1578 | 5680800 | 4.8711 | 25.4194 | 26.1093
1579 | 5684400 | 4.8715 | 25.4233 | 26.1132
1580 | 5688000 | 4.8719 | 25.4273 | 26.1172
1581 | 5691600 | 4.8723 | 25.4312 | 26.1211
1582 | 5695200 | 4.8727 | 25.4351 | 26.125
1583 | 5698800 | 4.8731 | 25.439 | 26.129
1584 | 5702400 | 4.8735 | 25.4429 | 26.1329
1585 | 5706000 | 4.8739 | 25.4468 | 26.1368
1586 | 5709600 | 4.8743 | 25.4508 | 26.1408
1587 | 5713200 | 4.8746 | 25.4547 | 26.1447
1588 | 5716800 | 4.875 | 25.4586 | 26.1486
1589 | 5720400 | 4.8754 | 25.4625 | 26.1525
1590 | 5724000 | 4.8758 | 25.4664 | 26.1565
1591 | 5727600 | 4.8762 | 25.4703 | 26.1604
1592 | 5731200 | 4.8766 | 25.4742 | 26.1643
1593 | 5734800 | 4.877 | 25.4781 | 26.1682
1594 | 5738400 | 4.8774 | 25.482 | 26.1722
1595 | 5742000 | 4.8778 | 25.4859 | 26.1761
1596 | 5745600 | 4.8782 | 25.4898 | 26.18
1597 | 5749200 | 4.8786 | 25.4937 | 26.1839
1598 | 5752800 | 4.879 | 25.4976 | 26.1879
1599 | 5756400 | 4.8794 | 25.5015 | 26.1918
1600 | 5760000 | 4.8797 | 25.5054 | 26.1957
1601 | 5763600 | 4.8801 | 25.5093 | 26.1996
1602 | 5767200 | 4.8805 | 25.5132 | 26.2035
1603 | 5770800 | 4.8809 | 25.5171 | 26.2074
1604 | 5774400 | 4.8813 | 25.521 | 26.2113
1605 | 5778000 | 4.8817 | 25.5249 | 26.2152
1606 | 5781600 | 4.8821 | 25.5288 | 26.2192
1607 | 5785200 | 4.8825 | 25.5327 | 26.2231
1608 | 5788800 | 4.8828 | 25.5366 | 26.227
1609 | 5792400 | 4.8832 | 25.5405 | 26.2309
1610 | 5796000 | 4.8836 | 25.5444 | 26.2348
1611 | 5799600 | 4.884 | 25.5483 | 26.2387
1612 | 5803200 | 4.8844 | 25.5522 | 26.2426
1613 | 5806800 | 4.8848 | 25.556 | 26.2465
1614 | 5810400 | 4.8852 | 25.5599 | 26.2504
1615 | 5814000 | 4.8855 | 25.5638 | 26.2543
1616 | 5817600 | 4.8859 | 25.5677 | 26.2582
1617 | 5821200 | 4.8863 | 25.5716 | 26.2621
1618 | 5824800 | 4.8867 | 25.5755 | 26.266
1619 | 5828400 | 4.8871 | 25.5793 | 26.2699
1620 | 5832000 | 4.8875 | 25.5832 | 26.2738
1621 | 5835600 | 4.8879 | 25.5871 | 26.2777
1622 | 5839200 | 4.8882 | 25.591 | 26.2816
1623 | 5842800 | 4.8886 | 25.5949 | 26.2855
1624 | 5846400 | 4.889 | 25.5987 | 26.2894
1625 | 5850000 | 4.8894 | 25.6026 | 26.2932
1626 | 5853600 | 4.8898 | 25.6065 | 26.2971
1627 | 5857200 | 4.8901 | 25.6103 | 26.301
1628 | 5860800 | 4.8905 | 25.6142 | 26.3049
1629 | 5864400 | 4.8909 | 25.6181 | 26.3088
1630 | 5868000 | 4.8913 | 25.622 | 26.3127
1631 | 5871600 | 4.8917 | 25.6258 | 26.3166
1632 | 5875200 | 4.892 | 25.6297 | 26.3204
1633 | 5878800 | 4.8924 | 25.6336 | 26.3243
1634 | 5882400 | 4.8928 | 25.6374 | 26.3282
1635 | 5886000 | 4.8932 | 25.6413 | 26.3321
1636 | 5889600 | 4.8936 | 25.6451 | 26.336
1637 | 5893200 | 4.8939 | 25.649 | 26.3398
1638 | 5896800 | 4.8943 | 25.6529 | 26.3437
1639 | 5900400 | 4.8947 | 25.6567 | 26.3476
1640 | 5904000 | 4.8951 | 25.6606 | 26.3515
1641 | 5907600 | 4.8954 | 25.6644 | 26.3553
1642 | 5911200 | 4.8958 | 25.6683 | 26.3592
1643 | 5914800 | 4.8962 | 25.6722 | 26.3631
1644 | 5918400 | 4.8966 | 25.676 | 26.3669
1645 | 5922000 | 4.897 | 25.6799 | 26.3708
1646 | 5925600 | 4.8973 | 25.6837 | 26.3747
1647 | 5929200 | 4.8977 | 25.6876 | 26.3785
1648 | 5932800 | 4.8981 | 25.6914 | 26.3824
1649 | 5936400 | 4.8985 | 25.6953 | 26.3863
1650 | 5940000 | 4.8988 | 25.6991 | 26.3901
1651 | 5943600 | 4.8992 | 25.703 | 26.394
1652 | 5947200 | 4.8996 | 25.7068 | 26.3979
1653 | 5950800 | 4.8999 | 25.7106 | 26.4017
1654 | 5954400 | 4.9003 | 25.7145 | 26.4056
1655 | 5958000 | 4.9007 | 25.7183 | 26.4094
1656 | 5961600 | 4.9011 | 25.7222 | 26.4133
1657 | 5965200 | 4.9014 | 25.726 | 26.4172
1658 | 5968800 | 4.9018 | 25.7299 | 26.421
1659 | 5972400 | 4.9022 | 25.7337 | 26.4249
1660 | 5976000 | 4.9025 | 25.7375 | 26.4287
1661 | 5979600 | 4.9029 | 25.7414 | 26.4326
1662 | 5983200 | 4.9033 | 25.7452 | 26.4364
1663 | 5986800 | 4.9037 | 25.749 | 26.4403
1664 | 5990400 | 4.904 | 25.7529 | 26.4441
1665 | 5994000 | 4.9044 | 25.7567 | 26.448
1666 | 5997600 | 4.9048 | 25.7605 | 26.4518
1667 | 6001200 | 4.9051 | 25.7644 | 26.4557
1668 | 6004800 | 4.9055 | 25.7682 | 26.4595
1669 | 6008400 | 4.9059 | 25.772 | 26.4634
1670 | 6012000 | 4.9062 | 25.7759 | 26.4672
1671 | 6015600 | 4.9066 | 25.7797 | 26.471
1672 | 6019200 | 4.907 | 25.7835 | 26.4749
1673 | 6022800 | 4.9073 | 25.7873 | 26.4787
1674 | 6026400 | 4.9077 | 25.7912 | 26.4826
1675 | 6030000 | 4.9081 | 25.795 | 26.4864
1676 | 6033600 | 4.9084 | 25.7988 | 26.4902
1677 | 6037200 | 4.9088 | 25.8026 | 26.4941
1678 | 6040800 | 4.9092 | 25.8065 | 26.4979
1679 | 6044400 | 4.9095 | 25.8103 | 26.5018
1680 | 6048000 | 4.9099 | 25.8141 | 26.5056
1681 | 6051600 | 4.9103 | 25.8179 | 26.5094
1682 | 6055200 | 4.9106 | 25.8217 | 26.5132
1683 | 6058800 | 4.911 | 25.8255 | 26.5171
1684 | 6062400 | 4.9114 | 25.8294 | 26.5209
1685 | 6066000 | 4.9117 | 25.8332 | 26.5247
1686 | 6069600 | 4.9121 | 25.837 | 26.5286
1687 | 6073200 | 4.9125 | 25.8408 | 26.5324
1688 | 6076800 | 4.9128 | 25.8446 | 26.5362
1689 | 6080400 | 4.9132 | 25.8484 | 26.54
1690 | 6084000 | 4.9135 | 25.8522 | 26.5439
1691 | 6087600 | 4.9139 | 25.856 | 26.5477
1692 | 6091200 | 4.9143 | 25.8598 | 26.5515
1693 | 6094800 | 4.9146 | 25.8636 | 26.5553
1694 | 6098400 | 4.915 | 25.8674 | 26.5591
1695 | 6102000 | 4.9153 | 25.8712 | 26.563
1696 | 6105600 | 4.9157 | 25.875 | 26.5668
1697 | 6109200 | 4.9161 | 25.8788 | 26.5706
1698 | 6112800 | 4.9164 | 25.8826 | 26.5744
1699 | 6116400 | 4.9168 | 25.8864 | 26.5782
1700 | 6120000 | 4.9171 | 25.8902 | 26.582
1701 | 6123600 | 4.9175 | 25.894 | 26.5859
1702 | 6127200 | 4.9179 | 25.8978 | 26.5897
1703 | 6130800 | 4.9182 | 25.9016 | 26.5935
1704 | 6134400 | 4.9186 | 25.9054 | 26.5973
1705 | 6138000 | 4.9189 | 25.9092 | 26.6011
1706 | 6141600 | 4.9193 | 25.913 | 26.6049
1707 | 6145200 | 4.9197 | 25.9168 | 26.6087
1708 | 6148800 | 4.92 | 25.9206 | 26.6125
1709 | 6152400 | 4.9204 | 25.9244 | 26.6163
1710 | 6156000 | 4.9207 | 25.9282 | 26.6201
1711 | 6159600 | 4.9211 | 25.932 | 26.6239
1712 | 6163200 | 4.9214 | 25.9358 | 26.6277
1713 | 6166800 | 4.9218 | 25.9395 | 26.6315
1714 | 6170400 | 4.9221 | 25.9433 | 26.6353
1715 | 6174000 | 4.9225 | 25.9471 | 26.6391
1716 | 6177600 | 4.9229 | 25.9509 | 26.6429
1717 | 6181200 | 4.9232 | 25.9547 | 26.6467
1718 | 6184800 | 4.9236 | 25.9585 | 26.6505
1719 | 6188400 | 4.9239 | 25.9622 | 26.6543
1720 | 6192000 | 4.9243 | 25.966 | 26.6581
1721 | 6195600 | 4.9246 | 25.9698 | 26.6619
1722 | 6199200 | 4.925 | 25.9736 | 26.6657
1723 | 6202800 | 4.9253 | 25.9773 | 26.6695
1724 | 6206400 | 4.9257 | 25.9811 | 26.6733
1725 | 6210000 | 4.926 | 25.9849 | 26.6771
1726 | 6213600 | 4.9264 | 25.9887 | 26.6809
1727 | 6217200 | 4.9267 | 25.9924 | 26.6846
1728 | 6220800 | 4.9271 | 25.9962 | 26.6884
1729 | 6224400 | 4.9274 | 26 | 26.6922
1730 | 6228000 | 4.9278 | 26.0038 | 26.696
1731 | 6231600 | 4.9281 | 26.0075 | 26.6998
1732 | 6235200 | 4.9285 | 26.0113 | 26.7036
1733 | 6238800 | 4.9288 | 26.0151 | 26.7073
1734 | 6242400 | 4.9292 | 26.0188 | 26.7111
1735 | 6246000 | 4.9295 | 26.0226 | 26.7149
1736 | 6249600 | 4.9299 | 26.0264 | 26.7187
1737 | 6253200 | 4.9302 | 26.0301 | 26.7225
1738 | 6256800 | 4.9306 | 26.0339 | 26.7262
1739 | 6260400 | 4.9309 | 26.0376 | 26.73
1740 | 6264000 | 4.9313 | 26.0414 | 26.7338
1741 | 6267600 | 4.9316 | 26.0452 | 26.7376
1742 | 6271200 | 4.932 | 26.0489 | 26.7413
1743 | 6274800 | 4.9323 | 26.0527 | 26.7451
1744 | 6278400 | 4.9327 | 26.0564 | 26.7489
1745 | 6282000 | 4.933 | 26.0602 | 26.7526
1746 | 6285600 | 4.9334 | 26.0639 | 26.7564
1747 | 6289200 | 4.9337 | 26.0677 | 26.7602
1748 | 6292800 | 4.9341 | 26.0714 | 26.7639
1749 | 6296400 | 4.9344 | 26.0752 | 26.7677
1750 | 6300000 | 4.9348 | 26.0789 | 26.7715
1751 | 6303600 | 4.9351 | 26.0827 | 26.7752
1752 | 6307200 | 4.9354 | 26.0864 | 26.779
1753 | 6310800 | 4.9358 | 26.0902 | 26.7828
1754 | 6314400 | 4.9361 | 26.0939 | 26.7865
1755 | 6318000 | 4.9365 | 26.0977 | 26.7903
1756 | 6321600 | 4.9368 | 26.1014 | 26.794
1757 | 6325200 | 4.9372 | 26.1052 | 26.7978
1758 | 6328800 | 4.9375 | 26.1089 | 26.8016
1759 | 6332400 | 4.9379 | 26.1127 | 26.8053
1760 | 6336000 | 4.9382 | 26.1164 | 26.8091
1761 | 6339600 | 4.9385 | 26.1201 | 26.8128
1762 | 6343200 | 4.9389 | 26.1239 | 26.8166
1763 | 6346800 | 4.9392 | 26.1276 | 26.8203
1764 | 6350400 | 4.9396 | 26.1314 | 26.8241
1765 | 6354000 | 4.9399 | 26.1351 | 26.8278
1766 | 6357600 | 4.9402 | 26.1388 | 26.8316
1767 | 6361200 | 4.9406 | 26.1426 | 26.8353
1768 | 6364800 | 4.9409 | 26.1463 | 26.8391
1769 | 6368400 | 4.9413 | 26.15 | 26.8428
1770 | 6372000 | 4.9416 | 26.1538 | 26.8466
1771 | 6375600 | 4.9419 | 26.1575 | 26.8503
1772 | 6379200 | 4.9423 | 26.1612 | 26.8541
1773 | 6382800 | 4.9426 | 26.165 | 26.8578
1774 | 6386400 | 4.943 | 26.1687 | 26.8616
1775 | 6390000 | 4.9433 | 26.1724 | 26.8653
1776 | 6393600 | 4.9436 | 26.1761 | 26.869
1777 | 6397200 | 4.944 | 26.1799 | 26.8728
1778 | 6400800 | 4.9443 | 26.1836 | 26.8765
1779 | 6404400 | 4.9447 | 26.1873 | 26.8803
1780 | 6408000 | 4.945 | 26.191 | 26.884
1781 | 6411600 | 4.9453 | 26.1948 | 26.8877
1782 | 6415200 | 4.9457 | 26.1985 | 26.8915
1783 | 6418800 | 4.946 | 26.2022 | 26.8952
1784 | 6422400 | 4.9463 | 26.2059 | 26.8989
1785 | 6426000 | 4.9467 | 26.2096 | 26.9027
1786 | 6429600 | 4.947 | 26.2134 | 26.9064
1787 | 6433200 | 4.9474 | 26.2171 | 26.9101
1788 | 6436800 | 4.9477 | 26.2208 | 26.9139
1789 | 6440400 | 4.948 | 26.2245 | 26.9176
1790 | 6444000 | 4.9484 | 26.2282 | 26.9213
1791 | 6447600 | 4.9487 | 26.2319 | 26.925
1792 | 6451200 | 4.949 | 26.2356 | 26.9288
1793 | 6454800 | 4.9494 | 26.2394 | 26.9325
1794 | 6458400 | 4.9497 | 26.2431 | 26.9362
1795 | 6462000 | 4.95 | 26.2468 | 26.9399
1796 | 6465600 | 4.9504 | 26.2505 | 26.9437
1797 | 6469200 | 4.9507 | 26.2542 | 26.9474
1798 | 6472800 | 4.951 | 26.2579 | 26.9511
1799 | 6476400 | 4.9514 | 26.2616 | 26.9548
1800 | 6480000 | 4.9517 | 26.2653 | 26.9585
1801 | 6483600 | 4.952 | 26.269 | 26.9623
1802 | 6487200 | 4.9524 | 26.2727 | 26.966
1803 | 6490800 | 4.9527 | 26.2764 | 26.9697
1804 | 6494400 | 4.953 | 26.2801 | 26.9734
1805 | 6498000 | 4.9534 | 26.2838 | 26.9771
1806 | 6501600 | 4.9537 | 26.2875 | 26.9808
1807 | 6505200 | 4.954 | 26.2912 | 26.9846
1808 | 6508800 | 4.9543 | 26.2949 | 26.9883
1809 | 6512400 | 4.9547 | 26.2986 | 26.992
1810 | 6516000 | 4.955 | 26.3023 | 26.9957
1811 | 6519600 | 4.9553 | 26.306 | 26.9994
1812 | 6523200 | 4.9557 | 26.3097 | 27.0031
1813 | 6526800 | 4.956 | 26.3134 | 27.0068
1814 | 6530400 | 4.9563 | 26.3171 | 27.0105
1815 | 6534000 | 4.9567 | 26.3208 | 27.0142
1816 | 6537600 | 4.957 | 26.3245 | 27.0179
1817 | 6541200 | 4.9573 | 26.3282 | 27.0216
1818 | 6544800 | 4.9576 | 26.3318 | 27.0253
1819 | 6548400 | 4.958 | 26.3355 | 27.029
1820 | 6552000 | 4.9583 | 26.3392 | 27.0327
1821 | 6555600 | 4.9586 | 26.3429 | 27.0364
1822 | 6559200 | 4.959 | 26.3466 | 27.0401
1823 | 6562800 | 4.9593 | 26.3503 | 27.0438
1824 | 6566400 | 4.9596 | 26.354 | 27.0475
1825 | 6570000 | 4.9599 | 26.3576 | 27.0512
1826 | 6573600 | 4.9603 | 26.3613 | 27.0549
1827 | 6577200 | 4.9606 | 26.365 | 27.0586
1828 | 6580800 | 4.9609 | 26.3687 | 27.0623
1829 | 6584400 | 4.9612 | 26.3724 | 27.066
1830 | 6588000 | 4.9616 | 26.376 | 27.0697
1831 | 6591600 | 4.9619 | 26.3797 | 27.0734
1832 | 6595200 | 4.9622 | 26.3834 | 27.0771
1833 | 6598800 | 4.9625 | 26.3871 | 27.0808
1834 | 6602400 | 4.9629 | 26.3907 | 27.0844
1835 | 6606000 | 4.9632 | 26.3944 | 27.0881
1836 | 6609600 | 4.9635 | 26.3981 | 27.0918
1837 | 6613200 | 4.9638 | 26.4018 | 27.0955
1838 | 6616800 | 4.9642 | 26.4054 | 27.0992
1839 | 6620400 | 4.9645 | 26.4091 | 27.1029
1840 | 6624000 | 4.9648 | 26.4128 | 27.1066
1841 | 6627600 | 4.9651 | 26.4164 | 27.1102
1842 | 6631200 | 4.9654 | 26.4201 | 27.1139
1843 | 6634800 | 4.9658 | 26.4238 | 27.1176
1844 | 6638400 | 4.9661 | 26.4274 | 27.1213
1845 | 6642000 | 4.9664 | 26.4311 | 27.125
1846 | 6645600 | 4.9667 | 26.4348 | 27.1286
1847 | 6649200 | 4.9671 | 26.4384 | 27.1323
1848 | 6652800 | 4.9674 | 26.4421 | 27.136
1849 | 6656400 | 4.9677 | 26.4458 | 27.1397
1850 | 6660000 | 4.968 | 26.4494 | 27.1433
1851 | 6663600 | 4.9683 | 26.4531 | 27.147
1852 | 6667200 | 4.9687 | 26.4567 | 27.1507
1853 | 6670800 | 4.969 | 26.4604 | 27.1543
1854 | 6674400 | 4.9693 | 26.464 | 27.158
1855 | 6678000 | 4.9696 | 26.4677 | 27.1617
1856 | 6681600 | 4.9699 | 26.4714 | 27.1654
1857 | 6685200 | 4.9702 | 26.475 | 27.169
1858 | 6688800 | 4.9706 | 26.4787 | 27.1727
1859 | 6692400 | 4.9709 | 26.4823 | 27.1764
1860 | 6696000 | 4.9712 | 26.486 | 27.18
1861 | 6699600 | 4.9715 | 26.4896 | 27.1837
1862 | 6703200 | 4.9718 | 26.4933 | 27.1874
1863 | 6706800 | 4.9722 | 26.4969 | 27.191
1864 | 6710400 | 4.9725 | 26.5006 | 27.1947
1865 | 6714000 | 4.9728 | 26.5042 | 27.1983
1866 | 6717600 | 4.9731 | 26.5079 | 27.202
1867 | 6721200 | 4.9734 | 26.5115 | 27.2057
1868 | 6724800 | 4.9737 | 26.5152 | 27.2093
1869 | 6728400 | 4.9741 | 26.5188 | 27.213
1870 | 6732000 | 4.9744 | 26.5224 | 27.2166
1871 | 6735600 | 4.9747 | 26.5261 | 27.2203
1872 | 6739200 | 4.975 | 26.5297 | 27.2239
1873 | 6742800 | 4.9753 | 26.5334 | 27.2276
1874 | 6746400 | 4.9756 | 26.537 | 27.2312
1875 | 6750000 | 4.9759 | 26.5406 | 27.2349
1876 | 6753600 | 4.9763 | 26.5443 | 27.2385
1877 | 6757200 | 4.9766 | 26.5479 | 27.2422
1878 | 6760800 | 4.9769 | 26.5516 | 27.2458
1879 | 6764400 | 4.9772 | 26.5552 | 27.2495
1880 | 6768000 | 4.9775 | 26.5588 | 27.2531
1881 | 6771600 | 4.9778 | 26.5625 | 27.2568
1882 | 6775200 | 4.9781 | 26.5661 | 27.2604
1883 | 6778800 | 4.9785 | 26.5697 | 27.2641
1884 | 6782400 | 4.9788 | 26.5734 | 27.2677
1885 | 6786000 | 4.9791 | 26.577 | 27.2714
1886 | 6789600 | 4.9794 | 26.5806 | 27.275
1887 | 6793200 | 4.9797 | 26.5842 | 27.2787
1888 | 6796800 | 4.98 | 26.5879 | 27.2823
1889 | 6800400 | 4.9803 | 26.5915 | 27.2859
1890 | 6804000 | 4.9806 | 26.5951 | 27.2896
1891 | 6807600 | 4.981 | 26.5988 | 27.2932
1892 | 6811200 | 4.9813 | 26.6024 | 27.2968
1893 | 6814800 | 4.9816 | 26.606 | 27.3005
1894 | 6818400 | 4.9819 | 26.6096 | 27.3041
1895 | 6822000 | 4.9822 | 26.6132 | 27.3078
1896 | 6825600 | 4.9825 | 26.6169 | 27.3114
1897 | 6829200 | 4.9828 | 26.6205 | 27.315
1898 | 6832800 | 4.9831 | 26.6241 | 27.3187
1899 | 6836400 | 4.9834 | 26.6277 | 27.3223
1900 | 6840000 | 4.9837 | 26.6313 | 27.3259
1901 | 6843600 | 4.984 | 26.635 | 27.3295
1902 | 6847200 | 4.9844 | 26.6386 | 27.3332
1903 | 6850800 | 4.9847 | 26.6422 | 27.3368
1904 | 6854400 | 4.985 | 26.6458 | 27.3404
1905 | 6858000 | 4.9853 | 26.6494 | 27.3441
1906 | 6861600 | 4.9856 | 26.653 | 27.3477
1907 | 6865200 | 4.9859 | 26.6566 | 27.3513
1908 | 6868800 | 4.9862 | 26.6603 | 27.3549
1909 | 6872400 | 4.9865 | 26.6639 | 27.3586
1910 | 6876000 | 4.9868 | 26.6675 | 27.3622
1911 | 6879600 | 4.9871 | 26.6711 | 27.3658
1912 | 6883200 | 4.9874 | 26.6747 | 27.3694
1913 | 6886800 | 4.9877 | 26.6783 | 27.373
1914 | 6890400 | 4.988 | 26.6819 | 27.3767
1915 | 6894000 | 4.9883 | 26.6855 | 27.3803
1916 | 6897600 | 4.9887 | 26.6891 | 27.3839
1917 | 6901200 | 4.989 | 26.6927 | 27.3875
1918 | 6904800 | 4.9893 | 26.6963 | 27.3911
1919 | 6908400 | 4.9896 | 26.6999 | 27.3947
1920 | 6912000 | 4.9899 | 26.7035 | 27.3984
1921 | 6915600 | 4.9902 | 26.7071 | 27.402
1922 | 6919200 | 4.9905 | 26.7107 | 27.4056
1923 | 6922800 | 4.9908 | 26.7143 | 27.4092
1924 | 6926400 | 4.9911 | 26.7179 | 27.4128
1925 | 6930000 | 4.9914 | 26.7215 | 27.4164
1926 | 6933600 | 4.9917 | 26.7251 | 27.42
1927 | 6937200 | 4.992 | 26.7287 | 27.4236
1928 | 6940800 | 4.9923 | 26.7323 | 27.4272
1929 | 6944400 | 4.9926 | 26.7359 | 27.4308
1930 | 6948000 | 4.9929 | 26.7395 | 27.4344
1931 | 6951600 | 4.9932 | 26.7431 | 27.4381
1932 | 6955200 | 4.9935 | 26.7467 | 27.4417
1933 | 6958800 | 4.9938 | 26.7503 | 27.4453
1934 | 6962400 | 4.9941 | 26.7539 | 27.4489
1935 | 6966000 | 4.9944 | 26.7574 | 27.4525
1936 | 6969600 | 4.9947 | 26.761 | 27.4561
1937 | 6973200 | 4.995 | 26.7646 | 27.4597
1938 | 6976800 | 4.9953 | 26.7682 | 27.4633
1939 | 6980400 | 4.9956 | 26.7718 | 27.4669
1940 | 6984000 | 4.9959 | 26.7754 | 27.4705
1941 | 6987600 | 4.9962 | 26.779 | 27.4741
1942 | 6991200 | 4.9965 | 26.7825 | 27.4776
1943 | 6994800 | 4.9968 | 26.7861 | 27.4812
1944 | 6998400 | 4.9971 | 26.7897 | 27.4848
1945 | 7002000 | 4.9974 | 26.7933 | 27.4884
1946 | 7005600 | 4.9977 | 26.7969 | 27.492
1947 | 7009200 | 4.998 | 26.8004 | 27.4956
1948 | 7012800 | 4.9983 | 26.804 | 27.4992
1949 | 7016400 | 4.9986 | 26.8076 | 27.5028
1950 | 7020000 | 4.9989 | 26.8112 | 27.5064
1951 | 7023600 | 4.9992 | 26.8147 | 27.51
1952 | 7027200 | 4.9995 | 26.8183 | 27.5136
1953 | 7030800 | 4.9998 | 26.8219 | 27.5171
1954 | 7034400 | 5.0001 | 26.8255 | 27.5207
1955 | 7038000 | 5.0004 | 26.829 | 27.5243
1956 | 7041600 | 5.0007 | 26.8326 | 27.5279
1957 | 7045200 | 5.001 | 26.8362 | 27.5315
1958 | 7048800 | 5.0013 | 26.8398 | 27.5351
1959 | 7052400 | 5.0016 | 26.8433 | 27.5386
1960 | 7056000 | 5.0019 | 26.8469 | 27.5422
1961 | 7059600 | 5.0022 | 26.8505 | 27.5458
1962 | 7063200 | 5.0025 | 26.854 | 27.5494
1963 | 7066800 | 5.0028 | 26.8576 | 27.553
1964 | 7070400 | 5.0031 | 26.8612 | 27.5565
1965 | 7074000 | 5.0034 | 26.8647 | 27.5601
1966 | 7077600 | 5.0037 | 26.8683 | 27.5637
1967 | 7081200 | 5.004 | 26.8718 | 27.5673
1968 | 7084800 | 5.0042 | 26.8754 | 27.5708
1969 | 7088400 | 5.0045 | 26.879 | 27.5744
1970 | 7092000 | 5.0048 | 26.8825 | 27.578
1971 | 7095600 | 5.0051 | 26.8861 | 27.5816
1972 | 7099200 | 5.0054 | 26.8897 | 27.5851
1973 | 7102800 | 5.0057 | 26.8932 | 27.5887
1974 | 7106400 | 5.006 | 26.8968 | 27.5923
1975 | 7110000 | 5.0063 | 26.9003 | 27.5958
1976 | 7113600 | 5.0066 | 26.9039 | 27.5994
1977 | 7117200 | 5.0069 | 26.9074 | 27.603
1978 | 7120800 | 5.0072 | 26.911 | 27.6065
1979 | 7124400 | 5.0075 | 26.9145 | 27.6101
1980 | 7128000 | 5.0078 | 26.9181 | 27.6137
1981 | 7131600 | 5.0081 | 26.9216 | 27.6172
1982 | 7135200 | 5.0084 | 26.9252 | 27.6208
1983 | 7138800 | 5.0086 | 26.9287 | 27.6244
1984 | 7142400 | 5.0089 | 26.9323 | 27.6279
1985 | 7146000 | 5.0092 | 26.9358 | 27.6315
1986 | 7149600 | 5.0095 | 26.9394 | 27.635
1987 | 7153200 | 5.0098 | 26.9429 | 27.6386
1988 | 7156800 | 5.0101 | 26.9465 | 27.6422
1989 | 7160400 | 5.0104 | 26.95 | 27.6457
1990 | 7164000 | 5.0107 | 26.9536 | 27.6493
1991 | 7167600 | 5.011 | 26.9571 | 27.6528
1992 | 7171200 | 5.0113 | 26.9607 | 27.6564
1993 | 7174800 | 5.0115 | 26.9642 | 27.6599
1994 | 7178400 | 5.0118 | 26.9677 | 27.6635
1995 | 7182000 | 5.0121 | 26.9713 | 27.667
1996 | 7185600 | 5.0124 | 26.9748 | 27.6706
1997 | 7189200 | 5.0127 | 26.9784 | 27.6741
1998 | 7192800 | 5.013 | 26.9819 | 27.6777
1999 | 7196400 | 5.0133 | 26.9854 | 27.6812
2000 | 7200000 | 5.0136 | 26.989 | 27.6848
2001 | 7203600 | 5.0139 | 26.9925 | 27.6883
2002 | 7207200 | 5.0141 | 26.996 | 27.6919
2003 | 7210800 | 5.0144 | 26.9996 | 27.6954
2004 | 7214400 | 5.0147 | 27.0031 | 27.699
2005 | 7218000 | 5.015 | 27.0066 | 27.7025
2006 | 7221600 | 5.0153 | 27.0102 | 27.7061
2007 | 7225200 | 5.0156 | 27.0137 | 27.7096
2008 | 7228800 | 5.0159 | 27.0172 | 27.7132
2009 | 7232400 | 5.0162 | 27.0208 | 27.7167
2010 | 7236000 | 5.0164 | 27.0243 | 27.7202
2011 | 7239600 | 5.0167 | 27.0278 | 27.7238
2012 | 7243200 | 5.017 | 27.0314 | 27.7273
2013 | 7246800 | 5.0173 | 27.0349 | 27.7309
2014 | 7250400 | 5.0176 | 27.0384 | 27.7344
2015 | 7254000 | 5.0179 | 27.0419 | 27.7379
2016 | 7257600 | 5.0182 | 27.0455 | 27.7415
2017 | 7261200 | 5.0184 | 27.049 | 27.745
2018 | 7264800 | 5.0187 | 27.0525 | 27.7485
2019 | 7268400 | 5.019 | 27.056 | 27.7521
2020 | 7272000 | 5.0193 | 27.0595 | 27.7556
2021 | 7275600 | 5.0196 | 27.0631 | 27.7591
2022 | 7279200 | 5.0199 | 27.0666 | 27.7627
2023 | 7282800 | 5.0201 | 27.0701 | 27.7662
2024 | 7286400 | 5.0204 | 27.0736 | 27.7697
2025 | 7290000 | 5.0207 | 27.0771 | 27.7733
2026 | 7293600 | 5.021 | 27.0807 | 27.7768
2027 | 7297200 | 5.0213 | 27.0842 | 27.7803
2028 | 7300800 | 5.0216 | 27.0877 | 27.7838
2029 | 7304400 | 5.0218 | 27.0912 | 27.7874
2030 | 7308000 | 5.0221 | 27.0947 | 27.7909
2031 | 7311600 | 5.0224 | 27.0982 | 27.7944
2032 | 7315200 | 5.0227 | 27.1017 | 27.7979
2033 | 7318800 | 5.023 | 27.1052 | 27.8015
2034 | 7322400 | 5.0232 | 27.1088 | 27.805
2035 | 7326000 | 5.0235 | 27.1123 | 27.8085
2036 | 7329600 | 5.0238 | 27.1158 | 27.812
2037 | 7333200 | 5.0241 | 27.1193 | 27.8155
2038 | 7336800 | 5.0244 | 27.1228 | 27.8191
2039 | 7340400 | 5.0247 | 27.1263 | 27.8226
2040 | 7344000 | 5.0249 | 27.1298 | 27.8261
2041 | 7347600 | 5.0252 | 27.1333 | 27.8296
2042 | 7351200 | 5.0255 | 27.1368 | 27.8331
2043 | 7354800 | 5.0258 | 27.1403 | 27.8366
2044 | 7358400 | 5.0261 | 27.1438 | 27.8402
2045 | 7362000 | 5.0263 | 27.1473 | 27.8437
2046 | 7365600 | 5.0266 | 27.1508 | 27.8472
2047 | 7369200 | 5.0269 | 27.1543 | 27.8507
2048 | 7372800 | 5.0272 | 27.1578 | 27.8542
2049 | 7376400 | 5.0274 | 27.1613 | 27.8577
2050 | 7380000 | 5.0277 | 27.1648 | 27.8612
2051 | 7383600 | 5.028 | 27.1683 | 27.8647
2052 | 7387200 | 5.0283 | 27.1718 | 27.8682
2053 | 7390800 | 5.0286 | 27.1753 | 27.8717
2054 | 7394400 | 5.0288 | 27.1788 | 27.8753
2055 | 7398000 | 5.0291 | 27.1823 | 27.8788
2056 | 7401600 | 5.0294 | 27.1858 | 27.8823
2057 | 7405200 | 5.0297 | 27.1893 | 27.8858
2058 | 7408800 | 5.0299 | 27.1928 | 27.8893
2059 | 7412400 | 5.0302 | 27.1963 | 27.8928
2060 | 7416000 | 5.0305 | 27.1998 | 27.8963
2061 | 7419600 | 5.0308 | 27.2032 | 27.8998
2062 | 7423200 | 5.0311 | 27.2067 | 27.9033
2063 | 7426800 | 5.0313 | 27.2102 | 27.9068
2064 | 7430400 | 5.0316 | 27.2137 | 27.9103
2065 | 7434000 | 5.0319 | 27.2172 | 27.9138
2066 | 7437600 | 5.0322 | 27.2207 | 27.9173
2067 | 7441200 | 5.0324 | 27.2242 | 27.9208
2068 | 7444800 | 5.0327 | 27.2276 | 27.9243
2069 | 7448400 | 5.033 | 27.2311 | 27.9278
2070 | 7452000 | 5.0333 | 27.2346 | 27.9313
2071 | 7455600 | 5.0335 | 27.2381 | 27.9347
2072 | 7459200 | 5.0338 | 27.2416 | 27.9382
2073 | 7462800 | 5.0341 | 27.2451 | 27.9417
2074 | 7466400 | 5.0344 | 27.2485 | 27.9452
2075 | 7470000 | 5.0346 | 27.252 | 27.9487
2076 | 7473600 | 5.0349 | 27.2555 | 27.9522
2077 | 7477200 | 5.0352 | 27.259 | 27.9557
2078 | 7480800 | 5.0355 | 27.2625 | 27.9592
2079 | 7484400 | 5.0357 | 27.2659 | 27.9627
2080 | 7488000 | 5.036 | 27.2694 | 27.9662
2081 | 7491600 | 5.0363 | 27.2729 | 27.9696
2082 | 7495200 | 5.0365 | 27.2764 | 27.9731
2083 | 7498800 | 5.0368 | 27.2798 | 27.9766
2084 | 7502400 | 5.0371 | 27.2833 | 27.9801
2085 | 7506000 | 5.0374 | 27.2868 | 27.9836
2086 | 7509600 | 5.0376 | 27.2902 | 27.9871
2087 | 7513200 | 5.0379 | 27.2937 | 27.9905
2088 | 7516800 | 5.0382 | 27.2972 | 27.994
2089 | 7520400 | 5.0384 | 27.3006 | 27.9975
2090 | 7524000 | 5.0387 | 27.3041 | 28.001
2091 | 7527600 | 5.039 | 27.3076 | 28.0045
2092 | 7531200 | 5.0393 | 27.3111 | 28.0079
2093 | 7534800 | 5.0395 | 27.3145 | 28.0114
2094 | 7538400 | 5.0398 | 27.318 | 28.0149
2095 | 7542000 | 5.0401 | 27.3214 | 28.0184
2096 | 7545600 | 5.0403 | 27.3249 | 28.0218
2097 | 7549200 | 5.0406 | 27.3284 | 28.0253
2098 | 7552800 | 5.0409 | 27.3318 | 28.0288
2099 | 7556400 | 5.0412 | 27.3353 | 28.0323
2100 | 7560000 | 5.0414 | 27.3388 | 28.0357
2101 | 7563600 | 5.0417 | 27.3422 | 28.0392
2102 | 7567200 | 5.042 | 27.3457 | 28.0427
2103 | 7570800 | 5.0422 | 27.3491 | 28.0461
2104 | 7574400 | 5.0425 | 27.3526 | 28.0496
2105 | 7578000 | 5.0428 | 27.356 | 28.0531
2106 | 7581600 | 5.043 | 27.3595 | 28.0566
2107 | 7585200 | 5.0433 | 27.363 | 28.06
2108 | 7588800 | 5.0436 | 27.3664 | 28.0635
2109 | 7592400 | 5.0438 | 27.3699 | 28.067
2110 | 7596000 | 5.0441 | 27.3733 | 28.0704
2111 | 7599600 | 5.0444 | 27.3768 | 28.0739
2112 | 7603200 | 5.0446 | 27.3802 | 28.0773
2113 | 7606800 | 5.0449 | 27.3837 | 28.0808
2114 | 7610400 | 5.0452 | 27.3871 | 28.0843
2115 | 7614000 | 5.0454 | 27.3906 | 28.0877
2116 | 7617600 | 5.0457 | 27.394 | 28.0912
2117 | 7621200 | 5.046 | 27.3975 | 28.0946
2118 | 7624800 | 5.0462 | 27.4009 | 28.0981
2119 | 7628400 | 5.0465 | 27.4044 | 28.1016
2120 | 7632000 | 5.0468 | 27.4078 | 28.105
2121 | 7635600 | 5.047 | 27.4113 | 28.1085
2122 | 7639200 | 5.0473 | 27.4147 | 28.1119
2123 | 7642800 | 5.0476 | 27.4181 | 28.1154
2124 | 7646400 | 5.0478 | 27.4216 | 28.1188
2125 | 7650000 | 5.0481 | 27.425 | 28.1223
2126 | 7653600 | 5.0484 | 27.4285 | 28.1257
2127 | 7657200 | 5.0486 | 27.4319 | 28.1292
2128 | 7660800 | 5.0489 | 27.4354 | 28.1327
2129 | 7664400 | 5.0492 | 27.4388 | 28.1361
2130 | 7668000 | 5.0494 | 27.4422 | 28.1396
2131 | 7671600 | 5.0497 | 27.4457 | 28.143
2132 | 7675200 | 5.05 | 27.4491 | 28.1464
2133 | 7678800 | 5.0502 | 27.4525 | 28.1499
2134 | 7682400 | 5.0505 | 27.456 | 28.1533
2135 | 7686000 | 5.0507 | 27.4594 | 28.1568
2136 | 7689600 | 5.051 | 27.4629 | 28.1602
2137 | 7693200 | 5.0513 | 27.4663 | 28.1637
2138 | 7696800 | 5.0515 | 27.4697 | 28.1671
2139 | 7700400 | 5.0518 | 27.4732 | 28.1706
2140 | 7704000 | 5.0521 | 27.4766 | 28.174
2141 | 7707600 | 5.0523 | 27.48 | 28.1775
2142 | 7711200 | 5.0526 | 27.4834 | 28.1809
2143 | 7714800 | 5.0528 | 27.4869 | 28.1843
2144 | 7718400 | 5.0531 | 27.4903 | 28.1878
2145 | 7722000 | 5.0534 | 27.4937 | 28.1912
2146 | 7725600 | 5.0536 | 27.4972 | 28.1947
2147 | 7729200 | 5.0539 | 27.5006 | 28.1981
2148 | 7732800 | 5.0542 | 27.504 | 28.2015
2149 | 7736400 | 5.0544 | 27.5074 | 28.205
2150 | 7740000 | 5.0547 | 27.5109 | 28.2084
2151 | 7743600 | 5.0549 | 27.5143 | 28.2118
2152 | 7747200 | 5.0552 | 27.5177 | 28.2153
2153 | 7750800 | 5.0555 | 27.5211 | 28.2187
2154 | 7754400 | 5.0557 | 27.5246 | 28.2221
2155 | 7758000 | 5.056 | 27.528 | 28.2256
2156 | 7761600 | 5.0562 | 27.5314 | 28.229
2157 | 7765200 | 5.0565 | 27.5348 | 28.2324
2158 | 7768800 | 5.0568 | 27.5382 | 28.2359
2159 | 7772400 | 5.057 | 27.5417 | 28.2393
2160 | 7776000 | 5.0573 | 27.5451 | 28.2427
2161 | 7779600 | 5.0575 | 27.5485 | 28.2461
2162 | 7783200 | 5.0578 | 27.5519 | 28.2496
2163 | 7786800 | 5.0581 | 27.5553 | 28.253
2164 | 7790400 | 5.0583 | 27.5587 | 28.2564
2165 | 7794000 | 5.0586 | 27.5621 | 28.2598
2166 | 7797600 | 5.0588 | 27.5656 | 28.2633
2167 | 7801200 | 5.0591 | 27.569 | 28.2667
2168 | 7804800 | 5.0593 | 27.5724 | 28.2701
2169 | 7808400 | 5.0596 | 27.5758 | 28.2735
2170 | 7812000 | 5.0599 | 27.5792 | 28.277
2171 | 7815600 | 5.0601 | 27.5826 | 28.2804
2172 | 7819200 | 5.0604 | 27.586 | 28.2838
2173 | 7822800 | 5.0606 | 27.5894 | 28.2872
2174 | 7826400 | 5.0609 | 27.5928 | 28.2906
2175 | 7830000 | 5.0611 | 27.5962 | 28.294
2176 | 7833600 | 5.0614 | 27.5997 | 28.2975
2177 | 7837200 | 5.0617 | 27.6031 | 28.3009
2178 | 7840800 | 5.0619 | 27.6065 | 28.3043
2179 | 7844400 | 5.0622 | 27.6099 | 28.3077
2180 | 7848000 | 5.0624 | 27.6133 | 28.3111
2181 | 7851600 | 5.0627 | 27.6167 | 28.3145
2182 | 7855200 | 5.0629 | 27.6201 | 28.318
2183 | 7858800 | 5.0632 | 27.6235 | 28.3214
2184 | 7862400 | 5.0634 | 27.6269 | 28.3248
2185 | 7866000 | 5.0637 | 27.6303 | 28.3282
2186 | 7869600 | 5.064 | 27.6337 | 28.3316
2187 | 7873200 | 5.0642 | 27.6371 | 28.335
2188 | 7876800 | 5.0645 | 27.6405 | 28.3384
2189 | 7880400 | 5.0647 | 27.6439 | 28.3418
2190 | 7884000 | 5.065 | 27.6473 | 28.3452
2191 | 7887600 | 5.0652 | 27.6507 | 28.3486
2192 | 7891200 | 5.0655 | 27.6541 | 28.352
2193 | 7894800 | 5.0657 | 27.6574 | 28.3554
2194 | 7898400 | 5.066 | 27.6608 | 28.3588
2195 | 7902000 | 5.0662 | 27.6642 | 28.3623
2196 | 7905600 | 5.0665 | 27.6676 | 28.3657
2197 | 7909200 | 5.0668 | 27.671 | 28.3691
2198 | 7912800 | 5.067 | 27.6744 | 28.3725
2199 | 7916400 | 5.0673 | 27.6778 | 28.3759
2200 | 7920000 | 5.0675 | 27.6812 | 28.3793
2201 | 7923600 | 5.0678 | 27.6846 | 28.3827
2202 | 7927200 | 5.068 | 27.688 | 28.3861
2203 | 7930800 | 5.0683 | 27.6914 | 28.3895
2204 | 7934400 | 5.0685 | 27.6947 | 28.3929
2205 | 7938000 | 5.0688 | 27.6981 | 28.3962
2206 | 7941600 | 5.069 | 27.7015 | 28.3996
2207 | 7945200 | 5.0693 | 27.7049 | 28.403
2208 | 7948800 | 5.0695 | 27.7083 | 28.4064
2209 | 7952400 | 5.0698 | 27.7117 | 28.4098
2210 | 7956000 | 5.07 | 27.715 | 28.4132
2211 | 7959600 | 5.0703 | 27.7184 | 28.4166
2212 | 7963200 | 5.0705 | 27.7218 | 28.42
2213 | 7966800 | 5.0708 | 27.7252 | 28.4234
2214 | 7970400 | 5.071 | 27.7286 | 28.4268
2215 | 7974000 | 5.0713 | 27.7319 | 28.4302
2216 | 7977600 | 5.0715 | 27.7353 | 28.4336
2217 | 7981200 | 5.0718 | 27.7387 | 28.437
2218 | 7984800 | 5.072 | 27.7421 | 28.4403
2219 | 7988400 | 5.0723 | 27.7455 | 28.4437
2220 | 7992000 | 5.0725 | 27.7488 | 28.4471
2221 | 7995600 | 5.0728 | 27.7522 | 28.4505
2222 | 7999200 | 5.073 | 27.7556 | 28.4539
2223 | 8002800 | 5.0733 | 27.759 | 28.4573
2224 | 8006400 | 5.0735 | 27.7623 | 28.4606
2225 | 8010000 | 5.0738 | 27.7657 | 28.464
2226 | 8013600 | 5.074 | 27.7691 | 28.4674
2227 | 8017200 | 5.0743 | 27.7724 | 28.4708
2228 | 8020800 | 5.0745 | 27.7758 | 28.4742
2229 | 8024400 | 5.0748 | 27.7792 | 28.4776
2230 | 8028000 | 5.075 | 27.7826 | 28.4809
2231 | 8031600 | 5.0753 | 27.7859 | 28.4843
2232 | 8035200 | 5.0755 | 27.7893 | 28.4877
2233 | 8038800 | 5.0758 | 27.7927 | 28.4911
2234 | 8042400 | 5.076 | 27.796 | 28.4944
2235 | 8046000 | 5.0763 | 27.7994 | 28.4978
2236 | 8049600 | 5.0765 | 27.8028 | 28.5012
2237 | 8053200 | 5.0768 | 27.8061 | 28.5046
2238 | 8056800 | 5.077 | 27.8095 | 28.5079
2239 | 8060400 | 5.0772 | 27.8128 | 28.5113
2240 | 8064000 | 5.0775 | 27.8162 | 28.5147
2241 | 8067600 | 5.0777 | 27.8196 | 28.5181
2242 | 8071200 | 5.078 | 27.8229 | 28.5214
2243 | 8074800 | 5.0782 | 27.8263 | 28.5248
2244 | 8078400 | 5.0785 | 27.8296 | 28.5282
2245 | 8082000 | 5.0787 | 27.833 | 28.5315
2246 | 8085600 | 5.079 | 27.8364 | 28.5349
2247 | 8089200 | 5.0792 | 27.8397 | 28.5383
2248 | 8092800 | 5.0795 | 27.8431 | 28.5416
2249 | 8096400 | 5.0797 | 27.8464 | 28.545
2250 | 8100000 | 5.08 | 27.8498 | 28.5484
2251 | 8103600 | 5.0802 | 27.8531 | 28.5517
2252 | 8107200 | 5.0804 | 27.8565 | 28.5551
2253 | 8110800 | 5.0807 | 27.8599 | 28.5585
2254 | 8114400 | 5.0809 | 27.8632 | 28.5618
2255 | 8118000 | 5.0812 | 27.8666 | 28.5652
2256 | 8121600 | 5.0814 | 27.8699 | 28.5686
2257 | 8125200 | 5.0817 | 27.8733 | 28.5719
2258 | 8128800 | 5.0819 | 27.8766 | 28.5753
2259 | 8132400 | 5.0822 | 27.88 | 28.5786
2260 | 8136000 | 5.0824 | 27.8833 | 28.582
2261 | 8139600 | 5.0826 | 27.8867 | 28.5854
2262 | 8143200 | 5.0829 | 27.89 | 28.5887
2263 | 8146800 | 5.0831 | 27.8933 | 28.5921
2264 | 8150400 | 5.0834 | 27.8967 | 28.5954
2265 | 8154000 | 5.0836 | 27.9 | 28.5988
2266 | 8157600 | 5.0839 | 27.9034 | 28.6021
2267 | 8161200 | 5.0841 | 27.9067 | 28.6055
2268 | 8164800 | 5.0843 | 27.9101 | 28.6088
2269 | 8168400 | 5.0846 | 27.9134 | 28.6122
2270 | 8172000 | 5.0848 | 27.9168 | 28.6155
2271 | 8175600 | 5.0851 | 27.9201 | 28.6189
2272 | 8179200 | 5.0853 | 27.9234 | 28.6223
2273 | 8182800 | 5.0855 | 27.9268 | 28.6256
2274 | 8186400 | 5.0858 | 27.9301 | 28.629
2275 | 8190000 | 5.086 | 27.9335 | 28.6323
2276 | 8193600 | 5.0863 | 27.9368 | 28.6356
2277 | 8197200 | 5.0865 | 27.9401 | 28.639
2278 | 8200800 | 5.0868 | 27.9435 | 28.6423
2279 | 8204400 | 5.087 | 27.9468 | 28.6457
2280 | 8208000 | 5.0872 | 27.9501 | 28.649
2281 | 8211600 | 5.0875 | 27.9535 | 28.6524
2282 | 8215200 | 5.0877 | 27.9568 | 28.6557
2283 | 8218800 | 5.088 | 27.9601 | 28.6591
2284 | 8222400 | 5.0882 | 27.9635 | 28.6624
2285 | 8226000 | 5.0884 | 27.9668 | 28.6658
2286 | 8229600 | 5.0887 | 27.9701 | 28.6691
2287 | 8233200 | 5.0889 | 27.9735 | 28.6724
2288 | 8236800 | 5.0892 | 27.9768 | 28.6758
2289 | 8240400 | 5.0894 | 27.9801 | 28.6791
2290 | 8244000 | 5.0896 | 27.9835 | 28.6825
2291 | 8247600 | 5.0899 | 27.9868 | 28.6858
2292 | 8251200 | 5.0901 | 27.9901 | 28.6891
2293 | 8254800 | 5.0904 | 27.9934 | 28.6925
2294 | 8258400 | 5.0906 | 27.9968 | 28.6958
2295 | 8262000 | 5.0908 | 28.0001 | 28.6991
2296 | 8265600 | 5.0911 | 28.0034 | 28.7025
2297 | 8269200 | 5.0913 | 28.0067 | 28.7058
2298 | 8272800 | 5.0915 | 28.0101 | 28.7091
2299 | 8276400 | 5.0918 | 28.0134 | 28.7125
2300 | 8280000 | 5.092 | 28.0167 | 28.7158
2301 | 8283600 | 5.0923 | 28.02 | 28.7191
2302 | 8287200 | 5.0925 | 28.0234 | 28.7225
2303 | 8290800 | 5.0927 | 28.0267 | 28.7258
2304 | 8294400 | 5.093 | 28.03 | 28.7291
2305 | 8298000 | 5.0932 | 28.0333 | 28.7325
2306 | 8301600 | 5.0934 | 28.0366 | 28.7358
2307 | 8305200 | 5.0937 | 28.04 | 28.7391
2308 | 8308800 | 5.0939 | 28.0433 | 28.7424
2309 | 8312400 | 5.0942 | 28.0466 | 28.7458
2310 | 8316000 | 5.0944 | 28.0499 | 28.7491
2311 | 8319600 | 5.0946 | 28.0532 | 28.7524
2312 | 8323200 | 5.0949 | 28.0565 | 28.7557
2313 | 8326800 | 5.0951 | 28.0598 | 28.7591
2314 | 8330400 | 5.0953 | 28.0632 | 28.7624
2315 | 8334000 | 5.0956 | 28.0665 | 28.7657
2316 | 8337600 | 5.0958 | 28.0698 | 28.769
2317 | 8341200 | 5.096 | 28.0731 | 28.7724
2318 | 8344800 | 5.0963 | 28.0764 | 28.7757
2319 | 8348400 | 5.0965 | 28.0797 | 28.779
2320 | 8352000 | 5.0967 | 28.083 | 28.7823
2321 | 8355600 | 5.097 | 28.0863 | 28.7856
2322 | 8359200 | 5.0972 | 28.0896 | 28.789
2323 | 8362800 | 5.0974 | 28.093 | 28.7923
2324 | 8366400 | 5.0977 | 28.0963 | 28.7956
2325 | 8370000 | 5.0979 | 28.0996 | 28.7989
2326 | 8373600 | 5.0982 | 28.1029 | 28.8022
2327 | 8377200 | 5.0984 | 28.1062 | 28.8055
2328 | 8380800 | 5.0986 | 28.1095 | 28.8088
2329 | 8384400 | 5.0989 | 28.1128 | 28.8122
2330 | 8388000 | 5.0991 | 28.1161 | 28.8155
2331 | 8391600 | 5.0993 | 28.1194 | 28.8188
2332 | 8395200 | 5.0996 | 28.1227 | 28.8221
2333 | 8398800 | 5.0998 | 28.126 | 28.8254
2334 | 8402400 | 5.1 | 28.1293 | 28.8287
2335 | 8406000 | 5.1003 | 28.1326 | 28.832
2336 | 8409600 | 5.1005 | 28.1359 | 28.8353
2337 | 8413200 | 5.1007 | 28.1392 | 28.8386
2338 | 8416800 | 5.1009 | 28.1425 | 28.842
2339 | 8420400 | 5.1012 | 28.1458 | 28.8453
2340 | 8424000 | 5.1014 | 28.1491 | 28.8486
2341 | 8427600 | 5.1016 | 28.1524 | 28.8519
2342 | 8431200 | 5.1019 | 28.1557 | 28.8552
2343 | 8434800 | 5.1021 | 28.159 | 28.8585
2344 | 8438400 | 5.1023 | 28.1623 | 28.8618
2345 | 8442000 | 5.1026 | 28.1656 | 28.8651
2346 | 8445600 | 5.1028 | 28.1688 | 28.8684
2347 | 8449200 | 5.103 | 28.1721 | 28.8717
2348 | 8452800 | 5.1033 | 28.1754 | 28.875
2349 | 8456400 | 5.1035 | 28.1787 | 28.8783
2350 | 8460000 | 5.1037 | 28.182 | 28.8816
2351 | 8463600 | 5.104 | 28.1853 | 28.8849
2352 | 8467200 | 5.1042 | 28.1886 | 28.8882
2353 | 8470800 | 5.1044 | 28.1919 | 28.8915
2354 | 8474400 | 5.1046 | 28.1952 | 28.8948
2355 | 8478000 | 5.1049 | 28.1985 | 28.8981
2356 | 8481600 | 5.1051 | 28.2017 | 28.9014
2357 | 8485200 | 5.1053 | 28.205 | 28.9047
2358 | 8488800 | 5.1056 | 28.2083 | 28.908
2359 | 8492400 | 5.1058 | 28.2116 | 28.9113
2360 | 8496000 | 5.106 | 28.2149 | 28.9146
2361 | 8499600 | 5.1063 | 28.2182 | 28.9179
2362 | 8503200 | 5.1065 | 28.2215 | 28.9211
2363 | 8506800 | 5.1067 | 28.2247 | 28.9244
2364 | 8510400 | 5.1069 | 28.228 | 28.9277
2365 | 8514000 | 5.1072 | 28.2313 | 28.931
2366 | 8517600 | 5.1074 | 28.2346 | 28.9343
2367 | 8521200 | 5.1076 | 28.2379 | 28.9376
2368 | 8524800 | 5.1079 | 28.2411 | 28.9409
2369 | 8528400 | 5.1081 | 28.2444 | 28.9442
2370 | 8532000 | 5.1083 | 28.2477 | 28.9475
2371 | 8535600 | 5.1085 | 28.251 | 28.9507
2372 | 8539200 | 5.1088 | 28.2542 | 28.954
2373 | 8542800 | 5.109 | 28.2575 | 28.9573
2374 | 8546400 | 5.1092 | 28.2608 | 28.9606
2375 | 8550000 | 5.1095 | 28.2641 | 28.9639
2376 | 8553600 | 5.1097 | 28.2673 | 28.9672
2377 | 8557200 | 5.1099 | 28.2706 | 28.9705
2378 | 8560800 | 5.1101 | 28.2739 | 28.9737
2379 | 8564400 | 5.1104 | 28.2772 | 28.977
2380 | 8568000 | 5.1106 | 28.2804 | 28.9803
2381 | 8571600 | 5.1108 | 28.2837 | 28.9836
2382 | 8575200 | 5.111 | 28.287 | 28.9869
2383 | 8578800 | 5.1113 | 28.2902 | 28.9901
2384 | 8582400 | 5.1115 | 28.2935 | 28.9934
2385 | 8586000 | 5.1117 | 28.2968 | 28.9967
2386 | 8589600 | 5.1119 | 28.3001 | 29
2387 | 8593200 | 5.1122 | 28.3033 | 29.0033
2388 | 8596800 | 5.1124 | 28.3066 | 29.0065
2389 | 8600400 | 5.1126 | 28.3099 | 29.0098
2390 | 8604000 | 5.1128 | 28.3131 | 29.0131
2391 | 8607600 | 5.1131 | 28.3164 | 29.0164
2392 | 8611200 | 5.1133 | 28.3196 | 29.0196
2393 | 8614800 | 5.1135 | 28.3229 | 29.0229
2394 | 8618400 | 5.1138 | 28.3262 | 29.0262
2395 | 8622000 | 5.114 | 28.3294 | 29.0294
2396 | 8625600 | 5.1142 | 28.3327 | 29.0327
2397 | 8629200 | 5.1144 | 28.336 | 29.036
2398 | 8632800 | 5.1146 | 28.3392 | 29.0393
2399 | 8636400 | 5.1149 | 28.3425 | 29.0425
2400 | 8640000 | 5.1151 | 28.3457 | 29.0458
2401 | 8643600 | 5.1153 | 28.349 | 29.0491
2402 | 8647200 | 5.1155 | 28.3523 | 29.0523
2403 | 8650800 | 5.1158 | 28.3555 | 29.0556
2404 | 8654400 | 5.116 | 28.3588 | 29.0589
2405 | 8658000 | 5.1162 | 28.362 | 29.0621
2406 | 8661600 | 5.1164 | 28.3653 | 29.0654
2407 | 8665200 | 5.1167 | 28.3685 | 29.0687
2408 | 8668800 | 5.1169 | 28.3718 | 29.0719
2409 | 8672400 | 5.1171 | 28.375 | 29.0752
2410 | 8676000 | 5.1173 | 28.3783 | 29.0784
2411 | 8679600 | 5.1176 | 28.3815 | 29.0817
2412 | 8683200 | 5.1178 | 28.3848 | 29.085
2413 | 8686800 | 5.118 | 28.3881 | 29.0882
2414 | 8690400 | 5.1182 | 28.3913 | 29.0915
2415 | 8694000 | 5.1184 | 28.3946 | 29.0947
2416 | 8697600 | 5.1187 | 28.3978 | 29.098
2417 | 8701200 | 5.1189 | 28.4011 | 29.1013
2418 | 8704800 | 5.1191 | 28.4043 | 29.1045
2419 | 8708400 | 5.1193 | 28.4075 | 29.1078
2420 | 8712000 | 5.1196 | 28.4108 | 29.111
2421 | 8715600 | 5.1198 | 28.414 | 29.1143
2422 | 8719200 | 5.12 | 28.4173 | 29.1175
2423 | 8722800 | 5.1202 | 28.4205 | 29.1208
2424 | 8726400 | 5.1204 | 28.4238 | 29.1241
2425 | 8730000 | 5.1207 | 28.427 | 29.1273
2426 | 8733600 | 5.1209 | 28.4303 | 29.1306
2427 | 8737200 | 5.1211 | 28.4335 | 29.1338
2428 | 8740800 | 5.1213 | 28.4367 | 29.1371
2429 | 8744400 | 5.1215 | 28.44 | 29.1403
2430 | 8748000 | 5.1218 | 28.4432 | 29.1436
2431 | 8751600 | 5.122 | 28.4465 | 29.1468
2432 | 8755200 | 5.1222 | 28.4497 | 29.1501
2433 | 8758800 | 5.1224 | 28.453 | 29.1533
2434 | 8762400 | 5.1226 | 28.4562 | 29.1566
2435 | 8766000 | 5.1229 | 28.4594 | 29.1598
2436 | 8769600 | 5.1231 | 28.4627 | 29.1631
2437 | 8773200 | 5.1233 | 28.4659 | 29.1663
2438 | 8776800 | 5.1235 | 28.4691 | 29.1695
2439 | 8780400 | 5.1237 | 28.4724 | 29.1728
2440 | 8784000 | 5.124 | 28.4756 | 29.176
2441 | 8787600 | 5.1242 | 28.4788 | 29.1793
2442 | 8791200 | 5.1244 | 28.4821 | 29.1825
2443 | 8794800 | 5.1246 | 28.4853 | 29.1858
2444 | 8798400 | 5.1248 | 28.4885 | 29.189
2445 | 8802000 | 5.1251 | 28.4918 | 29.1922
2446 | 8805600 | 5.1253 | 28.495 | 29.1955
2447 | 8809200 | 5.1255 | 28.4982 | 29.1987
2448 | 8812800 | 5.1257 | 28.5015 | 29.202
2449 | 8816400 | 5.1259 | 28.5047 | 29.2052
2450 | 8820000 | 5.1261 | 28.5079 | 29.2084
2451 | 8823600 | 5.1264 | 28.5112 | 29.2117
2452 | 8827200 | 5.1266 | 28.5144 | 29.2149
2453 | 8830800 | 5.1268 | 28.5176 | 29.2182
2454 | 8834400 | 5.127 | 28.5208 | 29.2214
2455 | 8838000 | 5.1272 | 28.5241 | 29.2246
2456 | 8841600 | 5.1274 | 28.5273 | 29.2279
2457 | 8845200 | 5.1277 | 28.5305 | 29.2311
2458 | 8848800 | 5.1279 | 28.5337 | 29.2343
2459 | 8852400 | 5.1281 | 28.537 | 29.2376
2460 | 8856000 | 5.1283 | 28.5402 | 29.2408
2461 | 8859600 | 5.1285 | 28.5434 | 29.244
2462 | 8863200 | 5.1287 | 28.5466 | 29.2473
2463 | 8866800 | 5.129 | 28.5498 | 29.2505
2464 | 8870400 | 5.1292 | 28.5531 | 29.2537
2465 | 8874000 | 5.1294 | 28.5563 | 29.2569
2466 | 8877600 | 5.1296 | 28.5595 | 29.2602
2467 | 8881200 | 5.1298 | 28.5627 | 29.2634
2468 | 8884800 | 5.13 | 28.5659 | 29.2666
2469 | 8888400 | 5.1303 | 28.5692 | 29.2699
2470 | 8892000 | 5.1305 | 28.5724 | 29.2731
2471 | 8895600 | 5.1307 | 28.5756 | 29.2763
2472 | 8899200 | 5.1309 | 28.5788 | 29.2795
2473 | 8902800 | 5.1311 | 28.582 | 29.2828
2474 | 8906400 | 5.1313 | 28.5852 | 29.286
2475 | 8910000 | 5.1315 | 28.5885 | 29.2892
2476 | 8913600 | 5.1318 | 28.5917 | 29.2924
2477 | 8917200 | 5.132 | 28.5949 | 29.2956
2478 | 8920800 | 5.1322 | 28.5981 | 29.2989
2479 | 8924400 | 5.1324 | 28.6013 | 29.3021
2480 | 8928000 | 5.1326 | 28.6045 | 29.3053
2481 | 8931600 | 5.1328 | 28.6077 | 29.3085
2482 | 8935200 | 5.133 | 28.6109 | 29.3117
2483 | 8938800 | 5.1333 | 28.6142 | 29.315
2484 | 8942400 | 5.1335 | 28.6174 | 29.3182
2485 | 8946000 | 5.1337 | 28.6206 | 29.3214
2486 | 8949600 | 5.1339 | 28.6238 | 29.3246
2487 | 8953200 | 5.1341 | 28.627 | 29.3278
2488 | 8956800 | 5.1343 | 28.6302 | 29.331
2489 | 8960400 | 5.1345 | 28.6334 | 29.3343
2490 | 8964000 | 5.1348 | 28.6366 | 29.3375
2491 | 8967600 | 5.135 | 28.6398 | 29.3407
2492 | 8971200 | 5.1352 | 28.643 | 29.3439
2493 | 8974800 | 5.1354 | 28.6462 | 29.3471
2494 | 8978400 | 5.1356 | 28.6494 | 29.3503
2495 | 8982000 | 5.1358 | 28.6526 | 29.3535
2496 | 8985600 | 5.136 | 28.6558 | 29.3567
2497 | 8989200 | 5.1362 | 28.659 | 29.36
2498 | 8992800 | 5.1365 | 28.6622 | 29.3632
2499 | 8996400 | 5.1367 | 28.6654 | 29.3664
2500 | 9000000 | 5.1369 | 28.6686 | 29.3696
2501 | 9003600 | 5.1371 | 28.6718 | 29.3728
2502 | 9007200 | 5.1373 | 28.675 | 29.376
2503 | 9010800 | 5.1375 | 28.6782 | 29.3792
2504 | 9014400 | 5.1377 | 28.6814 | 29.3824
2505 | 9018000 | 5.1379 | 28.6846 | 29.3856
2506 | 9021600 | 5.1381 | 28.6878 | 29.3888
2507 | 9025200 | 5.1384 | 28.691 | 29.392
2508 | 9028800 | 5.1386 | 28.6942 | 29.3952
2509 | 9032400 | 5.1388 | 28.6974 | 29.3984
2510 | 9036000 | 5.139 | 28.7006 | 29.4016
2511 | 9039600 | 5.1392 | 28.7038 | 29.4048
2512 | 9043200 | 5.1394 | 28.707 | 29.408
2513 | 9046800 | 5.1396 | 28.7102 | 29.4112
2514 | 9050400 | 5.1398 | 28.7134 | 29.4144
2515 | 9054000 | 5.14 | 28.7165 | 29.4176
2516 | 9057600 | 5.1403 | 28.7197 | 29.4208
2517 | 9061200 | 5.1405 | 28.7229 | 29.424
2518 | 9064800 | 5.1407 | 28.7261 | 29.4272
2519 | 9068400 | 5.1409 | 28.7293 | 29.4304
2520 | 9072000 | 5.1411 | 28.7325 | 29.4336
2521 | 9075600 | 5.1413 | 28.7357 | 29.4368
2522 | 9079200 | 5.1415 | 28.7389 | 29.44
2523 | 9082800 | 5.1417 | 28.7421 | 29.4432
2524 | 9086400 | 5.1419 | 28.7452 | 29.4464
2525 | 9090000 | 5.1421 | 28.7484 | 29.4496
2526 | 9093600 | 5.1423 | 28.7516 | 29.4528
2527 | 9097200 | 5.1426 | 28.7548 | 29.456
2528 | 9100800 | 5.1428 | 28.758 | 29.4592
2529 | 9104400 | 5.143 | 28.7612 | 29.4624
2530 | 9108000 | 5.1432 | 28.7643 | 29.4656
2531 | 9111600 | 5.1434 | 28.7675 | 29.4688
2532 | 9115200 | 5.1436 | 28.7707 | 29.4719
2533 | 9118800 | 5.1438 | 28.7739 | 29.4751
2534 | 9122400 | 5.144 | 28.7771 | 29.4783
2535 | 9126000 | 5.1442 | 28.7802 | 29.4815
2536 | 9129600 | 5.1444 | 28.7834 | 29.4847
2537 | 9133200 | 5.1446 | 28.7866 | 29.4879
2538 | 9136800 | 5.1448 | 28.7898 | 29.4911
2539 | 9140400 | 5.145 | 28.793 | 29.4943
2540 | 9144000 | 5.1453 | 28.7961 | 29.4974
2541 | 9147600 | 5.1455 | 28.7993 | 29.5006
2542 | 9151200 | 5.1457 | 28.8025 | 29.5038
2543 | 9154800 | 5.1459 | 28.8057 | 29.507
2544 | 9158400 | 5.1461 | 28.8088 | 29.5102
2545 | 9162000 | 5.1463 | 28.812 | 29.5134
2546 | 9165600 | 5.1465 | 28.8152 | 29.5165
2547 | 9169200 | 5.1467 | 28.8184 | 29.5197
2548 | 9172800 | 5.1469 | 28.8215 | 29.5229
2549 | 9176400 | 5.1471 | 28.8247 | 29.5261
2550 | 9180000 | 5.1473 | 28.8279 | 29.5293
2551 | 9183600 | 5.1475 | 28.831 | 29.5324
2552 | 9187200 | 5.1477 | 28.8342 | 29.5356
2553 | 9190800 | 5.1479 | 28.8374 | 29.5388
2554 | 9194400 | 5.1481 | 28.8405 | 29.542
2555 | 9198000 | 5.1484 | 28.8437 | 29.5452
2556 | 9201600 | 5.1486 | 28.8469 | 29.5483
2557 | 9205200 | 5.1488 | 28.8501 | 29.5515
2558 | 9208800 | 5.149 | 28.8532 | 29.5547
2559 | 9212400 | 5.1492 | 28.8564 | 29.5579
2560 | 9216000 | 5.1494 | 28.8595 | 29.561
2561 | 9219600 | 5.1496 | 28.8627 | 29.5642
2562 | 9223200 | 5.1498 | 28.8659 | 29.5674
2563 | 9226800 | 5.15 | 28.869 | 29.5706
2564 | 9230400 | 5.1502 | 28.8722 | 29.5737
2565 | 9234000 | 5.1504 | 28.8754 | 29.5769
2566 | 9237600 | 5.1506 | 28.8785 | 29.5801
2567 | 9241200 | 5.1508 | 28.8817 | 29.5832
2568 | 9244800 | 5.151 | 28.8849 | 29.5864
2569 | 9248400 | 5.1512 | 28.888 | 29.5896
2570 | 9252000 | 5.1514 | 28.8912 | 29.5927
2571 | 9255600 | 5.1516 | 28.8943 | 29.5959
2572 | 9259200 | 5.1518 | 28.8975 | 29.5991
2573 | 9262800 | 5.152 | 28.9006 | 29.6022
2574 | 9266400 | 5.1522 | 28.9038 | 29.6054
2575 | 9270000 | 5.1524 | 28.907 | 29.6086
2576 | 9273600 | 5.1526 | 28.9101 | 29.6117
2577 | 9277200 | 5.1528 | 28.9133 | 29.6149
2578 | 9280800 | 5.153 | 28.9164 | 29.6181
2579 | 9284400 | 5.1532 | 28.9196 | 29.6212
2580 | 9288000 | 5.1535 | 28.9227 | 29.6244
2581 | 9291600 | 5.1537 | 28.9259 | 29.6276
2582 | 9295200 | 5.1539 | 28.929 | 29.6307
2583 | 9298800 | 5.1541 | 28.9322 | 29.6339
2584 | 9302400 | 5.1543 | 28.9353 | 29.637
2585 | 9306000 | 5.1545 | 28.9385 | 29.6402
2586 | 9309600 | 5.1547 | 28.9417 | 29.6434
2587 | 9313200 | 5.1549 | 28.9448 | 29.6465
2588 | 9316800 | 5.1551 | 28.948 | 29.6497
2589 | 9320400 | 5.1553 | 28.9511 | 29.6528
2590 | 9324000 | 5.1555 | 28.9542 | 29.656
2591 | 9327600 | 5.1557 | 28.9574 | 29.6591
2592 | 9331200 | 5.1559 | 28.9605 | 29.6623
2593 | 9334800 | 5.1561 | 28.9637 | 29.6655
2594 | 9338400 | 5.1563 | 28.9668 | 29.6686
2595 | 9342000 | 5.1565 | 28.97 | 29.6718
2596 | 9345600 | 5.1567 | 28.9731 | 29.6749
2597 | 9349200 | 5.1569 | 28.9763 | 29.6781
2598 | 9352800 | 5.1571 | 28.9794 | 29.6812
2599 | 9356400 | 5.1573 | 28.9826 | 29.6844
2600 | 9360000 | 5.1575 | 28.9857 | 29.6875
2601 | 9363600 | 5.1577 | 28.9888 | 29.6907
2602 | 9367200 | 5.1579 | 28.992 | 29.6938
2603 | 9370800 | 5.1581 | 28.9951 | 29.697
2604 | 9374400 | 5.1583 | 28.9983 | 29.7001
2605 | 9378000 | 5.1585 | 29.0014 | 29.7033
2606 | 9381600 | 5.1587 | 29.0046 | 29.7064
2607 | 9385200 | 5.1589 | 29.0077 | 29.7096
2608 | 9388800 | 5.1591 | 29.0108 | 29.7127
2609 | 9392400 | 5.1593 | 29.014 | 29.7159
2610 | 9396000 | 5.1595 | 29.0171 | 29.719
2611 | 9399600 | 5.1597 | 29.0202 | 29.7222
2612 | 9403200 | 5.1599 | 29.0234 | 29.7253
2613 | 9406800 | 5.1601 | 29.0265 | 29.7284
2614 | 9410400 | 5.1603 | 29.0296 | 29.7316
2615 | 9414000 | 5.1605 | 29.0328 | 29.7347
2616 | 9417600 | 5.1607 | 29.0359 | 29.7379
2617 | 9421200 | 5.1609 | 29.0391 | 29.741
2618 | 9424800 | 5.1611 | 29.0422 | 29.7442
2619 | 9428400 | 5.1613 | 29.0453 | 29.7473
2620 | 9432000 | 5.1615 | 29.0485 | 29.7504
2621 | 9435600 | 5.1617 | 29.0516 | 29.7536
2622 | 9439200 | 5.1619 | 29.0547 | 29.7567
2623 | 9442800 | 5.1621 | 29.0578 | 29.7599
2624 | 9446400 | 5.1623 | 29.061 | 29.763
2625 | 9450000 | 5.1625 | 29.0641 | 29.7661
2626 | 9453600 | 5.1627 | 29.0672 | 29.7693
2627 | 9457200 | 5.1629 | 29.0704 | 29.7724
2628 | 9460800 | 5.1631 | 29.0735 | 29.7755
2629 | 9464400 | 5.1633 | 29.0766 | 29.7787
2630 | 9468000 | 5.1635 | 29.0797 | 29.7818
2631 | 9471600 | 5.1636 | 29.0829 | 29.7849
2632 | 9475200 | 5.1638 | 29.086 | 29.7881
2633 | 9478800 | 5.164 | 29.0891 | 29.7912
2634 | 9482400 | 5.1642 | 29.0922 | 29.7943
2635 | 9486000 | 5.1644 | 29.0954 | 29.7975
2636 | 9489600 | 5.1646 | 29.0985 | 29.8006
2637 | 9493200 | 5.1648 | 29.1016 | 29.8037
2638 | 9496800 | 5.165 | 29.1047 | 29.8069
2639 | 9500400 | 5.1652 | 29.1079 | 29.81
2640 | 9504000 | 5.1654 | 29.111 | 29.8131
2641 | 9507600 | 5.1656 | 29.1141 | 29.8163
2642 | 9511200 | 5.1658 | 29.1172 | 29.8194
2643 | 9514800 | 5.166 | 29.1203 | 29.8225
2644 | 9518400 | 5.1662 | 29.1235 | 29.8256
2645 | 9522000 | 5.1664 | 29.1266 | 29.8288
2646 | 9525600 | 5.1666 | 29.1297 | 29.8319
2647 | 9529200 | 5.1668 | 29.1328 | 29.835
2648 | 9532800 | 5.167 | 29.1359 | 29.8381
2649 | 9536400 | 5.1672 | 29.139 | 29.8413
2650 | 9540000 | 5.1674 | 29.1422 | 29.8444
2651 | 9543600 | 5.1676 | 29.1453 | 29.8475
2652 | 9547200 | 5.1678 | 29.1484 | 29.8506
2653 | 9550800 | 5.168 | 29.1515 | 29.8538
2654 | 9554400 | 5.1682 | 29.1546 | 29.8569
2655 | 9558000 | 5.1684 | 29.1577 | 29.86
2656 | 9561600 | 5.1685 | 29.1608 | 29.8631
2657 | 9565200 | 5.1687 | 29.164 | 29.8663
2658 | 9568800 | 5.1689 | 29.1671 | 29.8694
2659 | 9572400 | 5.1691 | 29.1702 | 29.8725
2660 | 9576000 | 5.1693 | 29.1733 | 29.8756
2661 | 9579600 | 5.1695 | 29.1764 | 29.8787
2662 | 9583200 | 5.1697 | 29.1795 | 29.8818
2663 | 9586800 | 5.1699 | 29.1826 | 29.885
2664 | 9590400 | 5.1701 | 29.1857 | 29.8881
2665 | 9594000 | 5.1703 | 29.1888 | 29.8912
2666 | 9597600 | 5.1705 | 29.1919 | 29.8943
2667 | 9601200 | 5.1707 | 29.1951 | 29.8974
2668 | 9604800 | 5.1709 | 29.1982 | 29.9005
2669 | 9608400 | 5.1711 | 29.2013 | 29.9037
2670 | 9612000 | 5.1713 | 29.2044 | 29.9068
2671 | 9615600 | 5.1715 | 29.2075 | 29.9099
2672 | 9619200 | 5.1716 | 29.2106 | 29.913
2673 | 9622800 | 5.1718 | 29.2137 | 29.9161
2674 | 9626400 | 5.172 | 29.2168 | 29.9192
2675 | 9630000 | 5.1722 | 29.2199 | 29.9223
2676 | 9633600 | 5.1724 | 29.223 | 29.9254
2677 | 9637200 | 5.1726 | 29.2261 | 29.9285
2678 | 9640800 | 5.1728 | 29.2292 | 29.9317
2679 | 9644400 | 5.173 | 29.2323 | 29.9348
2680 | 9648000 | 5.1732 | 29.2354 | 29.9379
2681 | 9651600 | 5.1734 | 29.2385 | 29.941
2682 | 9655200 | 5.1736 | 29.2416 | 29.9441
2683 | 9658800 | 5.1738 | 29.2447 | 29.9472
2684 | 9662400 | 5.174 | 29.2478 | 29.9503
2685 | 9666000 | 5.1741 | 29.2509 | 29.9534
2686 | 9669600 | 5.1743 | 29.254 | 29.9565
2687 | 9673200 | 5.1745 | 29.2571 | 29.9596
2688 | 9676800 | 5.1747 | 29.2602 | 29.9627
2689 | 9680400 | 5.1749 | 29.2633 | 29.9658
2690 | 9684000 | 5.1751 | 29.2664 | 29.9689
2691 | 9687600 | 5.1753 | 29.2695 | 29.972
2692 | 9691200 | 5.1755 | 29.2726 | 29.9751
2693 | 9694800 | 5.1757 | 29.2756 | 29.9782
2694 | 9698400 | 5.1759 | 29.2787 | 29.9813
2695 | 9702000 | 5.1761 | 29.2818 | 29.9844
2696 | 9705600 | 5.1763 | 29.2849 | 29.9875
2697 | 9709200 | 5.1764 | 29.288 | 29.9906
2698 | 9712800 | 5.1766 | 29.2911 | 29.9937
2699 | 9716400 | 5.1768 | 29.2942 | 29.9968
2700 | 9720000 | 5.177 | 29.2973 | 29.9999
2701 | 9723600 | 5.1772 | 29.3004 | 30.003
2702 | 9727200 | 5.1774 | 29.3035 | 30.0061
2703 | 9730800 | 5.1776 | 29.3065 | 30.0092
2704 | 9734400 | 5.1778 | 29.3096 | 30.0123
2705 | 9738000 | 5.178 | 29.3127 | 30.0154
2706 | 9741600 | 5.1782 | 29.3158 | 30.0185
2707 | 9745200 | 5.1783 | 29.3189 | 30.0216
2708 | 9748800 | 5.1785 | 29.322 | 30.0247
2709 | 9752400 | 5.1787 | 29.3251 | 30.0278
2710 | 9756000 | 5.1789 | 29.3281 | 30.0309
2711 | 9759600 | 5.1791 | 29.3312 | 30.034
2712 | 9763200 | 5.1793 | 29.3343 | 30.037
2713 | 9766800 | 5.1795 | 29.3374 | 30.0401
2714 | 9770400 | 5.1797 | 29.3405 | 30.0432
2715 | 9774000 | 5.1799 | 29.3436 | 30.0463
2716 | 9777600 | 5.18 | 29.3466 | 30.0494
2717 | 9781200 | 5.1802 | 29.3497 | 30.0525
2718 | 9784800 | 5.1804 | 29.3528 | 30.0556
2719 | 9788400 | 5.1806 | 29.3559 | 30.0587
2720 | 9792000 | 5.1808 | 29.359 | 30.0618
2721 | 9795600 | 5.181 | 29.362 | 30.0648
2722 | 9799200 | 5.1812 | 29.3651 | 30.0679
2723 | 9802800 | 5.1814 | 29.3682 | 30.071
2724 | 9806400 | 5.1815 | 29.3713 | 30.0741
2725 | 9810000 | 5.1817 | 29.3743 | 30.0772
2726 | 9813600 | 5.1819 | 29.3774 | 30.0803
2727 | 9817200 | 5.1821 | 29.3805 | 30.0834
2728 | 9820800 | 5.1823 | 29.3836 | 30.0864
2729 | 9824400 | 5.1825 | 29.3867 | 30.0895
2730 | 9828000 | 5.1827 | 29.3897 | 30.0926
2731 | 9831600 | 5.1829 | 29.3928 | 30.0957
2732 | 9835200 | 5.183 | 29.3959 | 30.0988
2733 | 9838800 | 5.1832 | 29.3989 | 30.1018
2734 | 9842400 | 5.1834 | 29.402 | 30.1049
2735 | 9846000 | 5.1836 | 29.4051 | 30.108
2736 | 9849600 | 5.1838 | 29.4082 | 30.1111
2737 | 9853200 | 5.184 | 29.4112 | 30.1142
2738 | 9856800 | 5.1842 | 29.4143 | 30.1172
2739 | 9860400 | 5.1844 | 29.4174 | 30.1203
2740 | 9864000 | 5.1845 | 29.4204 | 30.1234
2741 | 9867600 | 5.1847 | 29.4235 | 30.1265
2742 | 9871200 | 5.1849 | 29.4266 | 30.1295
2743 | 9874800 | 5.1851 | 29.4296 | 30.1326
2744 | 9878400 | 5.1853 | 29.4327 | 30.1357
2745 | 9882000 | 5.1855 | 29.4358 | 30.1388
2746 | 9885600 | 5.1857 | 29.4388 | 30.1418
2747 | 9889200 | 5.1858 | 29.4419 | 30.1449
2748 | 9892800 | 5.186 | 29.445 | 30.148
2749 | 9896400 | 5.1862 | 29.448 | 30.1511
2750 | 9900000 | 5.1864 | 29.4511 | 30.1541
2751 | 9903600 | 5.1866 | 29.4542 | 30.1572
2752 | 9907200 | 5.1868 | 29.4572 | 30.1603
2753 | 9910800 | 5.187 | 29.4603 | 30.1633
2754 | 9914400 | 5.1871 | 29.4633 | 30.1664
2755 | 9918000 | 5.1873 | 29.4664 | 30.1695
2756 | 9921600 | 5.1875 | 29.4695 | 30.1725
2757 | 9925200 | 5.1877 | 29.4725 | 30.1756
2758 | 9928800 | 5.1879 | 29.4756 | 30.1787
2759 | 9932400 | 5.1881 | 29.4786 | 30.1817
2760 | 9936000 | 5.1883 | 29.4817 | 30.1848
2761 | 9939600 | 5.1884 | 29.4848 | 30.1879
2762 | 9943200 | 5.1886 | 29.4878 | 30.1909
2763 | 9946800 | 5.1888 | 29.4909 | 30.194
2764 | 9950400 | 5.189 | 29.4939 | 30.1971
2765 | 9954000 | 5.1892 | 29.497 | 30.2001
2766 | 9957600 | 5.1894 | 29.5 | 30.2032
2767 | 9961200 | 5.1895 | 29.5031 | 30.2063
2768 | 9964800 | 5.1897 | 29.5062 | 30.2093
2769 | 9968400 | 5.1899 | 29.5092 | 30.2124
2770 | 9972000 | 5.1901 | 29.5123 | 30.2154
2771 | 9975600 | 5.1903 | 29.5153 | 30.2185
2772 | 9979200 | 5.1905 | 29.5184 | 30.2216
2773 | 9982800 | 5.1906 | 29.5214 | 30.2246
2774 | 9986400 | 5.1908 | 29.5245 | 30.2277
2775 | 9990000 | 5.191 | 29.5275 | 30.2307
2776 | 9993600 | 5.1912 | 29.5306 | 30.2338
2777 | 9997200 | 5.1914 | 29.5336 | 30.2369
2778 | 10000800 | 5.1916 | 29.5367 | 30.2399
2779 | 10004400 | 5.1917 | 29.5397 | 30.243
2780 | 10008000 | 5.1919 | 29.5428 | 30.246
2781 | 10011600 | 5.1921 | 29.5458 | 30.2491
2782 | 10015200 | 5.1923 | 29.5489 | 30.2521
2783 | 10018800 | 5.1925 | 29.5519 | 30.2552
2784 | 10022400 | 5.1927 | 29.555 | 30.2582
2785 | 10026000 | 5.1928 | 29.558 | 30.2613
2786 | 10029600 | 5.193 | 29.5611 | 30.2644
2787 | 10033200 | 5.1932 | 29.5641 | 30.2674
2788 | 10036800 | 5.1934 | 29.5671 | 30.2705
2789 | 10040400 | 5.1936 | 29.5702 | 30.2735
2790 | 10044000 | 5.1937 | 29.5732 | 30.2766
2791 | 10047600 | 5.1939 | 29.5763 | 30.2796
2792 | 10051200 | 5.1941 | 29.5793 | 30.2827
2793 | 10054800 | 5.1943 | 29.5824 | 30.2857
2794 | 10058400 | 5.1945 | 29.5854 | 30.2888
2795 | 10062000 | 5.1947 | 29.5884 | 30.2918
2796 | 10065600 | 5.1948 | 29.5915 | 30.2949
2797 | 10069200 | 5.195 | 29.5945 | 30.2979
2798 | 10072800 | 5.1952 | 29.5976 | 30.301
2799 | 10076400 | 5.1954 | 29.6006 | 30.304
2800 | 10080000 | 5.1956 | 29.6036 | 30.307
2801 | 10083600 | 5.1957 | 29.6067 | 30.3101
2802 | 10087200 | 5.1959 | 29.6097 | 30.3131
2803 | 10090800 | 5.1961 | 29.6127 | 30.3162
2804 | 10094400 | 5.1963 | 29.6158 | 30.3192
2805 | 10098000 | 5.1965 | 29.6188 | 30.3223
2806 | 10101600 | 5.1966 | 29.6219 | 30.3253
2807 | 10105200 | 5.1968 | 29.6249 | 30.3284
2808 | 10108800 | 5.197 | 29.6279 | 30.3314
2809 | 10112400 | 5.1972 | 29.631 | 30.3344
2810 | 10116000 | 5.1974 | 29.634 | 30.3375
2811 | 10119600 | 5.1975 | 29.637 | 30.3405
2812 | 10123200 | 5.1977 | 29.6401 | 30.3436
2813 | 10126800 | 5.1979 | 29.6431 | 30.3466
2814 | 10130400 | 5.1981 | 29.6461 | 30.3496
2815 | 10134000 | 5.1983 | 29.6492 | 30.3527
2816 | 10137600 | 5.1984 | 29.6522 | 30.3557
2817 | 10141200 | 5.1986 | 29.6552 | 30.3588
2818 | 10144800 | 5.1988 | 29.6582 | 30.3618
2819 | 10148400 | 5.199 | 29.6613 | 30.3648
2820 | 10152000 | 5.1992 | 29.6643 | 30.3679
2821 | 10155600 | 5.1993 | 29.6673 | 30.3709
2822 | 10159200 | 5.1995 | 29.6704 | 30.3739
2823 | 10162800 | 5.1997 | 29.6734 | 30.377
2824 | 10166400 | 5.1999 | 29.6764 | 30.38
2825 | 10170000 | 5.2 | 29.6794 | 30.383
2826 | 10173600 | 5.2002 | 29.6825 | 30.3861
2827 | 10177200 | 5.2004 | 29.6855 | 30.3891
2828 | 10180800 | 5.2006 | 29.6885 | 30.3921
2829 | 10184400 | 5.2008 | 29.6915 | 30.3952
2830 | 10188000 | 5.2009 | 29.6946 | 30.3982
2831 | 10191600 | 5.2011 | 29.6976 | 30.4012
2832 | 10195200 | 5.2013 | 29.7006 | 30.4043
2833 | 10198800 | 5.2015 | 29.7036 | 30.4073
2834 | 10202400 | 5.2017 | 29.7067 | 30.4103
2835 | 10206000 | 5.2018 | 29.7097 | 30.4133
2836 | 10209600 | 5.202 | 29.7127 | 30.4164
2837 | 10213200 | 5.2022 | 29.7157 | 30.4194
2838 | 10216800 | 5.2024 | 29.7187 | 30.4224
2839 | 10220400 | 5.2025 | 29.7218 | 30.4255
2840 | 10224000 | 5.2027 | 29.7248 | 30.4285
2841 | 10227600 | 5.2029 | 29.7278 | 30.4315
2842 | 10231200 | 5.2031 | 29.7308 | 30.4345
2843 | 10234800 | 5.2032 | 29.7338 | 30.4376
2844 | 10238400 | 5.2034 | 29.7368 | 30.4406
2845 | 10242000 | 5.2036 | 29.7399 | 30.4436
2846 | 10245600 | 5.2038 | 29.7429 | 30.4466
2847 | 10249200 | 5.204 | 29.7459 | 30.4496
2848 | 10252800 | 5.2041 | 29.7489 | 30.4527
2849 | 10256400 | 5.2043 | 29.7519 | 30.4557
2850 | 10260000 | 5.2045 | 29.7549 | 30.4587
2851 | 10263600 | 5.2047 | 29.7579 | 30.4617
2852 | 10267200 | 5.2048 | 29.761 | 30.4648
2853 | 10270800 | 5.205 | 29.764 | 30.4678
2854 | 10274400 | 5.2052 | 29.767 | 30.4708
2855 | 10278000 | 5.2054 | 29.77 | 30.4738
2856 | 10281600 | 5.2055 | 29.773 | 30.4768
2857 | 10285200 | 5.2057 | 29.776 | 30.4798
2858 | 10288800 | 5.2059 | 29.779 | 30.4829
2859 | 10292400 | 5.2061 | 29.782 | 30.4859
2860 | 10296000 | 5.2062 | 29.785 | 30.4889
2861 | 10299600 | 5.2064 | 29.7881 | 30.4919
2862 | 10303200 | 5.2066 | 29.7911 | 30.4949
2863 | 10306800 | 5.2068 | 29.7941 | 30.4979
2864 | 10310400 | 5.2069 | 29.7971 | 30.501
2865 | 10314000 | 5.2071 | 29.8001 | 30.504
2866 | 10317600 | 5.2073 | 29.8031 | 30.507
2867 | 10321200 | 5.2075 | 29.8061 | 30.51
2868 | 10324800 | 5.2076 | 29.8091 | 30.513
2869 | 10328400 | 5.2078 | 29.8121 | 30.516
2870 | 10332000 | 5.208 | 29.8151 | 30.519
2871 | 10335600 | 5.2082 | 29.8181 | 30.522
2872 | 10339200 | 5.2083 | 29.8211 | 30.5251
2873 | 10342800 | 5.2085 | 29.8241 | 30.5281
2874 | 10346400 | 5.2087 | 29.8271 | 30.5311
2875 | 10350000 | 5.2089 | 29.8301 | 30.5341
2876 | 10353600 | 5.209 | 29.8331 | 30.5371
2877 | 10357200 | 5.2092 | 29.8361 | 30.5401
2878 | 10360800 | 5.2094 | 29.8391 | 30.5431
2879 | 10364400 | 5.2096 | 29.8421 | 30.5461
2880 | 10368000 | 5.2097 | 29.8451 | 30.5491
2881 | 10371600 | 5.2099 | 29.8481 | 30.5521
2882 | 10375200 | 5.2101 | 29.8511 | 30.5551
2883 | 10378800 | 5.2103 | 29.8541 | 30.5581
2884 | 10382400 | 5.2104 | 29.8571 | 30.5611
2885 | 10386000 | 5.2106 | 29.8601 | 30.5642
2886 | 10389600 | 5.2108 | 29.8631 | 30.5672
2887 | 10393200 | 5.211 | 29.8661 | 30.5702
2888 | 10396800 | 5.2111 | 29.8691 | 30.5732
2889 | 10400400 | 5.2113 | 29.8721 | 30.5762
2890 | 10404000 | 5.2115 | 29.8751 | 30.5792
2891 | 10407600 | 5.2116 | 29.8781 | 30.5822
2892 | 10411200 | 5.2118 | 29.8811 | 30.5852
2893 | 10414800 | 5.212 | 29.8841 | 30.5882
2894 | 10418400 | 5.2122 | 29.8871 | 30.5912
2895 | 10422000 | 5.2123 | 29.8901 | 30.5942
2896 | 10425600 | 5.2125 | 29.8931 | 30.5972
2897 | 10429200 | 5.2127 | 29.896 | 30.6002
2898 | 10432800 | 5.2129 | 29.899 | 30.6032
2899 | 10436400 | 5.213 | 29.902 | 30.6062
2900 | 10440000 | 5.2132 | 29.905 | 30.6092
2901 | 10443600 | 5.2134 | 29.908 | 30.6122
2902 | 10447200 | 5.2135 | 29.911 | 30.6152
2903 | 10450800 | 5.2137 | 29.914 | 30.6182
2904 | 10454400 | 5.2139 | 29.917 | 30.6211
2905 | 10458000 | 5.2141 | 29.92 | 30.6241
2906 | 10461600 | 5.2142 | 29.9229 | 30.6271
2907 | 10465200 | 5.2144 | 29.9259 | 30.6301
2908 | 10468800 | 5.2146 | 29.9289 | 30.6331
2909 | 10472400 | 5.2147 | 29.9319 | 30.6361
2910 | 10476000 | 5.2149 | 29.9349 | 30.6391
2911 | 10479600 | 5.2151 | 29.9379 | 30.6421
2912 | 10483200 | 5.2153 | 29.9409 | 30.6451
2913 | 10486800 | 5.2154 | 29.9438 | 30.6481
2914 | 10490400 | 5.2156 | 29.9468 | 30.6511
2915 | 10494000 | 5.2158 | 29.9498 | 30.6541
2916 | 10497600 | 5.2159 | 29.9528 | 30.6571
2917 | 10501200 | 5.2161 | 29.9558 | 30.66
2918 | 10504800 | 5.2163 | 29.9588 | 30.663
2919 | 10508400 | 5.2164 | 29.9617 | 30.666
2920 | 10512000 | 5.2166 | 29.9647 | 30.669
2921 | 10515600 | 5.2168 | 29.9677 | 30.672
2922 | 10519200 | 5.217 | 29.9707 | 30.675
2923 | 10522800 | 5.2171 | 29.9737 | 30.678
2924 | 10526400 | 5.2173 | 29.9766 | 30.681
2925 | 10530000 | 5.2175 | 29.9796 | 30.6839
2926 | 10533600 | 5.2176 | 29.9826 | 30.6869
2927 | 10537200 | 5.2178 | 29.9856 | 30.6899
2928 | 10540800 | 5.218 | 29.9885 | 30.6929
2929 | 10544400 | 5.2182 | 29.9915 | 30.6959
2930 | 10548000 | 5.2183 | 29.9945 | 30.6989
2931 | 10551600 | 5.2185 | 29.9975 | 30.7018
2932 | 10555200 | 5.2187 | 30.0004 | 30.7048
2933 | 10558800 | 5.2188 | 30.0034 | 30.7078
2934 | 10562400 | 5.219 | 30.0064 | 30.7108
2935 | 10566000 | 5.2192 | 30.0094 | 30.7138
2936 | 10569600 | 5.2193 | 30.0123 | 30.7167
2937 | 10573200 | 5.2195 | 30.0153 | 30.7197
2938 | 10576800 | 5.2197 | 30.0183 | 30.7227
2939 | 10580400 | 5.2198 | 30.0213 | 30.7257
2940 | 10584000 | 5.22 | 30.0242 | 30.7287
2941 | 10587600 | 5.2202 | 30.0272 | 30.7316
2942 | 10591200 | 5.2204 | 30.0302 | 30.7346
2943 | 10594800 | 5.2205 | 30.0331 | 30.7376
2944 | 10598400 | 5.2207 | 30.0361 | 30.7406
2945 | 10602000 | 5.2209 | 30.0391 | 30.7435
2946 | 10605600 | 5.221 | 30.042 | 30.7465
2947 | 10609200 | 5.2212 | 30.045 | 30.7495
2948 | 10612800 | 5.2214 | 30.048 | 30.7525
2949 | 10616400 | 5.2215 | 30.051 | 30.7554
2950 | 10620000 | 5.2217 | 30.0539 | 30.7584
2951 | 10623600 | 5.2219 | 30.0569 | 30.7614
2952 | 10627200 | 5.222 | 30.0599 | 30.7644
2953 | 10630800 | 5.2222 | 30.0628 | 30.7673
2954 | 10634400 | 5.2224 | 30.0658 | 30.7703
2955 | 10638000 | 5.2225 | 30.0687 | 30.7733
2956 | 10641600 | 5.2227 | 30.0717 | 30.7763
2957 | 10645200 | 5.2229 | 30.0747 | 30.7792
2958 | 10648800 | 5.223 | 30.0776 | 30.7822
2959 | 10652400 | 5.2232 | 30.0806 | 30.7852
2960 | 10656000 | 5.2234 | 30.0836 | 30.7881
2961 | 10659600 | 5.2235 | 30.0865 | 30.7911
2962 | 10663200 | 5.2237 | 30.0895 | 30.7941
2963 | 10666800 | 5.2239 | 30.0924 | 30.797
2964 | 10670400 | 5.224 | 30.0954 | 30.8
2965 | 10674000 | 5.2242 | 30.0984 | 30.803
2966 | 10677600 | 5.2244 | 30.1013 | 30.8059
2967 | 10681200 | 5.2245 | 30.1043 | 30.8089
2968 | 10684800 | 5.2247 | 30.1072 | 30.8119
2969 | 10688400 | 5.2249 | 30.1102 | 30.8148
2970 | 10692000 | 5.225 | 30.1132 | 30.8178
2971 | 10695600 | 5.2252 | 30.1161 | 30.8208
2972 | 10699200 | 5.2254 | 30.1191 | 30.8237
2973 | 10702800 | 5.2255 | 30.122 | 30.8267
2974 | 10706400 | 5.2257 | 30.125 | 30.8296
2975 | 10710000 | 5.2259 | 30.1279 | 30.8326
2976 | 10713600 | 5.226 | 30.1309 | 30.8356
2977 | 10717200 | 5.2262 | 30.1338 | 30.8385
2978 | 10720800 | 5.2264 | 30.1368 | 30.8415
2979 | 10724400 | 5.2265 | 30.1398 | 30.8445
2980 | 10728000 | 5.2267 | 30.1427 | 30.8474
2981 | 10731600 | 5.2269 | 30.1457 | 30.8504
2982 | 10735200 | 5.227 | 30.1486 | 30.8533
2983 | 10738800 | 5.2272 | 30.1516 | 30.8563
2984 | 10742400 | 5.2274 | 30.1545 | 30.8592
2985 | 10746000 | 5.2275 | 30.1575 | 30.8622
2986 | 10749600 | 5.2277 | 30.1604 | 30.8652
2987 | 10753200 | 5.2279 | 30.1634 | 30.8681
2988 | 10756800 | 5.228 | 30.1663 | 30.8711
2989 | 10760400 | 5.2282 | 30.1693 | 30.874
2990 | 10764000 | 5.2284 | 30.1722 | 30.877
2991 | 10767600 | 5.2285 | 30.1752 | 30.8799
2992 | 10771200 | 5.2287 | 30.1781 | 30.8829
2993 | 10774800 | 5.2288 | 30.181 | 30.8858
2994 | 10778400 | 5.229 | 30.184 | 30.8888
2995 | 10782000 | 5.2292 | 30.1869 | 30.8918
2996 | 10785600 | 5.2293 | 30.1899 | 30.8947
2997 | 10789200 | 5.2295 | 30.1928 | 30.8977
2998 | 10792800 | 5.2297 | 30.1958 | 30.9006
2999 | 10796400 | 5.2298 | 30.1987 | 30.9036
3000 | 10800000 | 5.23 | 30.2017 | 30.9065
3001 | 10803600 | 5.2302 | 30.2046 | 30.9095
3002 | 10807200 | 5.2303 | 30.2076 | 30.9124
3003 | 10810800 | 5.2305 | 30.2105 | 30.9154
3004 | 10814400 | 5.2307 | 30.2134 | 30.9183
3005 | 10818000 | 5.2308 | 30.2164 | 30.9213
3006 | 10821600 | 5.231 | 30.2193 | 30.9242
3007 | 10825200 | 5.2311 | 30.2223 | 30.9272
3008 | 10828800 | 5.2313 | 30.2252 | 30.9301
3009 | 10832400 | 5.2315 | 30.2281 | 30.933
3010 | 10836000 | 5.2316 | 30.2311 | 30.936
3011 | 10839600 | 5.2318 | 30.234 | 30.9389
3012 | 10843200 | 5.232 | 30.237 | 30.9419
3013 | 10846800 | 5.2321 | 30.2399 | 30.9448
3014 | 10850400 | 5.2323 | 30.2428 | 30.9478
3015 | 10854000 | 5.2325 | 30.2458 | 30.9507
3016 | 10857600 | 5.2326 | 30.2487 | 30.9537
3017 | 10861200 | 5.2328 | 30.2516 | 30.9566
3018 | 10864800 | 5.2329 | 30.2546 | 30.9595
3019 | 10868400 | 5.2331 | 30.2575 | 30.9625
3020 | 10872000 | 5.2333 | 30.2604 | 30.9654
3021 | 10875600 | 5.2334 | 30.2634 | 30.9684
3022 | 10879200 | 5.2336 | 30.2663 | 30.9713
3023 | 10882800 | 5.2338 | 30.2692 | 30.9742
3024 | 10886400 | 5.2339 | 30.2722 | 30.9772
3025 | 10890000 | 5.2341 | 30.2751 | 30.9801
3026 | 10893600 | 5.2342 | 30.278 | 30.9831
3027 | 10897200 | 5.2344 | 30.281 | 30.986
3028 | 10900800 | 5.2346 | 30.2839 | 30.9889
3029 | 10904400 | 5.2347 | 30.2868 | 30.9919
3030 | 10908000 | 5.2349 | 30.2898 | 30.9948
3031 | 10911600 | 5.2351 | 30.2927 | 30.9978
3032 | 10915200 | 5.2352 | 30.2956 | 31.0007
3033 | 10918800 | 5.2354 | 30.2986 | 31.0036
3034 | 10922400 | 5.2355 | 30.3015 | 31.0066
3035 | 10926000 | 5.2357 | 30.3044 | 31.0095
3036 | 10929600 | 5.2359 | 30.3073 | 31.0124
3037 | 10933200 | 5.236 | 30.3103 | 31.0154
3038 | 10936800 | 5.2362 | 30.3132 | 31.0183
3039 | 10940400 | 5.2363 | 30.3161 | 31.0212
3040 | 10944000 | 5.2365 | 30.319 | 31.0242
3041 | 10947600 | 5.2367 | 30.322 | 31.0271
3042 | 10951200 | 5.2368 | 30.3249 | 31.03
3043 | 10954800 | 5.237 | 30.3278 | 31.033
3044 | 10958400 | 5.2371 | 30.3307 | 31.0359
3045 | 10962000 | 5.2373 | 30.3337 | 31.0388
3046 | 10965600 | 5.2375 | 30.3366 | 31.0417
3047 | 10969200 | 5.2376 | 30.3395 | 31.0447
3048 | 10972800 | 5.2378 | 30.3424 | 31.0476
3049 | 10976400 | 5.238 | 30.3454 | 31.0505
3050 | 10980000 | 5.2381 | 30.3483 | 31.0535
3051 | 10983600 | 5.2383 | 30.3512 | 31.0564
3052 | 10987200 | 5.2384 | 30.3541 | 31.0593
3053 | 10990800 | 5.2386 | 30.357 | 31.0622
3054 | 10994400 | 5.2388 | 30.36 | 31.0652
3055 | 10998000 | 5.2389 | 30.3629 | 31.0681
3056 | 11001600 | 5.2391 | 30.3658 | 31.071
3057 | 11005200 | 5.2392 | 30.3687 | 31.0739
3058 | 11008800 | 5.2394 | 30.3716 | 31.0769
3059 | 11012400 | 5.2396 | 30.3746 | 31.0798
3060 | 11016000 | 5.2397 | 30.3775 | 31.0827
3061 | 11019600 | 5.2399 | 30.3804 | 31.0856
3062 | 11023200 | 5.24 | 30.3833 | 31.0886
3063 | 11026800 | 5.2402 | 30.3862 | 31.0915
3064 | 11030400 | 5.2403 | 30.3891 | 31.0944
3065 | 11034000 | 5.2405 | 30.392 | 31.0973
3066 | 11037600 | 5.2407 | 30.395 | 31.1003
3067 | 11041200 | 5.2408 | 30.3979 | 31.1032
3068 | 11044800 | 5.241 | 30.4008 | 31.1061
3069 | 11048400 | 5.2411 | 30.4037 | 31.109
3070 | 11052000 | 5.2413 | 30.4066 | 31.1119
3071 | 11055600 | 5.2415 | 30.4095 | 31.1149
3072 | 11059200 | 5.2416 | 30.4124 | 31.1178
3073 | 11062800 | 5.2418 | 30.4154 | 31.1207
3074 | 11066400 | 5.2419 | 30.4183 | 31.1236
3075 | 11070000 | 5.2421 | 30.4212 | 31.1265
3076 | 11073600 | 5.2423 | 30.4241 | 31.1294
3077 | 11077200 | 5.2424 | 30.427 | 31.1324
3078 | 11080800 | 5.2426 | 30.4299 | 31.1353
3079 | 11084400 | 5.2427 | 30.4328 | 31.1382
3080 | 11088000 | 5.2429 | 30.4357 | 31.1411
3081 | 11091600 | 5.243 | 30.4386 | 31.144
3082 | 11095200 | 5.2432 | 30.4415 | 31.1469
3083 | 11098800 | 5.2434 | 30.4444 | 31.1498
3084 | 11102400 | 5.2435 | 30.4473 | 31.1528
3085 | 11106000 | 5.2437 | 30.4503 | 31.1557
3086 | 11109600 | 5.2438 | 30.4532 | 31.1586
3087 | 11113200 | 5.244 | 30.4561 | 31.1615
3088 | 11116800 | 5.2442 | 30.459 | 31.1644
3089 | 11120400 | 5.2443 | 30.4619 | 31.1673
3090 | 11124000 | 5.2445 | 30.4648 | 31.1702
3091 | 11127600 | 5.2446 | 30.4677 | 31.1731
3092 | 11131200 | 5.2448 | 30.4706 | 31.176
3093 | 11134800 | 5.2449 | 30.4735 | 31.179
3094 | 11138400 | 5.2451 | 30.4764 | 31.1819
3095 | 11142000 | 5.2453 | 30.4793 | 31.1848
3096 | 11145600 | 5.2454 | 30.4822 | 31.1877
3097 | 11149200 | 5.2456 | 30.4851 | 31.1906
3098 | 11152800 | 5.2457 | 30.488 | 31.1935
3099 | 11156400 | 5.2459 | 30.4909 | 31.1964
3100 | 11160000 | 5.246 | 30.4938 | 31.1993
3101 | 11163600 | 5.2462 | 30.4967 | 31.2022
3102 | 11167200 | 5.2464 | 30.4996 | 31.2051
3103 | 11170800 | 5.2465 | 30.5025 | 31.208
3104 | 11174400 | 5.2467 | 30.5054 | 31.2109
3105 | 11178000 | 5.2468 | 30.5083 | 31.2138
3106 | 11181600 | 5.247 | 30.5112 | 31.2167
3107 | 11185200 | 5.2471 | 30.5141 | 31.2196
3108 | 11188800 | 5.2473 | 30.517 | 31.2225
3109 | 11192400 | 5.2474 | 30.5199 | 31.2254
3110 | 11196000 | 5.2476 | 30.5228 | 31.2283
3111 | 11199600 | 5.2478 | 30.5257 | 31.2312
3112 | 11203200 | 5.2479 | 30.5286 | 31.2341
3113 | 11206800 | 5.2481 | 30.5314 | 31.237
3114 | 11210400 | 5.2482 | 30.5343 | 31.2399
3115 | 11214000 | 5.2484 | 30.5372 | 31.2428
3116 | 11217600 | 5.2485 | 30.5401 | 31.2457
3117 | 11221200 | 5.2487 | 30.543 | 31.2486
3118 | 11224800 | 5.2488 | 30.5459 | 31.2515
3119 | 11228400 | 5.249 | 30.5488 | 31.2544
3120 | 11232000 | 5.2492 | 30.5517 | 31.2573
3121 | 11235600 | 5.2493 | 30.5546 | 31.2602
3122 | 11239200 | 5.2495 | 30.5575 | 31.2631
3123 | 11242800 | 5.2496 | 30.5604 | 31.266
3124 | 11246400 | 5.2498 | 30.5633 | 31.2689
3125 | 11250000 | 5.2499 | 30.5661 | 31.2718
3126 | 11253600 | 5.2501 | 30.569 | 31.2747
3127 | 11257200 | 5.2502 | 30.5719 | 31.2776
3128 | 11260800 | 5.2504 | 30.5748 | 31.2805
3129 | 11264400 | 5.2506 | 30.5777 | 31.2834
3130 | 11268000 | 5.2507 | 30.5806 | 31.2863
3131 | 11271600 | 5.2509 | 30.5835 | 31.2892
3132 | 11275200 | 5.251 | 30.5864 | 31.2921
3133 | 11278800 | 5.2512 | 30.5892 | 31.295
3134 | 11282400 | 5.2513 | 30.5921 | 31.2979
3135 | 11286000 | 5.2515 | 30.595 | 31.3007
3136 | 11289600 | 5.2516 | 30.5979 | 31.3036
3137 | 11293200 | 5.2518 | 30.6008 | 31.3065
3138 | 11296800 | 5.2519 | 30.6037 | 31.3094
3139 | 11300400 | 5.2521 | 30.6065 | 31.3123
3140 | 11304000 | 5.2522 | 30.6094 | 31.3152
3141 | 11307600 | 5.2524 | 30.6123 | 31.3181
3142 | 11311200 | 5.2526 | 30.6152 | 31.321
3143 | 11314800 | 5.2527 | 30.6181 | 31.3239
3144 | 11318400 | 5.2529 | 30.621 | 31.3267
3145 | 11322000 | 5.253 | 30.6238 | 31.3296
3146 | 11325600 | 5.2532 | 30.6267 | 31.3325
3147 | 11329200 | 5.2533 | 30.6296 | 31.3354
3148 | 11332800 | 5.2535 | 30.6325 | 31.3383
3149 | 11336400 | 5.2536 | 30.6353 | 31.3412
3150 | 11340000 | 5.2538 | 30.6382 | 31.3441
3151 | 11343600 | 5.2539 | 30.6411 | 31.3469
3152 | 11347200 | 5.2541 | 30.644 | 31.3498
3153 | 11350800 | 5.2542 | 30.6469 | 31.3527
3154 | 11354400 | 5.2544 | 30.6497 | 31.3556
3155 | 11358000 | 5.2545 | 30.6526 | 31.3585
3156 | 11361600 | 5.2547 | 30.6555 | 31.3614
3157 | 11365200 | 5.2549 | 30.6584 | 31.3642
3158 | 11368800 | 5.255 | 30.6612 | 31.3671
3159 | 11372400 | 5.2552 | 30.6641 | 31.37
3160 | 11376000 | 5.2553 | 30.667 | 31.3729
3161 | 11379600 | 5.2555 | 30.6699 | 31.3758
3162 | 11383200 | 5.2556 | 30.6727 | 31.3786
3163 | 11386800 | 5.2558 | 30.6756 | 31.3815
3164 | 11390400 | 5.2559 | 30.6785 | 31.3844
3165 | 11394000 | 5.2561 | 30.6813 | 31.3873
3166 | 11397600 | 5.2562 | 30.6842 | 31.3902
3167 | 11401200 | 5.2564 | 30.6871 | 31.393
3168 | 11404800 | 5.2565 | 30.69 | 31.3959
3169 | 11408400 | 5.2567 | 30.6928 | 31.3988
3170 | 11412000 | 5.2568 | 30.6957 | 31.4017
3171 | 11415600 | 5.257 | 30.6986 | 31.4045
3172 | 11419200 | 5.2571 | 30.7014 | 31.4074
3173 | 11422800 | 5.2573 | 30.7043 | 31.4103
3174 | 11426400 | 5.2574 | 30.7072 | 31.4132
3175 | 11430000 | 5.2576 | 30.71 | 31.416
3176 | 11433600 | 5.2577 | 30.7129 | 31.4189
3177 | 11437200 | 5.2579 | 30.7158 | 31.4218
3178 | 11440800 | 5.258 | 30.7186 | 31.4247
3179 | 11444400 | 5.2582 | 30.7215 | 31.4275
3180 | 11448000 | 5.2584 | 30.7244 | 31.4304
3181 | 11451600 | 5.2585 | 30.7272 | 31.4333
3182 | 11455200 | 5.2587 | 30.7301 | 31.4361
3183 | 11458800 | 5.2588 | 30.733 | 31.439
3184 | 11462400 | 5.259 | 30.7358 | 31.4419
3185 | 11466000 | 5.2591 | 30.7387 | 31.4448
3186 | 11469600 | 5.2593 | 30.7416 | 31.4476
3187 | 11473200 | 5.2594 | 30.7444 | 31.4505
3188 | 11476800 | 5.2596 | 30.7473 | 31.4534
3189 | 11480400 | 5.2597 | 30.7502 | 31.4562
3190 | 11484000 | 5.2599 | 30.753 | 31.4591
3191 | 11487600 | 5.26 | 30.7559 | 31.462
3192 | 11491200 | 5.2602 | 30.7587 | 31.4648
3193 | 11494800 | 5.2603 | 30.7616 | 31.4677
3194 | 11498400 | 5.2605 | 30.7645 | 31.4706
3195 | 11502000 | 5.2606 | 30.7673 | 31.4734
3196 | 11505600 | 5.2608 | 30.7702 | 31.4763
3197 | 11509200 | 5.2609 | 30.773 | 31.4792
3198 | 11512800 | 5.2611 | 30.7759 | 31.482
3199 | 11516400 | 5.2612 | 30.7787 | 31.4849
3200 | 11520000 | 5.2614 | 30.7816 | 31.4878
3201 | 11523600 | 5.2615 | 30.7845 | 31.4906
3202 | 11527200 | 5.2617 | 30.7873 | 31.4935
3203 | 11530800 | 5.2618 | 30.7902 | 31.4963
3204 | 11534400 | 5.262 | 30.793 | 31.4992
3205 | 11538000 | 5.2621 | 30.7959 | 31.5021
3206 | 11541600 | 5.2623 | 30.7987 | 31.5049
3207 | 11545200 | 5.2624 | 30.8016 | 31.5078
3208 | 11548800 | 5.2626 | 30.8044 | 31.5107
3209 | 11552400 | 5.2627 | 30.8073 | 31.5135
3210 | 11556000 | 5.2629 | 30.8102 | 31.5164
3211 | 11559600 | 5.263 | 30.813 | 31.5192
3212 | 11563200 | 5.2632 | 30.8159 | 31.5221
3213 | 11566800 | 5.2633 | 30.8187 | 31.5249
3214 | 11570400 | 5.2635 | 30.8216 | 31.5278
3215 | 11574000 | 5.2636 | 30.8244 | 31.5307
3216 | 11577600 | 5.2638 | 30.8273 | 31.5335
3217 | 11581200 | 5.2639 | 30.8301 | 31.5364
3218 | 11584800 | 5.264 | 30.833 | 31.5392
3219 | 11588400 | 5.2642 | 30.8358 | 31.5421
3220 | 11592000 | 5.2643 | 30.8387 | 31.5449
3221 | 11595600 | 5.2645 | 30.8415 | 31.5478
3222 | 11599200 | 5.2646 | 30.8444 | 31.5507
3223 | 11602800 | 5.2648 | 30.8472 | 31.5535
3224 | 11606400 | 5.2649 | 30.8501 | 31.5564
3225 | 11610000 | 5.2651 | 30.8529 | 31.5592
3226 | 11613600 | 5.2652 | 30.8558 | 31.5621
3227 | 11617200 | 5.2654 | 30.8586 | 31.5649
3228 | 11620800 | 5.2655 | 30.8614 | 31.5678
3229 | 11624400 | 5.2657 | 30.8643 | 31.5706
3230 | 11628000 | 5.2658 | 30.8671 | 31.5735
3231 | 11631600 | 5.266 | 30.87 | 31.5763
3232 | 11635200 | 5.2661 | 30.8728 | 31.5792
3233 | 11638800 | 5.2663 | 30.8757 | 31.582
3234 | 11642400 | 5.2664 | 30.8785 | 31.5849
3235 | 11646000 | 5.2666 | 30.8814 | 31.5877
3236 | 11649600 | 5.2667 | 30.8842 | 31.5906
3237 | 11653200 | 5.2669 | 30.887 | 31.5934
3238 | 11656800 | 5.267 | 30.8899 | 31.5963
3239 | 11660400 | 5.2672 | 30.8927 | 31.5991
3240 | 11664000 | 5.2673 | 30.8956 | 31.602
3241 | 11667600 | 5.2674 | 30.8984 | 31.6048
3242 | 11671200 | 5.2676 | 30.9012 | 31.6077
3243 | 11674800 | 5.2677 | 30.9041 | 31.6105
3244 | 11678400 | 5.2679 | 30.9069 | 31.6133
3245 | 11682000 | 5.268 | 30.9098 | 31.6162
3246 | 11685600 | 5.2682 | 30.9126 | 31.619
3247 | 11689200 | 5.2683 | 30.9154 | 31.6219
3248 | 11692800 | 5.2685 | 30.9183 | 31.6247
3249 | 11696400 | 5.2686 | 30.9211 | 31.6276
3250 | 11700000 | 5.2688 | 30.9239 | 31.6304
3251 | 11703600 | 5.2689 | 30.9268 | 31.6333
3252 | 11707200 | 5.2691 | 30.9296 | 31.6361
3253 | 11710800 | 5.2692 | 30.9325 | 31.6389
3254 | 11714400 | 5.2694 | 30.9353 | 31.6418
3255 | 11718000 | 5.2695 | 30.9381 | 31.6446
3256 | 11721600 | 5.2697 | 30.941 | 31.6475
3257 | 11725200 | 5.2698 | 30.9438 | 31.6503
3258 | 11728800 | 5.2699 | 30.9466 | 31.6531
3259 | 11732400 | 5.2701 | 30.9495 | 31.656
3260 | 11736000 | 5.2702 | 30.9523 | 31.6588
3261 | 11739600 | 5.2704 | 30.9551 | 31.6617
3262 | 11743200 | 5.2705 | 30.958 | 31.6645
3263 | 11746800 | 5.2707 | 30.9608 | 31.6673
3264 | 11750400 | 5.2708 | 30.9636 | 31.6702
3265 | 11754000 | 5.271 | 30.9665 | 31.673
3266 | 11757600 | 5.2711 | 30.9693 | 31.6758
3267 | 11761200 | 5.2713 | 30.9721 | 31.6787
3268 | 11764800 | 5.2714 | 30.9749 | 31.6815
3269 | 11768400 | 5.2715 | 30.9778 | 31.6844
3270 | 11772000 | 5.2717 | 30.9806 | 31.6872
3271 | 11775600 | 5.2718 | 30.9834 | 31.69
3272 | 11779200 | 5.272 | 30.9863 | 31.6929
3273 | 11782800 | 5.2721 | 30.9891 | 31.6957
3274 | 11786400 | 5.2723 | 30.9919 | 31.6985
3275 | 11790000 | 5.2724 | 30.9947 | 31.7014
3276 | 11793600 | 5.2726 | 30.9976 | 31.7042
3277 | 11797200 | 5.2727 | 31.0004 | 31.707
3278 | 11800800 | 5.2729 | 31.0032 | 31.7099
3279 | 11804400 | 5.273 | 31.006 | 31.7127
3280 | 11808000 | 5.2731 | 31.0089 | 31.7155
3281 | 11811600 | 5.2733 | 31.0117 | 31.7183
3282 | 11815200 | 5.2734 | 31.0145 | 31.7212
3283 | 11818800 | 5.2736 | 31.0173 | 31.724
3284 | 11822400 | 5.2737 | 31.0202 | 31.7268
3285 | 11826000 | 5.2739 | 31.023 | 31.7297
3286 | 11829600 | 5.274 | 31.0258 | 31.7325
3287 | 11833200 | 5.2742 | 31.0286 | 31.7353
3288 | 11836800 | 5.2743 | 31.0315 | 31.7381
3289 | 11840400 | 5.2744 | 31.0343 | 31.741
3290 | 11844000 | 5.2746 | 31.0371 | 31.7438
3291 | 11847600 | 5.2747 | 31.0399 | 31.7466
3292 | 11851200 | 5.2749 | 31.0427 | 31.7495
3293 | 11854800 | 5.275 | 31.0456 | 31.7523
3294 | 11858400 | 5.2752 | 31.0484 | 31.7551
3295 | 11862000 | 5.2753 | 31.0512 | 31.7579
3296 | 11865600 | 5.2754 | 31.054 | 31.7608
3297 | 11869200 | 5.2756 | 31.0568 | 31.7636
3298 | 11872800 | 5.2757 | 31.0596 | 31.7664
3299 | 11876400 | 5.2759 | 31.0625 | 31.7692
3300 | 11880000 | 5.276 | 31.0653 | 31.772
3301 | 11883600 | 5.2762 | 31.0681 | 31.7749
3302 | 11887200 | 5.2763 | 31.0709 | 31.7777
3303 | 11890800 | 5.2765 | 31.0737 | 31.7805
3304 | 11894400 | 5.2766 | 31.0765 | 31.7833
3305 | 11898000 | 5.2767 | 31.0794 | 31.7862
3306 | 11901600 | 5.2769 | 31.0822 | 31.789
3307 | 11905200 | 5.277 | 31.085 | 31.7918
3308 | 11908800 | 5.2772 | 31.0878 | 31.7946
3309 | 11912400 | 5.2773 | 31.0906 | 31.7974
3310 | 11916000 | 5.2775 | 31.0934 | 31.8003
3311 | 11919600 | 5.2776 | 31.0962 | 31.8031
3312 | 11923200 | 5.2777 | 31.0991 | 31.8059
3313 | 11926800 | 5.2779 | 31.1019 | 31.8087
3314 | 11930400 | 5.278 | 31.1047 | 31.8115
3315 | 11934000 | 5.2782 | 31.1075 | 31.8143
3316 | 11937600 | 5.2783 | 31.1103 | 31.8172
3317 | 11941200 | 5.2785 | 31.1131 | 31.82
3318 | 11944800 | 5.2786 | 31.1159 | 31.8228
3319 | 11948400 | 5.2787 | 31.1187 | 31.8256
3320 | 11952000 | 5.2789 | 31.1215 | 31.8284
3321 | 11955600 | 5.279 | 31.1243 | 31.8312
3322 | 11959200 | 5.2792 | 31.1272 | 31.8341
3323 | 11962800 | 5.2793 | 31.13 | 31.8369
3324 | 11966400 | 5.2794 | 31.1328 | 31.8397
3325 | 11970000 | 5.2796 | 31.1356 | 31.8425
3326 | 11973600 | 5.2797 | 31.1384 | 31.8453
3327 | 11977200 | 5.2799 | 31.1412 | 31.8481
3328 | 11980800 | 5.28 | 31.144 | 31.8509
3329 | 11984400 | 5.2802 | 31.1468 | 31.8537
3330 | 11988000 | 5.2803 | 31.1496 | 31.8566
3331 | 11991600 | 5.2804 | 31.1524 | 31.8594
3332 | 11995200 | 5.2806 | 31.1552 | 31.8622
3333 | 11998800 | 5.2807 | 31.158 | 31.865
3334 | 12002400 | 5.2809 | 31.1608 | 31.8678
3335 | 12006000 | 5.281 | 31.1636 | 31.8706
3336 | 12009600 | 5.2811 | 31.1664 | 31.8734
3337 | 12013200 | 5.2813 | 31.1692 | 31.8762
3338 | 12016800 | 5.2814 | 31.172 | 31.879
3339 | 12020400 | 5.2816 | 31.1748 | 31.8818
3340 | 12024000 | 5.2817 | 31.1776 | 31.8846
3341 | 12027600 | 5.2819 | 31.1804 | 31.8874
3342 | 12031200 | 5.282 | 31.1832 | 31.8903
3343 | 12034800 | 5.2821 | 31.186 | 31.8931
3344 | 12038400 | 5.2823 | 31.1888 | 31.8959
3345 | 12042000 | 5.2824 | 31.1916 | 31.8987
3346 | 12045600 | 5.2826 | 31.1944 | 31.9015
3347 | 12049200 | 5.2827 | 31.1972 | 31.9043
3348 | 12052800 | 5.2828 | 31.2 | 31.9071
3349 | 12056400 | 5.283 | 31.2028 | 31.9099
3350 | 12060000 | 5.2831 | 31.2056 | 31.9127
3351 | 12063600 | 5.2833 | 31.2084 | 31.9155
3352 | 12067200 | 5.2834 | 31.2112 | 31.9183
3353 | 12070800 | 5.2835 | 31.214 | 31.9211
3354 | 12074400 | 5.2837 | 31.2168 | 31.9239
3355 | 12078000 | 5.2838 | 31.2196 | 31.9267
3356 | 12081600 | 5.284 | 31.2224 | 31.9295
3357 | 12085200 | 5.2841 | 31.2252 | 31.9323
3358 | 12088800 | 5.2842 | 31.228 | 31.9351
3359 | 12092400 | 5.2844 | 31.2308 | 31.9379
3360 | 12096000 | 5.2845 | 31.2336 | 31.9407
3361 | 12099600 | 5.2847 | 31.2364 | 31.9435
3362 | 12103200 | 5.2848 | 31.2392 | 31.9463
3363 | 12106800 | 5.2849 | 31.242 | 31.9491
3364 | 12110400 | 5.2851 | 31.2448 | 31.9519
3365 | 12114000 | 5.2852 | 31.2475 | 31.9547
3366 | 12117600 | 5.2854 | 31.2503 | 31.9575
3367 | 12121200 | 5.2855 | 31.2531 | 31.9603
3368 | 12124800 | 5.2856 | 31.2559 | 31.9631
3369 | 12128400 | 5.2858 | 31.2587 | 31.9659
3370 | 12132000 | 5.2859 | 31.2615 | 31.9687
3371 | 12135600 | 5.2861 | 31.2643 | 31.9715
3372 | 12139200 | 5.2862 | 31.2671 | 31.9743
3373 | 12142800 | 5.2863 | 31.2699 | 31.9771
3374 | 12146400 | 5.2865 | 31.2726 | 31.9798
3375 | 12150000 | 5.2866 | 31.2754 | 31.9826
3376 | 12153600 | 5.2868 | 31.2782 | 31.9854
3377 | 12157200 | 5.2869 | 31.281 | 31.9882
3378 | 12160800 | 5.287 | 31.2838 | 31.991
3379 | 12164400 | 5.2872 | 31.2866 | 31.9938
3380 | 12168000 | 5.2873 | 31.2894 | 31.9966
3381 | 12171600 | 5.2874 | 31.2922 | 31.9994
3382 | 12175200 | 5.2876 | 31.2949 | 32.0022
3383 | 12178800 | 5.2877 | 31.2977 | 32.005
3384 | 12182400 | 5.2879 | 31.3005 | 32.0078
3385 | 12186000 | 5.288 | 31.3033 | 32.0106
3386 | 12189600 | 5.2881 | 31.3061 | 32.0133
3387 | 12193200 | 5.2883 | 31.3089 | 32.0161
3388 | 12196800 | 5.2884 | 31.3116 | 32.0189
3389 | 12200400 | 5.2886 | 31.3144 | 32.0217
3390 | 12204000 | 5.2887 | 31.3172 | 32.0245
3391 | 12207600 | 5.2888 | 31.32 | 32.0273
3392 | 12211200 | 5.289 | 31.3228 | 32.0301
3393 | 12214800 | 5.2891 | 31.3255 | 32.0329
3394 | 12218400 | 5.2892 | 31.3283 | 32.0356
3395 | 12222000 | 5.2894 | 31.3311 | 32.0384
3396 | 12225600 | 5.2895 | 31.3339 | 32.0412
3397 | 12229200 | 5.2897 | 31.3367 | 32.044
3398 | 12232800 | 5.2898 | 31.3394 | 32.0468
3399 | 12236400 | 5.2899 | 31.3422 | 32.0496
3400 | 12240000 | 5.2901 | 31.345 | 32.0524
3401 | 12243600 | 5.2902 | 31.3478 | 32.0551
3402 | 12247200 | 5.2903 | 31.3506 | 32.0579
3403 | 12250800 | 5.2905 | 31.3533 | 32.0607
3404 | 12254400 | 5.2906 | 31.3561 | 32.0635
3405 | 12258000 | 5.2908 | 31.3589 | 32.0663
3406 | 12261600 | 5.2909 | 31.3617 | 32.069
3407 | 12265200 | 5.291 | 31.3644 | 32.0718
3408 | 12268800 | 5.2912 | 31.3672 | 32.0746
3409 | 12272400 | 5.2913 | 31.37 | 32.0774
3410 | 12276000 | 5.2914 | 31.3728 | 32.0802
3411 | 12279600 | 5.2916 | 31.3755 | 32.083
3412 | 12283200 | 5.2917 | 31.3783 | 32.0857
3413 | 12286800 | 5.2919 | 31.3811 | 32.0885
3414 | 12290400 | 5.292 | 31.3839 | 32.0913
3415 | 12294000 | 5.2921 | 31.3866 | 32.0941
3416 | 12297600 | 5.2923 | 31.3894 | 32.0968
3417 | 12301200 | 5.2924 | 31.3922 | 32.0996
3418 | 12304800 | 5.2925 | 31.3949 | 32.1024
3419 | 12308400 | 5.2927 | 31.3977 | 32.1052
3420 | 12312000 | 5.2928 | 31.4005 | 32.108
3421 | 12315600 | 5.2929 | 31.4033 | 32.1107
3422 | 12319200 | 5.2931 | 31.406 | 32.1135
3423 | 12322800 | 5.2932 | 31.4088 | 32.1163
3424 | 12326400 | 5.2934 | 31.4116 | 32.1191
3425 | 12330000 | 5.2935 | 31.4143 | 32.1218
3426 | 12333600 | 5.2936 | 31.4171 | 32.1246
3427 | 12337200 | 5.2938 | 31.4199 | 32.1274
3428 | 12340800 | 5.2939 | 31.4226 | 32.1301
3429 | 12344400 | 5.294 | 31.4254 | 32.1329
3430 | 12348000 | 5.2942 | 31.4282 | 32.1357
3431 | 12351600 | 5.2943 | 31.4309 | 32.1385
3432 | 12355200 | 5.2944 | 31.4337 | 32.1412
3433 | 12358800 | 5.2946 | 31.4365 | 32.144
3434 | 12362400 | 5.2947 | 31.4392 | 32.1468
3435 | 12366000 | 5.2949 | 31.442 | 32.1496
3436 | 12369600 | 5.295 | 31.4448 | 32.1523
3437 | 12373200 | 5.2951 | 31.4475 | 32.1551
3438 | 12376800 | 5.2953 | 31.4503 | 32.1579
3439 | 12380400 | 5.2954 | 31.4531 | 32.1606
3440 | 12384000 | 5.2955 | 31.4558 | 32.1634
3441 | 12387600 | 5.2957 | 31.4586 | 32.1662
3442 | 12391200 | 5.2958 | 31.4613 | 32.1689
3443 | 12394800 | 5.2959 | 31.4641 | 32.1717
3444 | 12398400 | 5.2961 | 31.4669 | 32.1745
3445 | 12402000 | 5.2962 | 31.4696 | 32.1772
3446 | 12405600 | 5.2963 | 31.4724 | 32.18
3447 | 12409200 | 5.2965 | 31.4752 | 32.1828
3448 | 12412800 | 5.2966 | 31.4779 | 32.1855
3449 | 12416400 | 5.2967 | 31.4807 | 32.1883
3450 | 12420000 | 5.2969 | 31.4834 | 32.1911
3451 | 12423600 | 5.297 | 31.4862 | 32.1938
3452 | 12427200 | 5.2971 | 31.4889 | 32.1966
3453 | 12430800 | 5.2973 | 31.4917 | 32.1994
3454 | 12434400 | 5.2974 | 31.4945 | 32.2021
3455 | 12438000 | 5.2976 | 31.4972 | 32.2049
3456 | 12441600 | 5.2977 | 31.5 | 32.2076
3457 | 12445200 | 5.2978 | 31.5027 | 32.2104
3458 | 12448800 | 5.298 | 31.5055 | 32.2132
3459 | 12452400 | 5.2981 | 31.5082 | 32.2159
3460 | 12456000 | 5.2982 | 31.511 | 32.2187
3461 | 12459600 | 5.2984 | 31.5138 | 32.2215
3462 | 12463200 | 5.2985 | 31.5165 | 32.2242
3463 | 12466800 | 5.2986 | 31.5193 | 32.227
3464 | 12470400 | 5.2988 | 31.522 | 32.2297
3465 | 12474000 | 5.2989 | 31.5248 | 32.2325
3466 | 12477600 | 5.299 | 31.5275 | 32.2353
3467 | 12481200 | 5.2992 | 31.5303 | 32.238
3468 | 12484800 | 5.2993 | 31.533 | 32.2408
3469 | 12488400 | 5.2994 | 31.5358 | 32.2435
3470 | 12492000 | 5.2996 | 31.5385 | 32.2463
3471 | 12495600 | 5.2997 | 31.5413 | 32.249
3472 | 12499200 | 5.2998 | 31.544 | 32.2518
3473 | 12502800 | 5.3 | 31.5468 | 32.2546
3474 | 12506400 | 5.3001 | 31.5495 | 32.2573
3475 | 12510000 | 5.3002 | 31.5523 | 32.2601
3476 | 12513600 | 5.3004 | 31.555 | 32.2628
3477 | 12517200 | 5.3005 | 31.5578 | 32.2656
3478 | 12520800 | 5.3006 | 31.5605 | 32.2683
3479 | 12524400 | 5.3008 | 31.5633 | 32.2711
3480 | 12528000 | 5.3009 | 31.566 | 32.2738
3481 | 12531600 | 5.301 | 31.5688 | 32.2766
3482 | 12535200 | 5.3012 | 31.5715 | 32.2793
3483 | 12538800 | 5.3013 | 31.5743 | 32.2821
3484 | 12542400 | 5.3014 | 31.577 | 32.2849
3485 | 12546000 | 5.3016 | 31.5798 | 32.2876
3486 | 12549600 | 5.3017 | 31.5825 | 32.2904
3487 | 12553200 | 5.3018 | 31.5853 | 32.2931
3488 | 12556800 | 5.302 | 31.588 | 32.2959
3489 | 12560400 | 5.3021 | 31.5908 | 32.2986
3490 | 12564000 | 5.3022 | 31.5935 | 32.3014
3491 | 12567600 | 5.3024 | 31.5962 | 32.3041
3492 | 12571200 | 5.3025 | 31.599 | 32.3069
3493 | 12574800 | 5.3026 | 31.6017 | 32.3096
3494 | 12578400 | 5.3028 | 31.6045 | 32.3124
3495 | 12582000 | 5.3029 | 31.6072 | 32.3151
3496 | 12585600 | 5.303 | 31.61 | 32.3179
3497 | 12589200 | 5.3032 | 31.6127 | 32.3206
3498 | 12592800 | 5.3033 | 31.6154 | 32.3233
3499 | 12596400 | 5.3034 | 31.6182 | 32.3261
3500 | 12600000 | 5.3035 | 31.6209 | 32.3288
3501 | 12603600 | 5.3037 | 31.6237 | 32.3316
3502 | 12607200 | 5.3038 | 31.6264 | 32.3343
3503 | 12610800 | 5.3039 | 31.6291 | 32.3371
3504 | 12614400 | 5.3041 | 31.6319 | 32.3398
3505 | 12618000 | 5.3042 | 31.6346 | 32.3426
3506 | 12621600 | 5.3043 | 31.6374 | 32.3453
3507 | 12625200 | 5.3045 | 31.6401 | 32.3481
3508 | 12628800 | 5.3046 | 31.6428 | 32.3508
3509 | 12632400 | 5.3047 | 31.6456 | 32.3535
3510 | 12636000 | 5.3049 | 31.6483 | 32.3563
3511 | 12639600 | 5.305 | 31.6511 | 32.359
3512 | 12643200 | 5.3051 | 31.6538 | 32.3618
3513 | 12646800 | 5.3053 | 31.6565 | 32.3645
3514 | 12650400 | 5.3054 | 31.6593 | 32.3673
3515 | 12654000 | 5.3055 | 31.662 | 32.37
3516 | 12657600 | 5.3057 | 31.6647 | 32.3727
3517 | 12661200 | 5.3058 | 31.6675 | 32.3755
3518 | 12664800 | 5.3059 | 31.6702 | 32.3782
3519 | 12668400 | 5.306 | 31.6729 | 32.381
3520 | 12672000 | 5.3062 | 31.6757 | 32.3837
3521 | 12675600 | 5.3063 | 31.6784 | 32.3864
3522 | 12679200 | 5.3064 | 31.6811 | 32.3892
3523 | 12682800 | 5.3066 | 31.6839 | 32.3919
3524 | 12686400 | 5.3067 | 31.6866 | 32.3946
3525 | 12690000 | 5.3068 | 31.6893 | 32.3974
3526 | 12693600 | 5.307 | 31.6921 | 32.4001
3527 | 12697200 | 5.3071 | 31.6948 | 32.4029
3528 | 12700800 | 5.3072 | 31.6975 | 32.4056
3529 | 12704400 | 5.3074 | 31.7003 | 32.4083
3530 | 12708000 | 5.3075 | 31.703 | 32.4111
3531 | 12711600 | 5.3076 | 31.7057 | 32.4138
3532 | 12715200 | 5.3077 | 31.7084 | 32.4165
3533 | 12718800 | 5.3079 | 31.7112 | 32.4193
3534 | 12722400 | 5.308 | 31.7139 | 32.422
3535 | 12726000 | 5.3081 | 31.7166 | 32.4247
3536 | 12729600 | 5.3083 | 31.7194 | 32.4275
3537 | 12733200 | 5.3084 | 31.7221 | 32.4302
3538 | 12736800 | 5.3085 | 31.7248 | 32.4329
3539 | 12740400 | 5.3087 | 31.7275 | 32.4357
3540 | 12744000 | 5.3088 | 31.7303 | 32.4384
3541 | 12747600 | 5.3089 | 31.733 | 32.4411
3542 | 12751200 | 5.309 | 31.7357 | 32.4439
3543 | 12754800 | 5.3092 | 31.7384 | 32.4466
3544 | 12758400 | 5.3093 | 31.7412 | 32.4493
3545 | 12762000 | 5.3094 | 31.7439 | 32.4521
3546 | 12765600 | 5.3096 | 31.7466 | 32.4548
3547 | 12769200 | 5.3097 | 31.7493 | 32.4575
3548 | 12772800 | 5.3098 | 31.7521 | 32.4602
3549 | 12776400 | 5.31 | 31.7548 | 32.463
3550 | 12780000 | 5.3101 | 31.7575 | 32.4657
3551 | 12783600 | 5.3102 | 31.7602 | 32.4684
3552 | 12787200 | 5.3103 | 31.763 | 32.4712
3553 | 12790800 | 5.3105 | 31.7657 | 32.4739
3554 | 12794400 | 5.3106 | 31.7684 | 32.4766
3555 | 12798000 | 5.3107 | 31.7711 | 32.4793
3556 | 12801600 | 5.3109 | 31.7738 | 32.4821
3557 | 12805200 | 5.311 | 31.7766 | 32.4848
3558 | 12808800 | 5.3111 | 31.7793 | 32.4875
3559 | 12812400 | 5.3112 | 31.782 | 32.4902
3560 | 12816000 | 5.3114 | 31.7847 | 32.493
3561 | 12819600 | 5.3115 | 31.7874 | 32.4957
3562 | 12823200 | 5.3116 | 31.7902 | 32.4984
3563 | 12826800 | 5.3118 | 31.7929 | 32.5011
3564 | 12830400 | 5.3119 | 31.7956 | 32.5039
3565 | 12834000 | 5.312 | 31.7983 | 32.5066
3566 | 12837600 | 5.3121 | 31.801 | 32.5093
3567 | 12841200 | 5.3123 | 31.8037 | 32.512
3568 | 12844800 | 5.3124 | 31.8065 | 32.5147
3569 | 12848400 | 5.3125 | 31.8092 | 32.5175
3570 | 12852000 | 5.3127 | 31.8119 | 32.5202
3571 | 12855600 | 5.3128 | 31.8146 | 32.5229
3572 | 12859200 | 5.3129 | 31.8173 | 32.5256
3573 | 12862800 | 5.313 | 31.82 | 32.5284
3574 | 12866400 | 5.3132 | 31.8228 | 32.5311
3575 | 12870000 | 5.3133 | 31.8255 | 32.5338
3576 | 12873600 | 5.3134 | 31.8282 | 32.5365
3577 | 12877200 | 5.3136 | 31.8309 | 32.5392
3578 | 12880800 | 5.3137 | 31.8336 | 32.5419
3579 | 12884400 | 5.3138 | 31.8363 | 32.5447
3580 | 12888000 | 5.3139 | 31.839 | 32.5474
3581 | 12891600 | 5.3141 | 31.8417 | 32.5501
3582 | 12895200 | 5.3142 | 31.8445 | 32.5528
3583 | 12898800 | 5.3143 | 31.8472 | 32.5555
3584 | 12902400 | 5.3145 | 31.8499 | 32.5582
3585 | 12906000 | 5.3146 | 31.8526 | 32.561
3586 | 12909600 | 5.3147 | 31.8553 | 32.5637
3587 | 12913200 | 5.3148 | 31.858 | 32.5664
3588 | 12916800 | 5.315 | 31.8607 | 32.5691
3589 | 12920400 | 5.3151 | 31.8634 | 32.5718
3590 | 12924000 | 5.3152 | 31.8661 | 32.5745
3591 | 12927600 | 5.3153 | 31.8688 | 32.5773
3592 | 12931200 | 5.3155 | 31.8716 | 32.58
3593 | 12934800 | 5.3156 | 31.8743 | 32.5827
3594 | 12938400 | 5.3157 | 31.877 | 32.5854
3595 | 12942000 | 5.3159 | 31.8797 | 32.5881
3596 | 12945600 | 5.316 | 31.8824 | 32.5908
3597 | 12949200 | 5.3161 | 31.8851 | 32.5935
3598 | 12952800 | 5.3162 | 31.8878 | 32.5962
3599 | 12956400 | 5.3164 | 31.8905 | 32.5989
3600 | 12960000 | 5.3165 | 31.8932 | 32.6017
3601 | 12963600 | 5.3166 | 31.8959 | 32.6044
3602 | 12967200 | 5.3167 | 31.8986 | 32.6071
3603 | 12970800 | 5.3169 | 31.9013 | 32.6098
3604 | 12974400 | 5.317 | 31.904 | 32.6125
3605 | 12978000 | 5.3171 | 31.9067 | 32.6152
3606 | 12981600 | 5.3172 | 31.9094 | 32.6179
3607 | 12985200 | 5.3174 | 31.9121 | 32.6206
3608 | 12988800 | 5.3175 | 31.9148 | 32.6233
3609 | 12992400 | 5.3176 | 31.9175 | 32.626
3610 | 12996000 | 5.3178 | 31.9202 | 32.6287
3611 | 12999600 | 5.3179 | 31.9229 | 32.6315
3612 | 13003200 | 5.318 | 31.9256 | 32.6342
3613 | 13006800 | 5.3181 | 31.9283 | 32.6369
3614 | 13010400 | 5.3183 | 31.931 | 32.6396
3615 | 13014000 | 5.3184 | 31.9337 | 32.6423
3616 | 13017600 | 5.3185 | 31.9364 | 32.645
3617 | 13021200 | 5.3186 | 31.9391 | 32.6477
3618 | 13024800 | 5.3188 | 31.9418 | 32.6504
3619 | 13028400 | 5.3189 | 31.9445 | 32.6531
3620 | 13032000 | 5.319 | 31.9472 | 32.6558
3621 | 13035600 | 5.3191 | 31.9499 | 32.6585
3622 | 13039200 | 5.3193 | 31.9526 | 32.6612
3623 | 13042800 | 5.3194 | 31.9553 | 32.6639
3624 | 13046400 | 5.3195 | 31.958 | 32.6666
3625 | 13050000 | 5.3196 | 31.9607 | 32.6693
3626 | 13053600 | 5.3198 | 31.9634 | 32.672
3627 | 13057200 | 5.3199 | 31.9661 | 32.6747
3628 | 13060800 | 5.32 | 31.9688 | 32.6774
3629 | 13064400 | 5.3201 | 31.9715 | 32.6801
3630 | 13068000 | 5.3203 | 31.9742 | 32.6828
3631 | 13071600 | 5.3204 | 31.9769 | 32.6855
3632 | 13075200 | 5.3205 | 31.9796 | 32.6882
3633 | 13078800 | 5.3206 | 31.9823 | 32.6909
3634 | 13082400 | 5.3208 | 31.985 | 32.6936
3635 | 13086000 | 5.3209 | 31.9877 | 32.6963
3636 | 13089600 | 5.321 | 31.9904 | 32.699
3637 | 13093200 | 5.3211 | 31.9931 | 32.7017
3638 | 13096800 | 5.3213 | 31.9957 | 32.7044
3639 | 13100400 | 5.3214 | 31.9984 | 32.7071
3640 | 13104000 | 5.3215 | 32.0011 | 32.7098
3641 | 13107600 | 5.3216 | 32.0038 | 32.7125
3642 | 13111200 | 5.3218 | 32.0065 | 32.7152
3643 | 13114800 | 5.3219 | 32.0092 | 32.7179
3644 | 13118400 | 5.322 | 32.0119 | 32.7206
3645 | 13122000 | 5.3221 | 32.0146 | 32.7233
3646 | 13125600 | 5.3223 | 32.0173 | 32.726
3647 | 13129200 | 5.3224 | 32.02 | 32.7287
3648 | 13132800 | 5.3225 | 32.0226 | 32.7313
3649 | 13136400 | 5.3226 | 32.0253 | 32.734
3650 | 13140000 | 5.3228 | 32.028 | 32.7367
3651 | 13143600 | 5.3229 | 32.0307 | 32.7394
3652 | 13147200 | 5.323 | 32.0334 | 32.7421
3653 | 13150800 | 5.3231 | 32.0361 | 32.7448
3654 | 13154400 | 5.3233 | 32.0388 | 32.7475
3655 | 13158000 | 5.3234 | 32.0415 | 32.7502
3656 | 13161600 | 5.3235 | 32.0441 | 32.7529
3657 | 13165200 | 5.3236 | 32.0468 | 32.7556
3658 | 13168800 | 5.3238 | 32.0495 | 32.7583
3659 | 13172400 | 5.3239 | 32.0522 | 32.761
3660 | 13176000 | 5.324 | 32.0549 | 32.7636
3661 | 13179600 | 5.3241 | 32.0576 | 32.7663
3662 | 13183200 | 5.3243 | 32.0603 | 32.769
3663 | 13186800 | 5.3244 | 32.0629 | 32.7717
3664 | 13190400 | 5.3245 | 32.0656 | 32.7744
3665 | 13194000 | 5.3246 | 32.0683 | 32.7771
3666 | 13197600 | 5.3248 | 32.071 | 32.7798
3667 | 13201200 | 5.3249 | 32.0737 | 32.7825
3668 | 13204800 | 5.325 | 32.0763 | 32.7852
3669 | 13208400 | 5.3251 | 32.079 | 32.7878
3670 | 13212000 | 5.3252 | 32.0817 | 32.7905
3671 | 13215600 | 5.3254 | 32.0844 | 32.7932
3672 | 13219200 | 5.3255 | 32.0871 | 32.7959
3673 | 13222800 | 5.3256 | 32.0897 | 32.7986
3674 | 13226400 | 5.3257 | 32.0924 | 32.8013
3675 | 13230000 | 5.3259 | 32.0951 | 32.804
3676 | 13233600 | 5.326 | 32.0978 | 32.8066
3677 | 13237200 | 5.3261 | 32.1005 | 32.8093
3678 | 13240800 | 5.3262 | 32.1031 | 32.812
3679 | 13244400 | 5.3264 | 32.1058 | 32.8147
3680 | 13248000 | 5.3265 | 32.1085 | 32.8174
3681 | 13251600 | 5.3266 | 32.1112 | 32.82
3682 | 13255200 | 5.3267 | 32.1139 | 32.8227
3683 | 13258800 | 5.3268 | 32.1165 | 32.8254
3684 | 13262400 | 5.327 | 32.1192 | 32.8281
3685 | 13266000 | 5.3271 | 32.1219 | 32.8308
3686 | 13269600 | 5.3272 | 32.1246 | 32.8335
3687 | 13273200 | 5.3273 | 32.1272 | 32.8361
3688 | 13276800 | 5.3275 | 32.1299 | 32.8388
3689 | 13280400 | 5.3276 | 32.1326 | 32.8415
3690 | 13284000 | 5.3277 | 32.1353 | 32.8442
3691 | 13287600 | 5.3278 | 32.1379 | 32.8469
3692 | 13291200 | 5.3279 | 32.1406 | 32.8495
3693 | 13294800 | 5.3281 | 32.1433 | 32.8522
3694 | 13298400 | 5.3282 | 32.146 | 32.8549
3695 | 13302000 | 5.3283 | 32.1486 | 32.8576
3696 | 13305600 | 5.3284 | 32.1513 | 32.8602
3697 | 13309200 | 5.3286 | 32.154 | 32.8629
3698 | 13312800 | 5.3287 | 32.1566 | 32.8656
3699 | 13316400 | 5.3288 | 32.1593 | 32.8683
3700 | 13320000 | 5.3289 | 32.162 | 32.8709
3701 | 13323600 | 5.329 | 32.1647 | 32.8736
3702 | 13327200 | 5.3292 | 32.1673 | 32.8763
3703 | 13330800 | 5.3293 | 32.17 | 32.879
3704 | 13334400 | 5.3294 | 32.1727 | 32.8817
3705 | 13338000 | 5.3295 | 32.1753 | 32.8843
3706 | 13341600 | 5.3297 | 32.178 | 32.887
3707 | 13345200 | 5.3298 | 32.1807 | 32.8897
3708 | 13348800 | 5.3299 | 32.1833 | 32.8923
3709 | 13352400 | 5.33 | 32.186 | 32.895
3710 | 13356000 | 5.3301 | 32.1887 | 32.8977
3711 | 13359600 | 5.3303 | 32.1913 | 32.9004
3712 | 13363200 | 5.3304 | 32.194 | 32.903
3713 | 13366800 | 5.3305 | 32.1967 | 32.9057
3714 | 13370400 | 5.3306 | 32.1993 | 32.9084
3715 | 13374000 | 5.3308 | 32.202 | 32.911
3716 | 13377600 | 5.3309 | 32.2047 | 32.9137
3717 | 13381200 | 5.331 | 32.2073 | 32.9164
3718 | 13384800 | 5.3311 | 32.21 | 32.9191
3719 | 13388400 | 5.3312 | 32.2127 | 32.9217
3720 | 13392000 | 5.3314 | 32.2153 | 32.9244
3721 | 13395600 | 5.3315 | 32.218 | 32.9271
3722 | 13399200 | 5.3316 | 32.2207 | 32.9297
3723 | 13402800 | 5.3317 | 32.2233 | 32.9324
3724 | 13406400 | 5.3318 | 32.226 | 32.9351
3725 | 13410000 | 5.332 | 32.2286 | 32.9377
3726 | 13413600 | 5.3321 | 32.2313 | 32.9404
3727 | 13417200 | 5.3322 | 32.234 | 32.9431
3728 | 13420800 | 5.3323 | 32.2366 | 32.9457
3729 | 13424400 | 5.3324 | 32.2393 | 32.9484
3730 | 13428000 | 5.3326 | 32.2419 | 32.9511
3731 | 13431600 | 5.3327 | 32.2446 | 32.9537
3732 | 13435200 | 5.3328 | 32.2473 | 32.9564
3733 | 13438800 | 5.3329 | 32.2499 | 32.9591
3734 | 13442400 | 5.333 | 32.2526 | 32.9617
3735 | 13446000 | 5.3332 | 32.2552 | 32.9644
3736 | 13449600 | 5.3333 | 32.2579 | 32.9671
3737 | 13453200 | 5.3334 | 32.2606 | 32.9697
3738 | 13456800 | 5.3335 | 32.2632 | 32.9724
3739 | 13460400 | 5.3336 | 32.2659 | 32.975
3740 | 13464000 | 5.3338 | 32.2685 | 32.9777
3741 | 13467600 | 5.3339 | 32.2712 | 32.9804
3742 | 13471200 | 5.334 | 32.2739 | 32.983
3743 | 13474800 | 5.3341 | 32.2765 | 32.9857
3744 | 13478400 | 5.3343 | 32.2792 | 32.9884
3745 | 13482000 | 5.3344 | 32.2818 | 32.991
3746 | 13485600 | 5.3345 | 32.2845 | 32.9937
3747 | 13489200 | 5.3346 | 32.2871 | 32.9963
3748 | 13492800 | 5.3347 | 32.2898 | 32.999
3749 | 13496400 | 5.3348 | 32.2924 | 33.0017
3750 | 13500000 | 5.335 | 32.2951 | 33.0043
3751 | 13503600 | 5.3351 | 32.2977 | 33.007
3752 | 13507200 | 5.3352 | 32.3004 | 33.0096
3753 | 13510800 | 5.3353 | 32.3031 | 33.0123
3754 | 13514400 | 5.3354 | 32.3057 | 33.0149
3755 | 13518000 | 5.3356 | 32.3084 | 33.0176
3756 | 13521600 | 5.3357 | 32.311 | 33.0203
3757 | 13525200 | 5.3358 | 32.3137 | 33.0229
3758 | 13528800 | 5.3359 | 32.3163 | 33.0256
3759 | 13532400 | 5.336 | 32.319 | 33.0282
3760 | 13536000 | 5.3362 | 32.3216 | 33.0309
3761 | 13539600 | 5.3363 | 32.3243 | 33.0335
3762 | 13543200 | 5.3364 | 32.3269 | 33.0362
3763 | 13546800 | 5.3365 | 32.3296 | 33.0389
3764 | 13550400 | 5.3366 | 32.3322 | 33.0415
3765 | 13554000 | 5.3368 | 32.3349 | 33.0442
3766 | 13557600 | 5.3369 | 32.3375 | 33.0468
3767 | 13561200 | 5.337 | 32.3402 | 33.0495
3768 | 13564800 | 5.3371 | 32.3428 | 33.0521
3769 | 13568400 | 5.3372 | 32.3455 | 33.0548
3770 | 13572000 | 5.3374 | 32.3481 | 33.0574
3771 | 13575600 | 5.3375 | 32.3508 | 33.0601
3772 | 13579200 | 5.3376 | 32.3534 | 33.0627
3773 | 13582800 | 5.3377 | 32.356 | 33.0654
3774 | 13586400 | 5.3378 | 32.3587 | 33.068
3775 | 13590000 | 5.3379 | 32.3613 | 33.0707
3776 | 13593600 | 5.3381 | 32.364 | 33.0733
3777 | 13597200 | 5.3382 | 32.3666 | 33.076
3778 | 13600800 | 5.3383 | 32.3693 | 33.0786
3779 | 13604400 | 5.3384 | 32.3719 | 33.0813
3780 | 13608000 | 5.3385 | 32.3746 | 33.0839
3781 | 13611600 | 5.3387 | 32.3772 | 33.0866
3782 | 13615200 | 5.3388 | 32.3799 | 33.0892
3783 | 13618800 | 5.3389 | 32.3825 | 33.0919
3784 | 13622400 | 5.339 | 32.3851 | 33.0945
3785 | 13626000 | 5.3391 | 32.3878 | 33.0972
3786 | 13629600 | 5.3392 | 32.3904 | 33.0998
3787 | 13633200 | 5.3394 | 32.3931 | 33.1025
3788 | 13636800 | 5.3395 | 32.3957 | 33.1051
3789 | 13640400 | 5.3396 | 32.3983 | 33.1078
3790 | 13644000 | 5.3397 | 32.401 | 33.1104
3791 | 13647600 | 5.3398 | 32.4036 | 33.1131
3792 | 13651200 | 5.34 | 32.4063 | 33.1157
3793 | 13654800 | 5.3401 | 32.4089 | 33.1183
3794 | 13658400 | 5.3402 | 32.4115 | 33.121
3795 | 13662000 | 5.3403 | 32.4142 | 33.1236
3796 | 13665600 | 5.3404 | 32.4168 | 33.1263
3797 | 13669200 | 5.3405 | 32.4195 | 33.1289
3798 | 13672800 | 5.3407 | 32.4221 | 33.1316
3799 | 13676400 | 5.3408 | 32.4247 | 33.1342
3800 | 13680000 | 5.3409 | 32.4274 | 33.1368
3801 | 13683600 | 5.341 | 32.43 | 33.1395
3802 | 13687200 | 5.3411 | 32.4327 | 33.1421
3803 | 13690800 | 5.3413 | 32.4353 | 33.1448
3804 | 13694400 | 5.3414 | 32.4379 | 33.1474
3805 | 13698000 | 5.3415 | 32.4406 | 33.1501
3806 | 13701600 | 5.3416 | 32.4432 | 33.1527
3807 | 13705200 | 5.3417 | 32.4458 | 33.1553
3808 | 13708800 | 5.3418 | 32.4485 | 33.158
3809 | 13712400 | 5.342 | 32.4511 | 33.1606
3810 | 13716000 | 5.3421 | 32.4537 | 33.1633
3811 | 13719600 | 5.3422 | 32.4564 | 33.1659
3812 | 13723200 | 5.3423 | 32.459 | 33.1685
3813 | 13726800 | 5.3424 | 32.4616 | 33.1712
3814 | 13730400 | 5.3425 | 32.4643 | 33.1738
3815 | 13734000 | 5.3427 | 32.4669 | 33.1764
3816 | 13737600 | 5.3428 | 32.4695 | 33.1791
3817 | 13741200 | 5.3429 | 32.4722 | 33.1817
3818 | 13744800 | 5.343 | 32.4748 | 33.1844
3819 | 13748400 | 5.3431 | 32.4774 | 33.187
3820 | 13752000 | 5.3432 | 32.4801 | 33.1896
3821 | 13755600 | 5.3434 | 32.4827 | 33.1923
3822 | 13759200 | 5.3435 | 32.4853 | 33.1949
3823 | 13762800 | 5.3436 | 32.488 | 33.1975
3824 | 13766400 | 5.3437 | 32.4906 | 33.2002
3825 | 13770000 | 5.3438 | 32.4932 | 33.2028
3826 | 13773600 | 5.3439 | 32.4958 | 33.2054
3827 | 13777200 | 5.3441 | 32.4985 | 33.2081
3828 | 13780800 | 5.3442 | 32.5011 | 33.2107
3829 | 13784400 | 5.3443 | 32.5037 | 33.2133
3830 | 13788000 | 5.3444 | 32.5064 | 33.216
3831 | 13791600 | 5.3445 | 32.509 | 33.2186
3832 | 13795200 | 5.3446 | 32.5116 | 33.2212
3833 | 13798800 | 5.3448 | 32.5142 | 33.2239
3834 | 13802400 | 5.3449 | 32.5169 | 33.2265
3835 | 13806000 | 5.345 | 32.5195 | 33.2291
3836 | 13809600 | 5.3451 | 32.5221 | 33.2318
3837 | 13813200 | 5.3452 | 32.5247 | 33.2344
3838 | 13816800 | 5.3453 | 32.5274 | 33.237
3839 | 13820400 | 5.3454 | 32.53 | 33.2397
3840 | 13824000 | 5.3456 | 32.5326 | 33.2423
3841 | 13827600 | 5.3457 | 32.5352 | 33.2449
3842 | 13831200 | 5.3458 | 32.5379 | 33.2475
3843 | 13834800 | 5.3459 | 32.5405 | 33.2502
3844 | 13838400 | 5.346 | 32.5431 | 33.2528
3845 | 13842000 | 5.3461 | 32.5457 | 33.2554
3846 | 13845600 | 5.3463 | 32.5484 | 33.2581
3847 | 13849200 | 5.3464 | 32.551 | 33.2607
3848 | 13852800 | 5.3465 | 32.5536 | 33.2633
3849 | 13856400 | 5.3466 | 32.5562 | 33.2659
3850 | 13860000 | 5.3467 | 32.5589 | 33.2686
3851 | 13863600 | 5.3468 | 32.5615 | 33.2712
3852 | 13867200 | 5.3469 | 32.5641 | 33.2738
3853 | 13870800 | 5.3471 | 32.5667 | 33.2764
3854 | 13874400 | 5.3472 | 32.5693 | 33.2791
3855 | 13878000 | 5.3473 | 32.572 | 33.2817
3856 | 13881600 | 5.3474 | 32.5746 | 33.2843
3857 | 13885200 | 5.3475 | 32.5772 | 33.2869
3858 | 13888800 | 5.3476 | 32.5798 | 33.2896
3859 | 13892400 | 5.3478 | 32.5824 | 33.2922
3860 | 13896000 | 5.3479 | 32.5851 | 33.2948
3861 | 13899600 | 5.348 | 32.5877 | 33.2974
3862 | 13903200 | 5.3481 | 32.5903 | 33.3001
3863 | 13906800 | 5.3482 | 32.5929 | 33.3027
3864 | 13910400 | 5.3483 | 32.5955 | 33.3053
3865 | 13914000 | 5.3484 | 32.5981 | 33.3079
3866 | 13917600 | 5.3486 | 32.6008 | 33.3105
3867 | 13921200 | 5.3487 | 32.6034 | 33.3132
3868 | 13924800 | 5.3488 | 32.606 | 33.3158
3869 | 13928400 | 5.3489 | 32.6086 | 33.3184
3870 | 13932000 | 5.349 | 32.6112 | 33.321
3871 | 13935600 | 5.3491 | 32.6138 | 33.3236
3872 | 13939200 | 5.3492 | 32.6165 | 33.3263
3873 | 13942800 | 5.3494 | 32.6191 | 33.3289
3874 | 13946400 | 5.3495 | 32.6217 | 33.3315
3875 | 13950000 | 5.3496 | 32.6243 | 33.3341
3876 | 13953600 | 5.3497 | 32.6269 | 33.3367
3877 | 13957200 | 5.3498 | 32.6295 | 33.3394
3878 | 13960800 | 5.3499 | 32.6321 | 33.342
3879 | 13964400 | 5.35 | 32.6347 | 33.3446
3880 | 13968000 | 5.3502 | 32.6374 | 33.3472
3881 | 13971600 | 5.3503 | 32.64 | 33.3498
3882 | 13975200 | 5.3504 | 32.6426 | 33.3524
3883 | 13978800 | 5.3505 | 32.6452 | 33.3551
3884 | 13982400 | 5.3506 | 32.6478 | 33.3577
3885 | 13986000 | 5.3507 | 32.6504 | 33.3603
3886 | 13989600 | 5.3508 | 32.653 | 33.3629
3887 | 13993200 | 5.351 | 32.6556 | 33.3655
3888 | 13996800 | 5.3511 | 32.6582 | 33.3681
3889 | 14000400 | 5.3512 | 32.6609 | 33.3707
3890 | 14004000 | 5.3513 | 32.6635 | 33.3734
3891 | 14007600 | 5.3514 | 32.6661 | 33.376
3892 | 14011200 | 5.3515 | 32.6687 | 33.3786
3893 | 14014800 | 5.3516 | 32.6713 | 33.3812
3894 | 14018400 | 5.3517 | 32.6739 | 33.3838
3895 | 14022000 | 5.3519 | 32.6765 | 33.3864
3896 | 14025600 | 5.352 | 32.6791 | 33.389
3897 | 14029200 | 5.3521 | 32.6817 | 33.3916
3898 | 14032800 | 5.3522 | 32.6843 | 33.3943
3899 | 14036400 | 5.3523 | 32.6869 | 33.3969
3900 | 14040000 | 5.3524 | 32.6895 | 33.3995
3901 | 14043600 | 5.3525 | 32.6921 | 33.4021
3902 | 14047200 | 5.3527 | 32.6947 | 33.4047
3903 | 14050800 | 5.3528 | 32.6973 | 33.4073
3904 | 14054400 | 5.3529 | 32.7 | 33.4099
3905 | 14058000 | 5.353 | 32.7026 | 33.4125
3906 | 14061600 | 5.3531 | 32.7052 | 33.4151
3907 | 14065200 | 5.3532 | 32.7078 | 33.4177
3908 | 14068800 | 5.3533 | 32.7104 | 33.4204
3909 | 14072400 | 5.3534 | 32.713 | 33.423
3910 | 14076000 | 5.3536 | 32.7156 | 33.4256
3911 | 14079600 | 5.3537 | 32.7182 | 33.4282
3912 | 14083200 | 5.3538 | 32.7208 | 33.4308
3913 | 14086800 | 5.3539 | 32.7234 | 33.4334
3914 | 14090400 | 5.354 | 32.726 | 33.436
3915 | 14094000 | 5.3541 | 32.7286 | 33.4386
3916 | 14097600 | 5.3542 | 32.7312 | 33.4412
3917 | 14101200 | 5.3543 | 32.7338 | 33.4438
3918 | 14104800 | 5.3545 | 32.7364 | 33.4464
3919 | 14108400 | 5.3546 | 32.739 | 33.449
3920 | 14112000 | 5.3547 | 32.7416 | 33.4516
3921 | 14115600 | 5.3548 | 32.7442 | 33.4542
3922 | 14119200 | 5.3549 | 32.7468 | 33.4568
3923 | 14122800 | 5.355 | 32.7494 | 33.4594
3924 | 14126400 | 5.3551 | 32.752 | 33.462
3925 | 14130000 | 5.3552 | 32.7546 | 33.4646
3926 | 14133600 | 5.3554 | 32.7572 | 33.4672
3927 | 14137200 | 5.3555 | 32.7598 | 33.4698
3928 | 14140800 | 5.3556 | 32.7624 | 33.4724
3929 | 14144400 | 5.3557 | 32.765 | 33.4751
3930 | 14148000 | 5.3558 | 32.7676 | 33.4777
3931 | 14151600 | 5.3559 | 32.7702 | 33.4803
3932 | 14155200 | 5.356 | 32.7728 | 33.4829
3933 | 14158800 | 5.3561 | 32.7753 | 33.4855
3934 | 14162400 | 5.3563 | 32.7779 | 33.4881
3935 | 14166000 | 5.3564 | 32.7805 | 33.4907
3936 | 14169600 | 5.3565 | 32.7831 | 33.4933
3937 | 14173200 | 5.3566 | 32.7857 | 33.4959
3938 | 14176800 | 5.3567 | 32.7883 | 33.4984
3939 | 14180400 | 5.3568 | 32.7909 | 33.501
3940 | 14184000 | 5.3569 | 32.7935 | 33.5036
3941 | 14187600 | 5.357 | 32.7961 | 33.5062
3942 | 14191200 | 5.3571 | 32.7987 | 33.5088
3943 | 14194800 | 5.3573 | 32.8013 | 33.5114
3944 | 14198400 | 5.3574 | 32.8039 | 33.514
3945 | 14202000 | 5.3575 | 32.8065 | 33.5166
3946 | 14205600 | 5.3576 | 32.8091 | 33.5192
3947 | 14209200 | 5.3577 | 32.8117 | 33.5218
3948 | 14212800 | 5.3578 | 32.8142 | 33.5244
3949 | 14216400 | 5.3579 | 32.8168 | 33.527
3950 | 14220000 | 5.358 | 32.8194 | 33.5296
3951 | 14223600 | 5.3581 | 32.822 | 33.5322
3952 | 14227200 | 5.3583 | 32.8246 | 33.5348
3953 | 14230800 | 5.3584 | 32.8272 | 33.5374
3954 | 14234400 | 5.3585 | 32.8298 | 33.54
3955 | 14238000 | 5.3586 | 32.8324 | 33.5426
3956 | 14241600 | 5.3587 | 32.835 | 33.5452
3957 | 14245200 | 5.3588 | 32.8376 | 33.5478
3958 | 14248800 | 5.3589 | 32.8401 | 33.5504
3959 | 14252400 | 5.359 | 32.8427 | 33.5529
3960 | 14256000 | 5.3591 | 32.8453 | 33.5555
3961 | 14259600 | 5.3593 | 32.8479 | 33.5581
3962 | 14263200 | 5.3594 | 32.8505 | 33.5607
3963 | 14266800 | 5.3595 | 32.8531 | 33.5633
3964 | 14270400 | 5.3596 | 32.8557 | 33.5659
3965 | 14274000 | 5.3597 | 32.8582 | 33.5685
3966 | 14277600 | 5.3598 | 32.8608 | 33.5711
3967 | 14281200 | 5.3599 | 32.8634 | 33.5737
3968 | 14284800 | 5.36 | 32.866 | 33.5763
3969 | 14288400 | 5.3601 | 32.8686 | 33.5789
3970 | 14292000 | 5.3603 | 32.8712 | 33.5814
3971 | 14295600 | 5.3604 | 32.8738 | 33.584
3972 | 14299200 | 5.3605 | 32.8763 | 33.5866
3973 | 14302800 | 5.3606 | 32.8789 | 33.5892
3974 | 14306400 | 5.3607 | 32.8815 | 33.5918
3975 | 14310000 | 5.3608 | 32.8841 | 33.5944
3976 | 14313600 | 5.3609 | 32.8867 | 33.597
3977 | 14317200 | 5.361 | 32.8892 | 33.5996
3978 | 14320800 | 5.3611 | 32.8918 | 33.6021
3979 | 14324400 | 5.3612 | 32.8944 | 33.6047
3980 | 14328000 | 5.3614 | 32.897 | 33.6073
3981 | 14331600 | 5.3615 | 32.8996 | 33.6099
3982 | 14335200 | 5.3616 | 32.9022 | 33.6125
3983 | 14338800 | 5.3617 | 32.9047 | 33.6151
3984 | 14342400 | 5.3618 | 32.9073 | 33.6177
3985 | 14346000 | 5.3619 | 32.9099 | 33.6202
3986 | 14349600 | 5.362 | 32.9125 | 33.6228
3987 | 14353200 | 5.3621 | 32.9151 | 33.6254
3988 | 14356800 | 5.3622 | 32.9176 | 33.628
3989 | 14360400 | 5.3623 | 32.9202 | 33.6306
3990 | 14364000 | 5.3625 | 32.9228 | 33.6332
3991 | 14367600 | 5.3626 | 32.9254 | 33.6357
3992 | 14371200 | 5.3627 | 32.9279 | 33.6383
3993 | 14374800 | 5.3628 | 32.9305 | 33.6409
3994 | 14378400 | 5.3629 | 32.9331 | 33.6435
3995 | 14382000 | 5.363 | 32.9357 | 33.6461
3996 | 14385600 | 5.3631 | 32.9382 | 33.6486
3997 | 14389200 | 5.3632 | 32.9408 | 33.6512
3998 | 14392800 | 5.3633 | 32.9434 | 33.6538
3999 | 14396400 | 5.3634 | 32.946 | 33.6564
4000 | 14400000 | 5.3635 | 32.9486 | 33.659
4001 | 14403600 | 5.3637 | 32.9511 | 33.6615
4002 | 14407200 | 5.3638 | 32.9537 | 33.6641
4003 | 14410800 | 5.3639 | 32.9563 | 33.6667
4004 | 14414400 | 5.364 | 32.9588 | 33.6693
4005 | 14418000 | 5.3641 | 32.9614 | 33.6719
4006 | 14421600 | 5.3642 | 32.964 | 33.6744
4007 | 14425200 | 5.3643 | 32.9666 | 33.677
4008 | 14428800 | 5.3644 | 32.9691 | 33.6796
4009 | 14432400 | 5.3645 | 32.9717 | 33.6822
4010 | 14436000 | 5.3646 | 32.9743 | 33.6847
4011 | 14439600 | 5.3647 | 32.9769 | 33.6873
4012 | 14443200 | 5.3649 | 32.9794 | 33.6899
4013 | 14446800 | 5.365 | 32.982 | 33.6925
4014 | 14450400 | 5.3651 | 32.9846 | 33.695
4015 | 14454000 | 5.3652 | 32.9871 | 33.6976
4016 | 14457600 | 5.3653 | 32.9897 | 33.7002
4017 | 14461200 | 5.3654 | 32.9923 | 33.7028
4018 | 14464800 | 5.3655 | 32.9949 | 33.7053
4019 | 14468400 | 5.3656 | 32.9974 | 33.7079
4020 | 14472000 | 5.3657 | 33 | 33.7105
4021 | 14475600 | 5.3658 | 33.0026 | 33.7131
4022 | 14479200 | 5.3659 | 33.0051 | 33.7156
4023 | 14482800 | 5.366 | 33.0077 | 33.7182
4024 | 14486400 | 5.3662 | 33.0103 | 33.7208
4025 | 14490000 | 5.3663 | 33.0128 | 33.7234
4026 | 14493600 | 5.3664 | 33.0154 | 33.7259
4027 | 14497200 | 5.3665 | 33.018 | 33.7285
4028 | 14500800 | 5.3666 | 33.0205 | 33.7311
4029 | 14504400 | 5.3667 | 33.0231 | 33.7336
4030 | 14508000 | 5.3668 | 33.0257 | 33.7362
4031 | 14511600 | 5.3669 | 33.0282 | 33.7388
4032 | 14515200 | 5.367 | 33.0308 | 33.7414
4033 | 14518800 | 5.3671 | 33.0334 | 33.7439
4034 | 14522400 | 5.3672 | 33.0359 | 33.7465
4035 | 14526000 | 5.3673 | 33.0385 | 33.7491
4036 | 14529600 | 5.3675 | 33.0411 | 33.7516
4037 | 14533200 | 5.3676 | 33.0436 | 33.7542
4038 | 14536800 | 5.3677 | 33.0462 | 33.7568
4039 | 14540400 | 5.3678 | 33.0487 | 33.7593
4040 | 14544000 | 5.3679 | 33.0513 | 33.7619
4041 | 14547600 | 5.368 | 33.0539 | 33.7645
4042 | 14551200 | 5.3681 | 33.0564 | 33.767
4043 | 14554800 | 5.3682 | 33.059 | 33.7696
4044 | 14558400 | 5.3683 | 33.0616 | 33.7722
4045 | 14562000 | 5.3684 | 33.0641 | 33.7747
4046 | 14565600 | 5.3685 | 33.0667 | 33.7773
4047 | 14569200 | 5.3686 | 33.0692 | 33.7799
4048 | 14572800 | 5.3687 | 33.0718 | 33.7824
4049 | 14576400 | 5.3688 | 33.0744 | 33.785
4050 | 14580000 | 5.369 | 33.0769 | 33.7876
4051 | 14583600 | 5.3691 | 33.0795 | 33.7901
4052 | 14587200 | 5.3692 | 33.082 | 33.7927
4053 | 14590800 | 5.3693 | 33.0846 | 33.7953
4054 | 14594400 | 5.3694 | 33.0872 | 33.7978
4055 | 14598000 | 5.3695 | 33.0897 | 33.8004
4056 | 14601600 | 5.3696 | 33.0923 | 33.8029
4057 | 14605200 | 5.3697 | 33.0948 | 33.8055
4058 | 14608800 | 5.3698 | 33.0974 | 33.8081
4059 | 14612400 | 5.3699 | 33.0999 | 33.8106
4060 | 14616000 | 5.37 | 33.1025 | 33.8132
4061 | 14619600 | 5.3701 | 33.1051 | 33.8157
4062 | 14623200 | 5.3702 | 33.1076 | 33.8183
4063 | 14626800 | 5.3703 | 33.1102 | 33.8209
4064 | 14630400 | 5.3705 | 33.1127 | 33.8234
4065 | 14634000 | 5.3706 | 33.1153 | 33.826
4066 | 14637600 | 5.3707 | 33.1178 | 33.8286
4067 | 14641200 | 5.3708 | 33.1204 | 33.8311
4068 | 14644800 | 5.3709 | 33.123 | 33.8337
4069 | 14648400 | 5.371 | 33.1255 | 33.8362
4070 | 14652000 | 5.3711 | 33.1281 | 33.8388
4071 | 14655600 | 5.3712 | 33.1306 | 33.8413
4072 | 14659200 | 5.3713 | 33.1332 | 33.8439
4073 | 14662800 | 5.3714 | 33.1357 | 33.8465
4074 | 14666400 | 5.3715 | 33.1383 | 33.849
4075 | 14670000 | 5.3716 | 33.1408 | 33.8516
4076 | 14673600 | 5.3717 | 33.1434 | 33.8541
4077 | 14677200 | 5.3718 | 33.1459 | 33.8567
4078 | 14680800 | 5.3719 | 33.1485 | 33.8592
4079 | 14684400 | 5.3721 | 33.151 | 33.8618
4080 | 14688000 | 5.3722 | 33.1536 | 33.8644
4081 | 14691600 | 5.3723 | 33.1561 | 33.8669
4082 | 14695200 | 5.3724 | 33.1587 | 33.8695
4083 | 14698800 | 5.3725 | 33.1612 | 33.872
4084 | 14702400 | 5.3726 | 33.1638 | 33.8746
4085 | 14706000 | 5.3727 | 33.1663 | 33.8771
4086 | 14709600 | 5.3728 | 33.1689 | 33.8797
4087 | 14713200 | 5.3729 | 33.1714 | 33.8822
4088 | 14716800 | 5.373 | 33.174 | 33.8848
4089 | 14720400 | 5.3731 | 33.1765 | 33.8873
4090 | 14724000 | 5.3732 | 33.1791 | 33.8899
4091 | 14727600 | 5.3733 | 33.1816 | 33.8924
4092 | 14731200 | 5.3734 | 33.1842 | 33.895
4093 | 14734800 | 5.3735 | 33.1867 | 33.8976
4094 | 14738400 | 5.3736 | 33.1893 | 33.9001
4095 | 14742000 | 5.3737 | 33.1918 | 33.9027
4096 | 14745600 | 5.3739 | 33.1944 | 33.9052
4097 | 14749200 | 5.374 | 33.1969 | 33.9078
4098 | 14752800 | 5.3741 | 33.1995 | 33.9103
4099 | 14756400 | 5.3742 | 33.202 | 33.9129
4100 | 14760000 | 5.3743 | 33.2045 | 33.9154
4101 | 14763600 | 5.3744 | 33.2071 | 33.918
4102 | 14767200 | 5.3745 | 33.2096 | 33.9205
4103 | 14770800 | 5.3746 | 33.2122 | 33.9231
4104 | 14774400 | 5.3747 | 33.2147 | 33.9256
4105 | 14778000 | 5.3748 | 33.2173 | 33.9282
4106 | 14781600 | 5.3749 | 33.2198 | 33.9307
4107 | 14785200 | 5.375 | 33.2224 | 33.9332
4108 | 14788800 | 5.3751 | 33.2249 | 33.9358
4109 | 14792400 | 5.3752 | 33.2274 | 33.9383
4110 | 14796000 | 5.3753 | 33.23 | 33.9409
4111 | 14799600 | 5.3754 | 33.2325 | 33.9434
4112 | 14803200 | 5.3755 | 33.2351 | 33.946
4113 | 14806800 | 5.3756 | 33.2376 | 33.9485
4114 | 14810400 | 5.3757 | 33.2402 | 33.9511
4115 | 14814000 | 5.3758 | 33.2427 | 33.9536
4116 | 14817600 | 5.376 | 33.2452 | 33.9562
4117 | 14821200 | 5.3761 | 33.2478 | 33.9587
4118 | 14824800 | 5.3762 | 33.2503 | 33.9613
4119 | 14828400 | 5.3763 | 33.2529 | 33.9638
4120 | 14832000 | 5.3764 | 33.2554 | 33.9663
4121 | 14835600 | 5.3765 | 33.2579 | 33.9689
4122 | 14839200 | 5.3766 | 33.2605 | 33.9714
4123 | 14842800 | 5.3767 | 33.263 | 33.974
4124 | 14846400 | 5.3768 | 33.2655 | 33.9765
4125 | 14850000 | 5.3769 | 33.2681 | 33.9791
4126 | 14853600 | 5.377 | 33.2706 | 33.9816
4127 | 14857200 | 5.3771 | 33.2732 | 33.9841
4128 | 14860800 | 5.3772 | 33.2757 | 33.9867
4129 | 14864400 | 5.3773 | 33.2782 | 33.9892
4130 | 14868000 | 5.3774 | 33.2808 | 33.9918
4131 | 14871600 | 5.3775 | 33.2833 | 33.9943
4132 | 14875200 | 5.3776 | 33.2858 | 33.9968
4133 | 14878800 | 5.3777 | 33.2884 | 33.9994
4134 | 14882400 | 5.3778 | 33.2909 | 34.0019
4135 | 14886000 | 5.3779 | 33.2935 | 34.0045
4136 | 14889600 | 5.378 | 33.296 | 34.007
4137 | 14893200 | 5.3781 | 33.2985 | 34.0095
4138 | 14896800 | 5.3783 | 33.3011 | 34.0121
4139 | 14900400 | 5.3784 | 33.3036 | 34.0146
4140 | 14904000 | 5.3785 | 33.3061 | 34.0172
4141 | 14907600 | 5.3786 | 33.3087 | 34.0197
4142 | 14911200 | 5.3787 | 33.3112 | 34.0222
4143 | 14914800 | 5.3788 | 33.3137 | 34.0248
4144 | 14918400 | 5.3789 | 33.3163 | 34.0273
4145 | 14922000 | 5.379 | 33.3188 | 34.0298
4146 | 14925600 | 5.3791 | 33.3213 | 34.0324
4147 | 14929200 | 5.3792 | 33.3239 | 34.0349
4148 | 14932800 | 5.3793 | 33.3264 | 34.0375
4149 | 14936400 | 5.3794 | 33.3289 | 34.04
4150 | 14940000 | 5.3795 | 33.3314 | 34.0425
4151 | 14943600 | 5.3796 | 33.334 | 34.0451
4152 | 14947200 | 5.3797 | 33.3365 | 34.0476
4153 | 14950800 | 5.3798 | 33.339 | 34.0501
4154 | 14954400 | 5.3799 | 33.3416 | 34.0527
4155 | 14958000 | 5.38 | 33.3441 | 34.0552
4156 | 14961600 | 5.3801 | 33.3466 | 34.0577
4157 | 14965200 | 5.3802 | 33.3492 | 34.0603
4158 | 14968800 | 5.3803 | 33.3517 | 34.0628
4159 | 14972400 | 5.3804 | 33.3542 | 34.0653
4160 | 14976000 | 5.3805 | 33.3567 | 34.0679
4161 | 14979600 | 5.3806 | 33.3593 | 34.0704
4162 | 14983200 | 5.3807 | 33.3618 | 34.0729
4163 | 14986800 | 5.3808 | 33.3643 | 34.0755
4164 | 14990400 | 5.3809 | 33.3668 | 34.078
4165 | 14994000 | 5.381 | 33.3694 | 34.0805
4166 | 14997600 | 5.3812 | 33.3719 | 34.083
4167 | 15001200 | 5.3813 | 33.3744 | 34.0856
4168 | 15004800 | 5.3814 | 33.377 | 34.0881
4169 | 15008400 | 5.3815 | 33.3795 | 34.0906
4170 | 15012000 | 5.3816 | 33.382 | 34.0932
4171 | 15015600 | 5.3817 | 33.3845 | 34.0957
4172 | 15019200 | 5.3818 | 33.3871 | 34.0982
4173 | 15022800 | 5.3819 | 33.3896 | 34.1008
4174 | 15026400 | 5.382 | 33.3921 | 34.1033
4175 | 15030000 | 5.3821 | 33.3946 | 34.1058
4176 | 15033600 | 5.3822 | 33.3971 | 34.1083
4177 | 15037200 | 5.3823 | 33.3997 | 34.1109
4178 | 15040800 | 5.3824 | 33.4022 | 34.1134
4179 | 15044400 | 5.3825 | 33.4047 | 34.1159
4180 | 15048000 | 5.3826 | 33.4072 | 34.1184
4181 | 15051600 | 5.3827 | 33.4098 | 34.121
4182 | 15055200 | 5.3828 | 33.4123 | 34.1235
4183 | 15058800 | 5.3829 | 33.4148 | 34.126
4184 | 15062400 | 5.383 | 33.4173 | 34.1285
4185 | 15066000 | 5.3831 | 33.4198 | 34.1311
4186 | 15069600 | 5.3832 | 33.4224 | 34.1336
4187 | 15073200 | 5.3833 | 33.4249 | 34.1361
4188 | 15076800 | 5.3834 | 33.4274 | 34.1386
4189 | 15080400 | 5.3835 | 33.4299 | 34.1412
4190 | 15084000 | 5.3836 | 33.4324 | 34.1437
4191 | 15087600 | 5.3837 | 33.435 | 34.1462
4192 | 15091200 | 5.3838 | 33.4375 | 34.1487
4193 | 15094800 | 5.3839 | 33.44 | 34.1513
4194 | 15098400 | 5.384 | 33.4425 | 34.1538
4195 | 15102000 | 5.3841 | 33.445 | 34.1563
4196 | 15105600 | 5.3842 | 33.4476 | 34.1588
4197 | 15109200 | 5.3843 | 33.4501 | 34.1614
4198 | 15112800 | 5.3844 | 33.4526 | 34.1639
4199 | 15116400 | 5.3845 | 33.4551 | 34.1664
4200 | 15120000 | 5.3846 | 33.4576 | 34.1689
4201 | 15123600 | 5.3847 | 33.4601 | 34.1714
4202 | 15127200 | 5.3848 | 33.4627 | 34.174
4203 | 15130800 | 5.3849 | 33.4652 | 34.1765
4204 | 15134400 | 5.385 | 33.4677 | 34.179
4205 | 15138000 | 5.3851 | 33.4702 | 34.1815
4206 | 15141600 | 5.3852 | 33.4727 | 34.184
4207 | 15145200 | 5.3853 | 33.4752 | 34.1866
4208 | 15148800 | 5.3854 | 33.4777 | 34.1891
4209 | 15152400 | 5.3855 | 33.4803 | 34.1916
4210 | 15156000 | 5.3856 | 33.4828 | 34.1941
4211 | 15159600 | 5.3858 | 33.4853 | 34.1966
4212 | 15163200 | 5.3859 | 33.4878 | 34.1991
4213 | 15166800 | 5.386 | 33.4903 | 34.2017
4214 | 15170400 | 5.3861 | 33.4928 | 34.2042
4215 | 15174000 | 5.3862 | 33.4953 | 34.2067
4216 | 15177600 | 5.3863 | 33.4979 | 34.2092
4217 | 15181200 | 5.3864 | 33.5004 | 34.2117
4218 | 15184800 | 5.3865 | 33.5029 | 34.2142
4219 | 15188400 | 5.3866 | 33.5054 | 34.2168
4220 | 15192000 | 5.3867 | 33.5079 | 34.2193
4221 | 15195600 | 5.3868 | 33.5104 | 34.2218
4222 | 15199200 | 5.3869 | 33.5129 | 34.2243
4223 | 15202800 | 5.387 | 33.5154 | 34.2268
4224 | 15206400 | 5.3871 | 33.5179 | 34.2293
4225 | 15210000 | 5.3872 | 33.5205 | 34.2318
4226 | 15213600 | 5.3873 | 33.523 | 34.2344
4227 | 15217200 | 5.3874 | 33.5255 | 34.2369
4228 | 15220800 | 5.3875 | 33.528 | 34.2394
4229 | 15224400 | 5.3876 | 33.5305 | 34.2419
4230 | 15228000 | 5.3877 | 33.533 | 34.2444
4231 | 15231600 | 5.3878 | 33.5355 | 34.2469
4232 | 15235200 | 5.3879 | 33.538 | 34.2494
4233 | 15238800 | 5.388 | 33.5405 | 34.2519
4234 | 15242400 | 5.3881 | 33.543 | 34.2545
4235 | 15246000 | 5.3882 | 33.5455 | 34.257
4236 | 15249600 | 5.3883 | 33.548 | 34.2595
4237 | 15253200 | 5.3884 | 33.5505 | 34.262
4238 | 15256800 | 5.3885 | 33.5531 | 34.2645
4239 | 15260400 | 5.3886 | 33.5556 | 34.267
4240 | 15264000 | 5.3887 | 33.5581 | 34.2695
4241 | 15267600 | 5.3888 | 33.5606 | 34.272
4242 | 15271200 | 5.3889 | 33.5631 | 34.2745
4243 | 15274800 | 5.389 | 33.5656 | 34.277
4244 | 15278400 | 5.3891 | 33.5681 | 34.2796
4245 | 15282000 | 5.3892 | 33.5706 | 34.2821
4246 | 15285600 | 5.3893 | 33.5731 | 34.2846
4247 | 15289200 | 5.3894 | 33.5756 | 34.2871
4248 | 15292800 | 5.3895 | 33.5781 | 34.2896
4249 | 15296400 | 5.3896 | 33.5806 | 34.2921
4250 | 15300000 | 5.3897 | 33.5831 | 34.2946
4251 | 15303600 | 5.3898 | 33.5856 | 34.2971
4252 | 15307200 | 5.3899 | 33.5881 | 34.2996
4253 | 15310800 | 5.39 | 33.5906 | 34.3021
4254 | 15314400 | 5.3901 | 33.5931 | 34.3046
4255 | 15318000 | 5.3902 | 33.5956 | 34.3071
4256 | 15321600 | 5.3903 | 33.5981 | 34.3096
4257 | 15325200 | 5.3904 | 33.6006 | 34.3121
4258 | 15328800 | 5.3905 | 33.6031 | 34.3146
4259 | 15332400 | 5.3906 | 33.6056 | 34.3172
4260 | 15336000 | 5.3907 | 33.6081 | 34.3197
4261 | 15339600 | 5.3908 | 33.6106 | 34.3222
4262 | 15343200 | 5.3909 | 33.6131 | 34.3247
4263 | 15346800 | 5.391 | 33.6156 | 34.3272
4264 | 15350400 | 5.3911 | 33.6181 | 34.3297
4265 | 15354000 | 5.3912 | 33.6206 | 34.3322
4266 | 15357600 | 5.3913 | 33.6231 | 34.3347
4267 | 15361200 | 5.3914 | 33.6256 | 34.3372
4268 | 15364800 | 5.3915 | 33.6281 | 34.3397
4269 | 15368400 | 5.3916 | 33.6306 | 34.3422
4270 | 15372000 | 5.3917 | 33.6331 | 34.3447
4271 | 15375600 | 5.3918 | 33.6356 | 34.3472
4272 | 15379200 | 5.3919 | 33.6381 | 34.3497
4273 | 15382800 | 5.392 | 33.6406 | 34.3522
4274 | 15386400 | 5.3921 | 33.6431 | 34.3547
4275 | 15390000 | 5.3922 | 33.6456 | 34.3572
4276 | 15393600 | 5.3923 | 33.6481 | 34.3597
4277 | 15397200 | 5.3924 | 33.6506 | 34.3622
4278 | 15400800 | 5.3925 | 33.6531 | 34.3647
4279 | 15404400 | 5.3926 | 33.6556 | 34.3672
4280 | 15408000 | 5.3927 | 33.6581 | 34.3697
4281 | 15411600 | 5.3928 | 33.6605 | 34.3722
4282 | 15415200 | 5.3929 | 33.663 | 34.3747
4283 | 15418800 | 5.393 | 33.6655 | 34.3772
4284 | 15422400 | 5.3931 | 33.668 | 34.3797
4285 | 15426000 | 5.3932 | 33.6705 | 34.3822
4286 | 15429600 | 5.3933 | 33.673 | 34.3847
4287 | 15433200 | 5.3934 | 33.6755 | 34.3872
4288 | 15436800 | 5.3935 | 33.678 | 34.3897
4289 | 15440400 | 5.3936 | 33.6805 | 34.3922
4290 | 15444000 | 5.3937 | 33.683 | 34.3946
4291 | 15447600 | 5.3938 | 33.6855 | 34.3971
4292 | 15451200 | 5.3939 | 33.688 | 34.3996
4293 | 15454800 | 5.394 | 33.6905 | 34.4021
4294 | 15458400 | 5.3941 | 33.6929 | 34.4046
4295 | 15462000 | 5.3942 | 33.6954 | 34.4071
4296 | 15465600 | 5.3943 | 33.6979 | 34.4096
4297 | 15469200 | 5.3944 | 33.7004 | 34.4121
4298 | 15472800 | 5.3944 | 33.7029 | 34.4146
4299 | 15476400 | 5.3945 | 33.7054 | 34.4171
4300 | 15480000 | 5.3946 | 33.7079 | 34.4196
4301 | 15483600 | 5.3947 | 33.7104 | 34.4221
4302 | 15487200 | 5.3948 | 33.7129 | 34.4246
4303 | 15490800 | 5.3949 | 33.7153 | 34.4271
4304 | 15494400 | 5.395 | 33.7178 | 34.4296
4305 | 15498000 | 5.3951 | 33.7203 | 34.4321
4306 | 15501600 | 5.3952 | 33.7228 | 34.4345
4307 | 15505200 | 5.3953 | 33.7253 | 34.437
4308 | 15508800 | 5.3954 | 33.7278 | 34.4395
4309 | 15512400 | 5.3955 | 33.7303 | 34.442
4310 | 15516000 | 5.3956 | 33.7328 | 34.4445
4311 | 15519600 | 5.3957 | 33.7352 | 34.447
4312 | 15523200 | 5.3958 | 33.7377 | 34.4495
4313 | 15526800 | 5.3959 | 33.7402 | 34.452
4314 | 15530400 | 5.396 | 33.7427 | 34.4545
4315 | 15534000 | 5.3961 | 33.7452 | 34.457
4316 | 15537600 | 5.3962 | 33.7477 | 34.4594
4317 | 15541200 | 5.3963 | 33.7502 | 34.4619
4318 | 15544800 | 5.3964 | 33.7526 | 34.4644
4319 | 15548400 | 5.3965 | 33.7551 | 34.4669
4320 | 15552000 | 5.3966 | 33.7576 | 34.4694
4321 | 15555600 | 5.3967 | 33.7601 | 34.4719
4322 | 15559200 | 5.3968 | 33.7626 | 34.4744
4323 | 15562800 | 5.3969 | 33.7651 | 34.4769
4324 | 15566400 | 5.397 | 33.7675 | 34.4793
4325 | 15570000 | 5.3971 | 33.77 | 34.4818
4326 | 15573600 | 5.3972 | 33.7725 | 34.4843
4327 | 15577200 | 5.3973 | 33.775 | 34.4868
4328 | 15580800 | 5.3974 | 33.7775 | 34.4893
4329 | 15584400 | 5.3975 | 33.7799 | 34.4918
4330 | 15588000 | 5.3976 | 33.7824 | 34.4943
4331 | 15591600 | 5.3977 | 33.7849 | 34.4967
4332 | 15595200 | 5.3978 | 33.7874 | 34.4992
4333 | 15598800 | 5.3979 | 33.7899 | 34.5017
4334 | 15602400 | 5.398 | 33.7923 | 34.5042
4335 | 15606000 | 5.3981 | 33.7948 | 34.5067
4336 | 15609600 | 5.3982 | 33.7973 | 34.5092
4337 | 15613200 | 5.3983 | 33.7998 | 34.5116
4338 | 15616800 | 5.3984 | 33.8023 | 34.5141
4339 | 15620400 | 5.3985 | 33.8047 | 34.5166
4340 | 15624000 | 5.3986 | 33.8072 | 34.5191
4341 | 15627600 | 5.3987 | 33.8097 | 34.5216
4342 | 15631200 | 5.3988 | 33.8122 | 34.5241
4343 | 15634800 | 5.3988 | 33.8146 | 34.5265
4344 | 15638400 | 5.3989 | 33.8171 | 34.529
4345 | 15642000 | 5.399 | 33.8196 | 34.5315
4346 | 15645600 | 5.3991 | 33.8221 | 34.534
4347 | 15649200 | 5.3992 | 33.8246 | 34.5365
4348 | 15652800 | 5.3993 | 33.827 | 34.5389
4349 | 15656400 | 5.3994 | 33.8295 | 34.5414
4350 | 15660000 | 5.3995 | 33.832 | 34.5439
4351 | 15663600 | 5.3996 | 33.8345 | 34.5464
4352 | 15667200 | 5.3997 | 33.8369 | 34.5489
4353 | 15670800 | 5.3998 | 33.8394 | 34.5513
4354 | 15674400 | 5.3999 | 33.8419 | 34.5538
4355 | 15678000 | 5.4 | 33.8444 | 34.5563
4356 | 15681600 | 5.4001 | 33.8468 | 34.5588
4357 | 15685200 | 5.4002 | 33.8493 | 34.5612
4358 | 15688800 | 5.4003 | 33.8518 | 34.5637
4359 | 15692400 | 5.4004 | 33.8542 | 34.5662
4360 | 15696000 | 5.4005 | 33.8567 | 34.5687
4361 | 15699600 | 5.4006 | 33.8592 | 34.5712
4362 | 15703200 | 5.4007 | 33.8617 | 34.5736
4363 | 15706800 | 5.4008 | 33.8641 | 34.5761
4364 | 15710400 | 5.4009 | 33.8666 | 34.5786
4365 | 15714000 | 5.401 | 33.8691 | 34.5811
4366 | 15717600 | 5.4011 | 33.8716 | 34.5835
4367 | 15721200 | 5.4012 | 33.874 | 34.586
4368 | 15724800 | 5.4013 | 33.8765 | 34.5885
4369 | 15728400 | 5.4014 | 33.879 | 34.591
4370 | 15732000 | 5.4015 | 33.8814 | 34.5934
4371 | 15735600 | 5.4016 | 33.8839 | 34.5959
4372 | 15739200 | 5.4017 | 33.8864 | 34.5984
4373 | 15742800 | 5.4017 | 33.8888 | 34.6008
4374 | 15746400 | 5.4018 | 33.8913 | 34.6033
4375 | 15750000 | 5.4019 | 33.8938 | 34.6058
4376 | 15753600 | 5.402 | 33.8962 | 34.6083
4377 | 15757200 | 5.4021 | 33.8987 | 34.6107
4378 | 15760800 | 5.4022 | 33.9012 | 34.6132
4379 | 15764400 | 5.4023 | 33.9037 | 34.6157
4380 | 15768000 | 5.4024 | 33.9061 | 34.6182
4381 | 15771600 | 5.4025 | 33.9086 | 34.6206
4382 | 15775200 | 5.4026 | 33.9111 | 34.6231
4383 | 15778800 | 5.4027 | 33.9135 | 34.6256
4384 | 15782400 | 5.4028 | 33.916 | 34.628
4385 | 15786000 | 5.4029 | 33.9185 | 34.6305
4386 | 15789600 | 5.403 | 33.9209 | 34.633
4387 | 15793200 | 5.4031 | 33.9234 | 34.6354
4388 | 15796800 | 5.4032 | 33.9258 | 34.6379
4389 | 15800400 | 5.4033 | 33.9283 | 34.6404
4390 | 15804000 | 5.4034 | 33.9308 | 34.6429
4391 | 15807600 | 5.4035 | 33.9332 | 34.6453
4392 | 15811200 | 5.4036 | 33.9357 | 34.6478
4393 | 15814800 | 5.4037 | 33.9382 | 34.6503
4394 | 15818400 | 5.4038 | 33.9406 | 34.6527
4395 | 15822000 | 5.4039 | 33.9431 | 34.6552
4396 | 15825600 | 5.4039 | 33.9456 | 34.6577
4397 | 15829200 | 5.404 | 33.948 | 34.6601
4398 | 15832800 | 5.4041 | 33.9505 | 34.6626
4399 | 15836400 | 5.4042 | 33.9529 | 34.6651
4400 | 15840000 | 5.4043 | 33.9554 | 34.6675
4401 | 15843600 | 5.4044 | 33.9579 | 34.67
4402 | 15847200 | 5.4045 | 33.9603 | 34.6725
4403 | 15850800 | 5.4046 | 33.9628 | 34.6749
4404 | 15854400 | 5.4047 | 33.9653 | 34.6774
4405 | 15858000 | 5.4048 | 33.9677 | 34.6798
4406 | 15861600 | 5.4049 | 33.9702 | 34.6823
4407 | 15865200 | 5.405 | 33.9726 | 34.6848
4408 | 15868800 | 5.4051 | 33.9751 | 34.6872
4409 | 15872400 | 5.4052 | 33.9776 | 34.6897
4410 | 15876000 | 5.4053 | 33.98 | 34.6922
4411 | 15879600 | 5.4054 | 33.9825 | 34.6946
4412 | 15883200 | 5.4055 | 33.9849 | 34.6971
4413 | 15886800 | 5.4056 | 33.9874 | 34.6996
4414 | 15890400 | 5.4057 | 33.9899 | 34.702
4415 | 15894000 | 5.4058 | 33.9923 | 34.7045
4416 | 15897600 | 5.4059 | 33.9948 | 34.7069
4417 | 15901200 | 5.4059 | 33.9972 | 34.7094
4418 | 15904800 | 5.406 | 33.9997 | 34.7119
4419 | 15908400 | 5.4061 | 34.0021 | 34.7143
4420 | 15912000 | 5.4062 | 34.0046 | 34.7168
4421 | 15915600 | 5.4063 | 34.0071 | 34.7192
4422 | 15919200 | 5.4064 | 34.0095 | 34.7217
4423 | 15922800 | 5.4065 | 34.012 | 34.7242
4424 | 15926400 | 5.4066 | 34.0144 | 34.7266
4425 | 15930000 | 5.4067 | 34.0169 | 34.7291
4426 | 15933600 | 5.4068 | 34.0193 | 34.7315
4427 | 15937200 | 5.4069 | 34.0218 | 34.734
4428 | 15940800 | 5.407 | 34.0242 | 34.7365
4429 | 15944400 | 5.4071 | 34.0267 | 34.7389
4430 | 15948000 | 5.4072 | 34.0292 | 34.7414
4431 | 15951600 | 5.4073 | 34.0316 | 34.7438
4432 | 15955200 | 5.4074 | 34.0341 | 34.7463
4433 | 15958800 | 5.4075 | 34.0365 | 34.7488
4434 | 15962400 | 5.4076 | 34.039 | 34.7512
4435 | 15966000 | 5.4076 | 34.0414 | 34.7537
4436 | 15969600 | 5.4077 | 34.0439 | 34.7561
4437 | 15973200 | 5.4078 | 34.0463 | 34.7586
4438 | 15976800 | 5.4079 | 34.0488 | 34.761
4439 | 15980400 | 5.408 | 34.0512 | 34.7635
4440 | 15984000 | 5.4081 | 34.0537 | 34.7659
4441 | 15987600 | 5.4082 | 34.0561 | 34.7684
4442 | 15991200 | 5.4083 | 34.0586 | 34.7709
4443 | 15994800 | 5.4084 | 34.061 | 34.7733
4444 | 15998400 | 5.4085 | 34.0635 | 34.7758
4445 | 16002000 | 5.4086 | 34.0659 | 34.7782
4446 | 16005600 | 5.4087 | 34.0684 | 34.7807
4447 | 16009200 | 5.4088 | 34.0708 | 34.7831
4448 | 16012800 | 5.4089 | 34.0733 | 34.7856
4449 | 16016400 | 5.409 | 34.0757 | 34.788
4450 | 16020000 | 5.4091 | 34.0782 | 34.7905
4451 | 16023600 | 5.4092 | 34.0806 | 34.7929
4452 | 16027200 | 5.4092 | 34.0831 | 34.7954
4453 | 16030800 | 5.4093 | 34.0855 | 34.7978
4454 | 16034400 | 5.4094 | 34.088 | 34.8003
4455 | 16038000 | 5.4095 | 34.0904 | 34.8027
4456 | 16041600 | 5.4096 | 34.0929 | 34.8052
4457 | 16045200 | 5.4097 | 34.0953 | 34.8077
4458 | 16048800 | 5.4098 | 34.0978 | 34.8101
4459 | 16052400 | 5.4099 | 34.1002 | 34.8126
4460 | 16056000 | 5.41 | 34.1027 | 34.815
4461 | 16059600 | 5.4101 | 34.1051 | 34.8175
4462 | 16063200 | 5.4102 | 34.1075 | 34.8199
4463 | 16066800 | 5.4103 | 34.11 | 34.8224
4464 | 16070400 | 5.4104 | 34.1124 | 34.8248
4465 | 16074000 | 5.4105 | 34.1149 | 34.8273
4466 | 16077600 | 5.4106 | 34.1173 | 34.8297
4467 | 16081200 | 5.4106 | 34.1198 | 34.8321
4468 | 16084800 | 5.4107 | 34.1222 | 34.8346
4469 | 16088400 | 5.4108 | 34.1247 | 34.837
4470 | 16092000 | 5.4109 | 34.1271 | 34.8395
4471 | 16095600 | 5.411 | 34.1295 | 34.8419
4472 | 16099200 | 5.4111 | 34.132 | 34.8444
4473 | 16102800 | 5.4112 | 34.1344 | 34.8468
4474 | 16106400 | 5.4113 | 34.1369 | 34.8493
4475 | 16110000 | 5.4114 | 34.1393 | 34.8517
4476 | 16113600 | 5.4115 | 34.1418 | 34.8542
4477 | 16117200 | 5.4116 | 34.1442 | 34.8566
4478 | 16120800 | 5.4117 | 34.1466 | 34.8591
4479 | 16124400 | 5.4118 | 34.1491 | 34.8615
4480 | 16128000 | 5.4119 | 34.1515 | 34.864
4481 | 16131600 | 5.4119 | 34.154 | 34.8664
4482 | 16135200 | 5.412 | 34.1564 | 34.8688
4483 | 16138800 | 5.4121 | 34.1588 | 34.8713
4484 | 16142400 | 5.4122 | 34.1613 | 34.8737
4485 | 16146000 | 5.4123 | 34.1637 | 34.8762
4486 | 16149600 | 5.4124 | 34.1662 | 34.8786
4487 | 16153200 | 5.4125 | 34.1686 | 34.8811
4488 | 16156800 | 5.4126 | 34.171 | 34.8835
4489 | 16160400 | 5.4127 | 34.1735 | 34.8859
4490 | 16164000 | 5.4128 | 34.1759 | 34.8884
4491 | 16167600 | 5.4129 | 34.1784 | 34.8908
4492 | 16171200 | 5.413 | 34.1808 | 34.8933
4493 | 16174800 | 5.4131 | 34.1832 | 34.8957
4494 | 16178400 | 5.4132 | 34.1857 | 34.8982
4495 | 16182000 | 5.4132 | 34.1881 | 34.9006
4496 | 16185600 | 5.4133 | 34.1906 | 34.903
4497 | 16189200 | 5.4134 | 34.193 | 34.9055
4498 | 16192800 | 5.4135 | 34.1954 | 34.9079
4499 | 16196400 | 5.4136 | 34.1979 | 34.9104
4500 | 16200000 | 5.4137 | 34.2003 | 34.9128
4501 | 16203600 | 5.4138 | 34.2027 | 34.9152
4502 | 16207200 | 5.4139 | 34.2052 | 34.9177
4503 | 16210800 | 5.414 | 34.2076 | 34.9201
4504 | 16214400 | 5.4141 | 34.21 | 34.9226
4505 | 16218000 | 5.4142 | 34.2125 | 34.925
4506 | 16221600 | 5.4143 | 34.2149 | 34.9274
4507 | 16225200 | 5.4144 | 34.2173 | 34.9299
4508 | 16228800 | 5.4144 | 34.2198 | 34.9323
4509 | 16232400 | 5.4145 | 34.2222 | 34.9347
4510 | 16236000 | 5.4146 | 34.2246 | 34.9372
4511 | 16239600 | 5.4147 | 34.2271 | 34.9396
4512 | 16243200 | 5.4148 | 34.2295 | 34.9421
4513 | 16246800 | 5.4149 | 34.2319 | 34.9445
4514 | 16250400 | 5.415 | 34.2344 | 34.9469
4515 | 16254000 | 5.4151 | 34.2368 | 34.9494
4516 | 16257600 | 5.4152 | 34.2392 | 34.9518
4517 | 16261200 | 5.4153 | 34.2417 | 34.9542
4518 | 16264800 | 5.4154 | 34.2441 | 34.9567
4519 | 16268400 | 5.4155 | 34.2465 | 34.9591
4520 | 16272000 | 5.4155 | 34.249 | 34.9615
4521 | 16275600 | 5.4156 | 34.2514 | 34.964
4522 | 16279200 | 5.4157 | 34.2538 | 34.9664
4523 | 16282800 | 5.4158 | 34.2563 | 34.9688
4524 | 16286400 | 5.4159 | 34.2587 | 34.9713
4525 | 16290000 | 5.416 | 34.2611 | 34.9737
4526 | 16293600 | 5.4161 | 34.2635 | 34.9761
4527 | 16297200 | 5.4162 | 34.266 | 34.9786
4528 | 16300800 | 5.4163 | 34.2684 | 34.981
4529 | 16304400 | 5.4164 | 34.2708 | 34.9834
4530 | 16308000 | 5.4165 | 34.2733 | 34.9859
4531 | 16311600 | 5.4166 | 34.2757 | 34.9883
4532 | 16315200 | 5.4166 | 34.2781 | 34.9907
4533 | 16318800 | 5.4167 | 34.2805 | 34.9932
4534 | 16322400 | 5.4168 | 34.283 | 34.9956
4535 | 16326000 | 5.4169 | 34.2854 | 34.998
4536 | 16329600 | 5.417 | 34.2878 | 35.0005
4537 | 16333200 | 5.4171 | 34.2903 | 35.0029
4538 | 16336800 | 5.4172 | 34.2927 | 35.0053
4539 | 16340400 | 5.4173 | 34.2951 | 35.0078
4540 | 16344000 | 5.4174 | 34.2975 | 35.0102
4541 | 16347600 | 5.4175 | 34.3 | 35.0126
4542 | 16351200 | 5.4176 | 34.3024 | 35.015
4543 | 16354800 | 5.4176 | 34.3048 | 35.0175
4544 | 16358400 | 5.4177 | 34.3072 | 35.0199
4545 | 16362000 | 5.4178 | 34.3097 | 35.0223
4546 | 16365600 | 5.4179 | 34.3121 | 35.0248
4547 | 16369200 | 5.418 | 34.3145 | 35.0272
4548 | 16372800 | 5.4181 | 34.3169 | 35.0296
4549 | 16376400 | 5.4182 | 34.3194 | 35.032
4550 | 16380000 | 5.4183 | 34.3218 | 35.0345
4551 | 16383600 | 5.4184 | 34.3242 | 35.0369
4552 | 16387200 | 5.4185 | 34.3266 | 35.0393
4553 | 16390800 | 5.4186 | 34.329 | 35.0418
4554 | 16394400 | 5.4186 | 34.3315 | 35.0442
4555 | 16398000 | 5.4187 | 34.3339 | 35.0466
4556 | 16401600 | 5.4188 | 34.3363 | 35.049
4557 | 16405200 | 5.4189 | 34.3387 | 35.0515
4558 | 16408800 | 5.419 | 34.3412 | 35.0539
4559 | 16412400 | 5.4191 | 34.3436 | 35.0563
4560 | 16416000 | 5.4192 | 34.346 | 35.0587
4561 | 16419600 | 5.4193 | 34.3484 | 35.0612
4562 | 16423200 | 5.4194 | 34.3508 | 35.0636
4563 | 16426800 | 5.4195 | 34.3533 | 35.066
4564 | 16430400 | 5.4196 | 34.3557 | 35.0684
4565 | 16434000 | 5.4196 | 34.3581 | 35.0708
4566 | 16437600 | 5.4197 | 34.3605 | 35.0733
4567 | 16441200 | 5.4198 | 34.3629 | 35.0757
4568 | 16444800 | 5.4199 | 34.3654 | 35.0781
4569 | 16448400 | 5.42 | 34.3678 | 35.0805
4570 | 16452000 | 5.4201 | 34.3702 | 35.083
4571 | 16455600 | 5.4202 | 34.3726 | 35.0854
4572 | 16459200 | 5.4203 | 34.375 | 35.0878
4573 | 16462800 | 5.4204 | 34.3774 | 35.0902
4574 | 16466400 | 5.4205 | 34.3799 | 35.0926
4575 | 16470000 | 5.4205 | 34.3823 | 35.0951
4576 | 16473600 | 5.4206 | 34.3847 | 35.0975
4577 | 16477200 | 5.4207 | 34.3871 | 35.0999
4578 | 16480800 | 5.4208 | 34.3895 | 35.1023
4579 | 16484400 | 5.4209 | 34.3919 | 35.1047
4580 | 16488000 | 5.421 | 34.3944 | 35.1072
4581 | 16491600 | 5.4211 | 34.3968 | 35.1096
4582 | 16495200 | 5.4212 | 34.3992 | 35.112
4583 | 16498800 | 5.4213 | 34.4016 | 35.1144
4584 | 16502400 | 5.4214 | 34.404 | 35.1168
4585 | 16506000 | 5.4214 | 34.4064 | 35.1193
4586 | 16509600 | 5.4215 | 34.4089 | 35.1217
4587 | 16513200 | 5.4216 | 34.4113 | 35.1241
4588 | 16516800 | 5.4217 | 34.4137 | 35.1265
4589 | 16520400 | 5.4218 | 34.4161 | 35.1289
4590 | 16524000 | 5.4219 | 34.4185 | 35.1313
4591 | 16527600 | 5.422 | 34.4209 | 35.1338
4592 | 16531200 | 5.4221 | 34.4233 | 35.1362
4593 | 16534800 | 5.4222 | 34.4257 | 35.1386
4594 | 16538400 | 5.4223 | 34.4282 | 35.141
4595 | 16542000 | 5.4223 | 34.4306 | 35.1434
4596 | 16545600 | 5.4224 | 34.433 | 35.1458
4597 | 16549200 | 5.4225 | 34.4354 | 35.1483
4598 | 16552800 | 5.4226 | 34.4378 | 35.1507
4599 | 16556400 | 5.4227 | 34.4402 | 35.1531
4600 | 16560000 | 5.4228 | 34.4426 | 35.1555
4601 | 16563600 | 5.4229 | 34.445 | 35.1579
4602 | 16567200 | 5.423 | 34.4474 | 35.1603
4603 | 16570800 | 5.4231 | 34.4499 | 35.1627
4604 | 16574400 | 5.4231 | 34.4523 | 35.1652
4605 | 16578000 | 5.4232 | 34.4547 | 35.1676
4606 | 16581600 | 5.4233 | 34.4571 | 35.17
4607 | 16585200 | 5.4234 | 34.4595 | 35.1724
4608 | 16588800 | 5.4235 | 34.4619 | 35.1748
4609 | 16592400 | 5.4236 | 34.4643 | 35.1772
4610 | 16596000 | 5.4237 | 34.4667 | 35.1796
4611 | 16599600 | 5.4238 | 34.4691 | 35.1821
4612 | 16603200 | 5.4239 | 34.4715 | 35.1845
4613 | 16606800 | 5.4239 | 34.4739 | 35.1869
4614 | 16610400 | 5.424 | 34.4764 | 35.1893
4615 | 16614000 | 5.4241 | 34.4788 | 35.1917
4616 | 16617600 | 5.4242 | 34.4812 | 35.1941
4617 | 16621200 | 5.4243 | 34.4836 | 35.1965
4618 | 16624800 | 5.4244 | 34.486 | 35.1989
4619 | 16628400 | 5.4245 | 34.4884 | 35.2013
4620 | 16632000 | 5.4246 | 34.4908 | 35.2037
4621 | 16635600 | 5.4247 | 34.4932 | 35.2062
4622 | 16639200 | 5.4247 | 34.4956 | 35.2086
4623 | 16642800 | 5.4248 | 34.498 | 35.211
4624 | 16646400 | 5.4249 | 34.5004 | 35.2134
4625 | 16650000 | 5.425 | 34.5028 | 35.2158
4626 | 16653600 | 5.4251 | 34.5052 | 35.2182
4627 | 16657200 | 5.4252 | 34.5076 | 35.2206
4628 | 16660800 | 5.4253 | 34.51 | 35.223
4629 | 16664400 | 5.4254 | 34.5124 | 35.2254
4630 | 16668000 | 5.4255 | 34.5148 | 35.2278
4631 | 16671600 | 5.4255 | 34.5172 | 35.2302
4632 | 16675200 | 5.4256 | 34.5196 | 35.2326
4633 | 16678800 | 5.4257 | 34.522 | 35.235
4634 | 16682400 | 5.4258 | 34.5244 | 35.2375
4635 | 16686000 | 5.4259 | 34.5269 | 35.2399
4636 | 16689600 | 5.426 | 34.5293 | 35.2423
4637 | 16693200 | 5.4261 | 34.5317 | 35.2447
4638 | 16696800 | 5.4262 | 34.5341 | 35.2471
4639 | 16700400 | 5.4263 | 34.5365 | 35.2495
4640 | 16704000 | 5.4263 | 34.5389 | 35.2519
4641 | 16707600 | 5.4264 | 34.5413 | 35.2543
4642 | 16711200 | 5.4265 | 34.5437 | 35.2567
4643 | 16714800 | 5.4266 | 34.5461 | 35.2591
4644 | 16718400 | 5.4267 | 34.5485 | 35.2615
4645 | 16722000 | 5.4268 | 34.5509 | 35.2639
4646 | 16725600 | 5.4269 | 34.5533 | 35.2663
4647 | 16729200 | 5.427 | 34.5557 | 35.2687
4648 | 16732800 | 5.427 | 34.5581 | 35.2711
4649 | 16736400 | 5.4271 | 34.5605 | 35.2735
4650 | 16740000 | 5.4272 | 34.5629 | 35.2759
4651 | 16743600 | 5.4273 | 34.5653 | 35.2783
4652 | 16747200 | 5.4274 | 34.5677 | 35.2807
4653 | 16750800 | 5.4275 | 34.57 | 35.2831
4654 | 16754400 | 5.4276 | 34.5724 | 35.2855
4655 | 16758000 | 5.4277 | 34.5748 | 35.2879
4656 | 16761600 | 5.4277 | 34.5772 | 35.2903
4657 | 16765200 | 5.4278 | 34.5796 | 35.2927
4658 | 16768800 | 5.4279 | 34.582 | 35.2951
4659 | 16772400 | 5.428 | 34.5844 | 35.2975
4660 | 16776000 | 5.4281 | 34.5868 | 35.2999
4661 | 16779600 | 5.4282 | 34.5892 | 35.3023
4662 | 16783200 | 5.4283 | 34.5916 | 35.3047
4663 | 16786800 | 5.4284 | 34.594 | 35.3071
4664 | 16790400 | 5.4285 | 34.5964 | 35.3095
4665 | 16794000 | 5.4285 | 34.5988 | 35.3119
4666 | 16797600 | 5.4286 | 34.6012 | 35.3143
4667 | 16801200 | 5.4287 | 34.6036 | 35.3167
4668 | 16804800 | 5.4288 | 34.606 | 35.3191
4669 | 16808400 | 5.4289 | 34.6084 | 35.3215
4670 | 16812000 | 5.429 | 34.6108 | 35.3239
4671 | 16815600 | 5.4291 | 34.6132 | 35.3263
4672 | 16819200 | 5.4292 | 34.6156 | 35.3287
4673 | 16822800 | 5.4292 | 34.618 | 35.3311
4674 | 16826400 | 5.4293 | 34.6203 | 35.3335
4675 | 16830000 | 5.4294 | 34.6227 | 35.3359
4676 | 16833600 | 5.4295 | 34.6251 | 35.3383
4677 | 16837200 | 5.4296 | 34.6275 | 35.3407
4678 | 16840800 | 5.4297 | 34.6299 | 35.3431
4679 | 16844400 | 5.4298 | 34.6323 | 35.3455
4680 | 16848000 | 5.4299 | 34.6347 | 35.3479
4681 | 16851600 | 5.4299 | 34.6371 | 35.3503
4682 | 16855200 | 5.43 | 34.6395 | 35.3527
4683 | 16858800 | 5.4301 | 34.6419 | 35.3551
4684 | 16862400 | 5.4302 | 34.6443 | 35.3575
4685 | 16866000 | 5.4303 | 34.6467 | 35.3598
4686 | 16869600 | 5.4304 | 34.649 | 35.3622
4687 | 16873200 | 5.4305 | 34.6514 | 35.3646
4688 | 16876800 | 5.4305 | 34.6538 | 35.367
4689 | 16880400 | 5.4306 | 34.6562 | 35.3694
4690 | 16884000 | 5.4307 | 34.6586 | 35.3718
4691 | 16887600 | 5.4308 | 34.661 | 35.3742
4692 | 16891200 | 5.4309 | 34.6634 | 35.3766
4693 | 16894800 | 5.431 | 34.6658 | 35.379
4694 | 16898400 | 5.4311 | 34.6682 | 35.3814
4695 | 16902000 | 5.4312 | 34.6705 | 35.3838
4696 | 16905600 | 5.4312 | 34.6729 | 35.3862
4697 | 16909200 | 5.4313 | 34.6753 | 35.3886
4698 | 16912800 | 5.4314 | 34.6777 | 35.3909
4699 | 16916400 | 5.4315 | 34.6801 | 35.3933
4700 | 16920000 | 5.4316 | 34.6825 | 35.3957
4701 | 16923600 | 5.4317 | 34.6849 | 35.3981
4702 | 16927200 | 5.4318 | 34.6872 | 35.4005
4703 | 16930800 | 5.4318 | 34.6896 | 35.4029
4704 | 16934400 | 5.4319 | 34.692 | 35.4053
4705 | 16938000 | 5.432 | 34.6944 | 35.4077
4706 | 16941600 | 5.4321 | 34.6968 | 35.4101
4707 | 16945200 | 5.4322 | 34.6992 | 35.4124
4708 | 16948800 | 5.4323 | 34.7016 | 35.4148
4709 | 16952400 | 5.4324 | 34.7039 | 35.4172
4710 | 16956000 | 5.4325 | 34.7063 | 35.4196
4711 | 16959600 | 5.4325 | 34.7087 | 35.422
4712 | 16963200 | 5.4326 | 34.7111 | 35.4244
4713 | 16966800 | 5.4327 | 34.7135 | 35.4268
4714 | 16970400 | 5.4328 | 34.7159 | 35.4292
4715 | 16974000 | 5.4329 | 34.7182 | 35.4315
4716 | 16977600 | 5.433 | 34.7206 | 35.4339
4717 | 16981200 | 5.4331 | 34.723 | 35.4363
4718 | 16984800 | 5.4331 | 34.7254 | 35.4387
4719 | 16988400 | 5.4332 | 34.7278 | 35.4411
4720 | 16992000 | 5.4333 | 34.7302 | 35.4435
4721 | 16995600 | 5.4334 | 34.7325 | 35.4459
4722 | 16999200 | 5.4335 | 34.7349 | 35.4482
4723 | 17002800 | 5.4336 | 34.7373 | 35.4506
4724 | 17006400 | 5.4337 | 34.7397 | 35.453
4725 | 17010000 | 5.4337 | 34.7421 | 35.4554
4726 | 17013600 | 5.4338 | 34.7444 | 35.4578
4727 | 17017200 | 5.4339 | 34.7468 | 35.4602
4728 | 17020800 | 5.434 | 34.7492 | 35.4625
4729 | 17024400 | 5.4341 | 34.7516 | 35.4649
4730 | 17028000 | 5.4342 | 34.754 | 35.4673
4731 | 17031600 | 5.4343 | 34.7563 | 35.4697
4732 | 17035200 | 5.4343 | 34.7587 | 35.4721
4733 | 17038800 | 5.4344 | 34.7611 | 35.4745
4734 | 17042400 | 5.4345 | 34.7635 | 35.4768
4735 | 17046000 | 5.4346 | 34.7658 | 35.4792
4736 | 17049600 | 5.4347 | 34.7682 | 35.4816
4737 | 17053200 | 5.4348 | 34.7706 | 35.484
4738 | 17056800 | 5.4349 | 34.773 | 35.4864
4739 | 17060400 | 5.4349 | 34.7754 | 35.4887
4740 | 17064000 | 5.435 | 34.7777 | 35.4911
4741 | 17067600 | 5.4351 | 34.7801 | 35.4935
4742 | 17071200 | 5.4352 | 34.7825 | 35.4959
4743 | 17074800 | 5.4353 | 34.7849 | 35.4983
4744 | 17078400 | 5.4354 | 34.7872 | 35.5006
4745 | 17082000 | 5.4355 | 34.7896 | 35.503
4746 | 17085600 | 5.4355 | 34.792 | 35.5054
4747 | 17089200 | 5.4356 | 34.7944 | 35.5078
4748 | 17092800 | 5.4357 | 34.7967 | 35.5102
4749 | 17096400 | 5.4358 | 34.7991 | 35.5125
4750 | 17100000 | 5.4359 | 34.8015 | 35.5149
4751 | 17103600 | 5.436 | 34.8039 | 35.5173
4752 | 17107200 | 5.4361 | 34.8062 | 35.5197
4753 | 17110800 | 5.4361 | 34.8086 | 35.5221
4754 | 17114400 | 5.4362 | 34.811 | 35.5244
4755 | 17118000 | 5.4363 | 34.8134 | 35.5268
4756 | 17121600 | 5.4364 | 34.8157 | 35.5292
4757 | 17125200 | 5.4365 | 34.8181 | 35.5316
4758 | 17128800 | 5.4366 | 34.8205 | 35.5339
4759 | 17132400 | 5.4367 | 34.8229 | 35.5363
4760 | 17136000 | 5.4367 | 34.8252 | 35.5387
4761 | 17139600 | 5.4368 | 34.8276 | 35.5411
4762 | 17143200 | 5.4369 | 34.83 | 35.5434
4763 | 17146800 | 5.437 | 34.8323 | 35.5458
4764 | 17150400 | 5.4371 | 34.8347 | 35.5482
4765 | 17154000 | 5.4372 | 34.8371 | 35.5506
4766 | 17157600 | 5.4373 | 34.8395 | 35.5529
4767 | 17161200 | 5.4373 | 34.8418 | 35.5553
4768 | 17164800 | 5.4374 | 34.8442 | 35.5577
4769 | 17168400 | 5.4375 | 34.8466 | 35.5601
4770 | 17172000 | 5.4376 | 34.8489 | 35.5624
4771 | 17175600 | 5.4377 | 34.8513 | 35.5648
4772 | 17179200 | 5.4378 | 34.8537 | 35.5672
4773 | 17182800 | 5.4378 | 34.856 | 35.5695
4774 | 17186400 | 5.4379 | 34.8584 | 35.5719
4775 | 17190000 | 5.438 | 34.8608 | 35.5743
4776 | 17193600 | 5.4381 | 34.8631 | 35.5767
4777 | 17197200 | 5.4382 | 34.8655 | 35.579
4778 | 17200800 | 5.4383 | 34.8679 | 35.5814
4779 | 17204400 | 5.4384 | 34.8703 | 35.5838
4780 | 17208000 | 5.4384 | 34.8726 | 35.5862
4781 | 17211600 | 5.4385 | 34.875 | 35.5885
4782 | 17215200 | 5.4386 | 34.8774 | 35.5909
4783 | 17218800 | 5.4387 | 34.8797 | 35.5933
4784 | 17222400 | 5.4388 | 34.8821 | 35.5956
4785 | 17226000 | 5.4389 | 34.8845 | 35.598
4786 | 17229600 | 5.4389 | 34.8868 | 35.6004
4787 | 17233200 | 5.439 | 34.8892 | 35.6027
4788 | 17236800 | 5.4391 | 34.8915 | 35.6051
4789 | 17240400 | 5.4392 | 34.8939 | 35.6075
4790 | 17244000 | 5.4393 | 34.8963 | 35.6098
4791 | 17247600 | 5.4394 | 34.8986 | 35.6122
4792 | 17251200 | 5.4395 | 34.901 | 35.6146
4793 | 17254800 | 5.4395 | 34.9034 | 35.617
4794 | 17258400 | 5.4396 | 34.9057 | 35.6193
4795 | 17262000 | 5.4397 | 34.9081 | 35.6217
4796 | 17265600 | 5.4398 | 34.9105 | 35.6241
4797 | 17269200 | 5.4399 | 34.9128 | 35.6264
4798 | 17272800 | 5.44 | 34.9152 | 35.6288
4799 | 17276400 | 5.44 | 34.9176 | 35.6312
4800 | 17280000 | 5.4401 | 34.9199 | 35.6335
4801 | 17283600 | 5.4402 | 34.9223 | 35.6359
4802 | 17287200 | 5.4403 | 34.9246 | 35.6383
4803 | 17290800 | 5.4404 | 34.927 | 35.6406
4804 | 17294400 | 5.4405 | 34.9294 | 35.643
4805 | 17298000 | 5.4405 | 34.9317 | 35.6453
4806 | 17301600 | 5.4406 | 34.9341 | 35.6477
4807 | 17305200 | 5.4407 | 34.9365 | 35.6501
4808 | 17308800 | 5.4408 | 34.9388 | 35.6524
4809 | 17312400 | 5.4409 | 34.9412 | 35.6548
4810 | 17316000 | 5.441 | 34.9435 | 35.6572
4811 | 17319600 | 5.441 | 34.9459 | 35.6595
4812 | 17323200 | 5.4411 | 34.9483 | 35.6619
4813 | 17326800 | 5.4412 | 34.9506 | 35.6643
4814 | 17330400 | 5.4413 | 34.953 | 35.6666
4815 | 17334000 | 5.4414 | 34.9553 | 35.669
4816 | 17337600 | 5.4415 | 34.9577 | 35.6713
4817 | 17341200 | 5.4416 | 34.96 | 35.6737
4818 | 17344800 | 5.4416 | 34.9624 | 35.6761
4819 | 17348400 | 5.4417 | 34.9648 | 35.6784
4820 | 17352000 | 5.4418 | 34.9671 | 35.6808
4821 | 17355600 | 5.4419 | 34.9695 | 35.6832
4822 | 17359200 | 5.442 | 34.9718 | 35.6855
4823 | 17362800 | 5.4421 | 34.9742 | 35.6879
4824 | 17366400 | 5.4421 | 34.9766 | 35.6902
4825 | 17370000 | 5.4422 | 34.9789 | 35.6926
4826 | 17373600 | 5.4423 | 34.9813 | 35.695
4827 | 17377200 | 5.4424 | 34.9836 | 35.6973
4828 | 17380800 | 5.4425 | 34.986 | 35.6997
4829 | 17384400 | 5.4426 | 34.9883 | 35.702
4830 | 17388000 | 5.4426 | 34.9907 | 35.7044
4831 | 17391600 | 5.4427 | 34.993 | 35.7068
4832 | 17395200 | 5.4428 | 34.9954 | 35.7091
4833 | 17398800 | 5.4429 | 34.9978 | 35.7115
4834 | 17402400 | 5.443 | 35.0001 | 35.7138
4835 | 17406000 | 5.4431 | 35.0025 | 35.7162
4836 | 17409600 | 5.4431 | 35.0048 | 35.7186
4837 | 17413200 | 5.4432 | 35.0072 | 35.7209
4838 | 17416800 | 5.4433 | 35.0095 | 35.7233
4839 | 17420400 | 5.4434 | 35.0119 | 35.7256
4840 | 17424000 | 5.4435 | 35.0142 | 35.728
4841 | 17427600 | 5.4436 | 35.0166 | 35.7303
4842 | 17431200 | 5.4436 | 35.0189 | 35.7327
4843 | 17434800 | 5.4437 | 35.0213 | 35.735
4844 | 17438400 | 5.4438 | 35.0236 | 35.7374
4845 | 17442000 | 5.4439 | 35.026 | 35.7398
4846 | 17445600 | 5.444 | 35.0284 | 35.7421
4847 | 17449200 | 5.4441 | 35.0307 | 35.7445
4848 | 17452800 | 5.4441 | 35.0331 | 35.7468
4849 | 17456400 | 5.4442 | 35.0354 | 35.7492
4850 | 17460000 | 5.4443 | 35.0378 | 35.7515
4851 | 17463600 | 5.4444 | 35.0401 | 35.7539
4852 | 17467200 | 5.4445 | 35.0425 | 35.7562
4853 | 17470800 | 5.4445 | 35.0448 | 35.7586
4854 | 17474400 | 5.4446 | 35.0472 | 35.761
4855 | 17478000 | 5.4447 | 35.0495 | 35.7633
4856 | 17481600 | 5.4448 | 35.0519 | 35.7657
4857 | 17485200 | 5.4449 | 35.0542 | 35.768
4858 | 17488800 | 5.445 | 35.0566 | 35.7704
4859 | 17492400 | 5.445 | 35.0589 | 35.7727
4860 | 17496000 | 5.4451 | 35.0613 | 35.7751
4861 | 17499600 | 5.4452 | 35.0636 | 35.7774
4862 | 17503200 | 5.4453 | 35.066 | 35.7798
4863 | 17506800 | 5.4454 | 35.0683 | 35.7821
4864 | 17510400 | 5.4455 | 35.0707 | 35.7845
4865 | 17514000 | 5.4455 | 35.073 | 35.7868
4866 | 17517600 | 5.4456 | 35.0753 | 35.7892
4867 | 17521200 | 5.4457 | 35.0777 | 35.7915
4868 | 17524800 | 5.4458 | 35.08 | 35.7939
4869 | 17528400 | 5.4459 | 35.0824 | 35.7962
4870 | 17532000 | 5.446 | 35.0847 | 35.7986
4871 | 17535600 | 5.446 | 35.0871 | 35.8009
4872 | 17539200 | 5.4461 | 35.0894 | 35.8033
4873 | 17542800 | 5.4462 | 35.0918 | 35.8056
4874 | 17546400 | 5.4463 | 35.0941 | 35.808
4875 | 17550000 | 5.4464 | 35.0965 | 35.8103
4876 | 17553600 | 5.4464 | 35.0988 | 35.8127
4877 | 17557200 | 5.4465 | 35.1012 | 35.815
4878 | 17560800 | 5.4466 | 35.1035 | 35.8174
4879 | 17564400 | 5.4467 | 35.1058 | 35.8197
4880 | 17568000 | 5.4468 | 35.1082 | 35.8221
4881 | 17571600 | 5.4469 | 35.1105 | 35.8244
4882 | 17575200 | 5.4469 | 35.1129 | 35.8268
4883 | 17578800 | 5.447 | 35.1152 | 35.8291
4884 | 17582400 | 5.4471 | 35.1176 | 35.8315
4885 | 17586000 | 5.4472 | 35.1199 | 35.8338
4886 | 17589600 | 5.4473 | 35.1222 | 35.8362
4887 | 17593200 | 5.4473 | 35.1246 | 35.8385
4888 | 17596800 | 5.4474 | 35.1269 | 35.8408
4889 | 17600400 | 5.4475 | 35.1293 | 35.8432
4890 | 17604000 | 5.4476 | 35.1316 | 35.8455
4891 | 17607600 | 5.4477 | 35.134 | 35.8479
4892 | 17611200 | 5.4478 | 35.1363 | 35.8502
4893 | 17614800 | 5.4478 | 35.1386 | 35.8526
4894 | 17618400 | 5.4479 | 35.141 | 35.8549
4895 | 17622000 | 5.448 | 35.1433 | 35.8573
4896 | 17625600 | 5.4481 | 35.1457 | 35.8596
4897 | 17629200 | 5.4482 | 35.148 | 35.8619
4898 | 17632800 | 5.4482 | 35.1503 | 35.8643
4899 | 17636400 | 5.4483 | 35.1527 | 35.8666
4900 | 17640000 | 5.4484 | 35.155 | 35.869
4901 | 17643600 | 5.4485 | 35.1574 | 35.8713
4902 | 17647200 | 5.4486 | 35.1597 | 35.8737
4903 | 17650800 | 5.4487 | 35.162 | 35.876
4904 | 17654400 | 5.4487 | 35.1644 | 35.8783
4905 | 17658000 | 5.4488 | 35.1667 | 35.8807
4906 | 17661600 | 5.4489 | 35.1691 | 35.883
4907 | 17665200 | 5.449 | 35.1714 | 35.8854
4908 | 17668800 | 5.4491 | 35.1737 | 35.8877
4909 | 17672400 | 5.4491 | 35.1761 | 35.8901
4910 | 17676000 | 5.4492 | 35.1784 | 35.8924
4911 | 17679600 | 5.4493 | 35.1807 | 35.8947
4912 | 17683200 | 5.4494 | 35.1831 | 35.8971
4913 | 17686800 | 5.4495 | 35.1854 | 35.8994
4914 | 17690400 | 5.4496 | 35.1878 | 35.9018
4915 | 17694000 | 5.4496 | 35.1901 | 35.9041
4916 | 17697600 | 5.4497 | 35.1924 | 35.9064
4917 | 17701200 | 5.4498 | 35.1948 | 35.9088
4918 | 17704800 | 5.4499 | 35.1971 | 35.9111
4919 | 17708400 | 5.45 | 35.1994 | 35.9135
4920 | 17712000 | 5.45 | 35.2018 | 35.9158
4921 | 17715600 | 5.4501 | 35.2041 | 35.9181
4922 | 17719200 | 5.4502 | 35.2064 | 35.9205
4923 | 17722800 | 5.4503 | 35.2088 | 35.9228
4924 | 17726400 | 5.4504 | 35.2111 | 35.9251
4925 | 17730000 | 5.4504 | 35.2134 | 35.9275
4926 | 17733600 | 5.4505 | 35.2158 | 35.9298
4927 | 17737200 | 5.4506 | 35.2181 | 35.9322
4928 | 17740800 | 5.4507 | 35.2204 | 35.9345
4929 | 17744400 | 5.4508 | 35.2228 | 35.9368
4930 | 17748000 | 5.4508 | 35.2251 | 35.9392
4931 | 17751600 | 5.4509 | 35.2274 | 35.9415
4932 | 17755200 | 5.451 | 35.2298 | 35.9438
4933 | 17758800 | 5.4511 | 35.2321 | 35.9462
4934 | 17762400 | 5.4512 | 35.2344 | 35.9485
4935 | 17766000 | 5.4513 | 35.2368 | 35.9508
4936 | 17769600 | 5.4513 | 35.2391 | 35.9532
4937 | 17773200 | 5.4514 | 35.2414 | 35.9555
4938 | 17776800 | 5.4515 | 35.2438 | 35.9578
4939 | 17780400 | 5.4516 | 35.2461 | 35.9602
4940 | 17784000 | 5.4517 | 35.2484 | 35.9625
4941 | 17787600 | 5.4517 | 35.2508 | 35.9648
4942 | 17791200 | 5.4518 | 35.2531 | 35.9672
4943 | 17794800 | 5.4519 | 35.2554 | 35.9695
4944 | 17798400 | 5.452 | 35.2578 | 35.9719
4945 | 17802000 | 5.4521 | 35.2601 | 35.9742
4946 | 17805600 | 5.4521 | 35.2624 | 35.9765
4947 | 17809200 | 5.4522 | 35.2647 | 35.9788
4948 | 17812800 | 5.4523 | 35.2671 | 35.9812
4949 | 17816400 | 5.4524 | 35.2694 | 35.9835
4950 | 17820000 | 5.4525 | 35.2717 | 35.9858
4951 | 17823600 | 5.4525 | 35.2741 | 35.9882
4952 | 17827200 | 5.4526 | 35.2764 | 35.9905
4953 | 17830800 | 5.4527 | 35.2787 | 35.9928
4954 | 17834400 | 5.4528 | 35.281 | 35.9952
4955 | 17838000 | 5.4529 | 35.2834 | 35.9975
4956 | 17841600 | 5.4529 | 35.2857 | 35.9998
4957 | 17845200 | 5.453 | 35.288 | 36.0022
4958 | 17848800 | 5.4531 | 35.2903 | 36.0045
4959 | 17852400 | 5.4532 | 35.2927 | 36.0068
4960 | 17856000 | 5.4533 | 35.295 | 36.0092
4961 | 17859600 | 5.4533 | 35.2973 | 36.0115
4962 | 17863200 | 5.4534 | 35.2997 | 36.0138
4963 | 17866800 | 5.4535 | 35.302 | 36.0161
4964 | 17870400 | 5.4536 | 35.3043 | 36.0185
4965 | 17874000 | 5.4537 | 35.3066 | 36.0208
4966 | 17877600 | 5.4537 | 35.309 | 36.0231
4967 | 17881200 | 5.4538 | 35.3113 | 36.0255
4968 | 17884800 | 5.4539 | 35.3136 | 36.0278
4969 | 17888400 | 5.454 | 35.3159 | 36.0301
4970 | 17892000 | 5.4541 | 35.3182 | 36.0324
4971 | 17895600 | 5.4541 | 35.3206 | 36.0348
4972 | 17899200 | 5.4542 | 35.3229 | 36.0371
4973 | 17902800 | 5.4543 | 35.3252 | 36.0394
4974 | 17906400 | 5.4544 | 35.3275 | 36.0417
4975 | 17910000 | 5.4545 | 35.3299 | 36.0441
4976 | 17913600 | 5.4545 | 35.3322 | 36.0464
4977 | 17917200 | 5.4546 | 35.3345 | 36.0487
4978 | 17920800 | 5.4547 | 35.3368 | 36.051
4979 | 17924400 | 5.4548 | 35.3392 | 36.0534
4980 | 17928000 | 5.4549 | 35.3415 | 36.0557
4981 | 17931600 | 5.4549 | 35.3438 | 36.058
4982 | 17935200 | 5.455 | 35.3461 | 36.0603
4983 | 17938800 | 5.4551 | 35.3484 | 36.0627
4984 | 17942400 | 5.4552 | 35.3508 | 36.065
4985 | 17946000 | 5.4553 | 35.3531 | 36.0673
4986 | 17949600 | 5.4553 | 35.3554 | 36.0696
4987 | 17953200 | 5.4554 | 35.3577 | 36.072
4988 | 17956800 | 5.4555 | 35.36 | 36.0743
4989 | 17960400 | 5.4556 | 35.3624 | 36.0766
4990 | 17964000 | 5.4557 | 35.3647 | 36.0789
4991 | 17967600 | 5.4557 | 35.367 | 36.0813
4992 | 17971200 | 5.4558 | 35.3693 | 36.0836
4993 | 17974800 | 5.4559 | 35.3716 | 36.0859
4994 | 17978400 | 5.456 | 35.374 | 36.0882
4995 | 17982000 | 5.4561 | 35.3763 | 36.0905
4996 | 17985600 | 5.4561 | 35.3786 | 36.0929
4997 | 17989200 | 5.4562 | 35.3809 | 36.0952
4998 | 17992800 | 5.4563 | 35.3832 | 36.0975
4999 | 17996400 | 5.4564 | 35.3856 | 36.0998
5000 | 18000000 | 5.4565 | 35.3879 | 36.1022
5001 | 18003600 | 5.4565 | 35.3902 | 36.1045
5002 | 18007200 | 5.4566 | 35.3925 | 36.1068
5003 | 18010800 | 5.4567 | 35.3948 | 36.1091
5004 | 18014400 | 5.4568 | 35.3971 | 36.1114
5005 | 18018000 | 5.4569 | 35.3995 | 36.1138
5006 | 18021600 | 5.4569 | 35.4018 | 36.1161
5007 | 18025200 | 5.457 | 35.4041 | 36.1184
5008 | 18028800 | 5.4571 | 35.4064 | 36.1207
5009 | 18032400 | 5.4572 | 35.4087 | 36.123
5010 | 18036000 | 5.4572 | 35.411 | 36.1253
5011 | 18039600 | 5.4573 | 35.4133 | 36.1277
5012 | 18043200 | 5.4574 | 35.4157 | 36.13
5013 | 18046800 | 5.4575 | 35.418 | 36.1323
5014 | 18050400 | 5.4576 | 35.4203 | 36.1346
5015 | 18054000 | 5.4576 | 35.4226 | 36.1369
5016 | 18057600 | 5.4577 | 35.4249 | 36.1393
5017 | 18061200 | 5.4578 | 35.4272 | 36.1416
5018 | 18064800 | 5.4579 | 35.4295 | 36.1439
5019 | 18068400 | 5.458 | 35.4319 | 36.1462
5020 | 18072000 | 5.458 | 35.4342 | 36.1485
5021 | 18075600 | 5.4581 | 35.4365 | 36.1508
5022 | 18079200 | 5.4582 | 35.4388 | 36.1532
5023 | 18082800 | 5.4583 | 35.4411 | 36.1555
5024 | 18086400 | 5.4584 | 35.4434 | 36.1578
5025 | 18090000 | 5.4584 | 35.4457 | 36.1601
5026 | 18093600 | 5.4585 | 35.448 | 36.1624
5027 | 18097200 | 5.4586 | 35.4504 | 36.1647
5028 | 18100800 | 5.4587 | 35.4527 | 36.167
5029 | 18104400 | 5.4587 | 35.455 | 36.1694
5030 | 18108000 | 5.4588 | 35.4573 | 36.1717
5031 | 18111600 | 5.4589 | 35.4596 | 36.174
5032 | 18115200 | 5.459 | 35.4619 | 36.1763
5033 | 18118800 | 5.4591 | 35.4642 | 36.1786
5034 | 18122400 | 5.4591 | 35.4665 | 36.1809
5035 | 18126000 | 5.4592 | 35.4688 | 36.1832
5036 | 18129600 | 5.4593 | 35.4711 | 36.1856
5037 | 18133200 | 5.4594 | 35.4735 | 36.1879
5038 | 18136800 | 5.4595 | 35.4758 | 36.1902
5039 | 18140400 | 5.4595 | 35.4781 | 36.1925
5040 | 18144000 | 5.4596 | 35.4804 | 36.1948
5041 | 18147600 | 5.4597 | 35.4827 | 36.1971
5042 | 18151200 | 5.4598 | 35.485 | 36.1994
5043 | 18154800 | 5.4598 | 35.4873 | 36.2017
5044 | 18158400 | 5.4599 | 35.4896 | 36.204
5045 | 18162000 | 5.46 | 35.4919 | 36.2064
5046 | 18165600 | 5.4601 | 35.4942 | 36.2087
5047 | 18169200 | 5.4602 | 35.4965 | 36.211
5048 | 18172800 | 5.4602 | 35.4988 | 36.2133
5049 | 18176400 | 5.4603 | 35.5012 | 36.2156
5050 | 18180000 | 5.4604 | 35.5035 | 36.2179
5051 | 18183600 | 5.4605 | 35.5058 | 36.2202
5052 | 18187200 | 5.4605 | 35.5081 | 36.2225
5053 | 18190800 | 5.4606 | 35.5104 | 36.2248
5054 | 18194400 | 5.4607 | 35.5127 | 36.2271
5055 | 18198000 | 5.4608 | 35.515 | 36.2295
5056 | 18201600 | 5.4609 | 35.5173 | 36.2318
5057 | 18205200 | 5.4609 | 35.5196 | 36.2341
5058 | 18208800 | 5.461 | 35.5219 | 36.2364
5059 | 18212400 | 5.4611 | 35.5242 | 36.2387
5060 | 18216000 | 5.4612 | 35.5265 | 36.241
5061 | 18219600 | 5.4613 | 35.5288 | 36.2433
5062 | 18223200 | 5.4613 | 35.5311 | 36.2456
5063 | 18226800 | 5.4614 | 35.5334 | 36.2479
5064 | 18230400 | 5.4615 | 35.5357 | 36.2502
5065 | 18234000 | 5.4616 | 35.538 | 36.2525
5066 | 18237600 | 5.4616 | 35.5403 | 36.2548
5067 | 18241200 | 5.4617 | 35.5426 | 36.2571
5068 | 18244800 | 5.4618 | 35.5449 | 36.2594
5069 | 18248400 | 5.4619 | 35.5472 | 36.2618
5070 | 18252000 | 5.462 | 35.5495 | 36.2641
5071 | 18255600 | 5.462 | 35.5518 | 36.2664
5072 | 18259200 | 5.4621 | 35.5541 | 36.2687
5073 | 18262800 | 5.4622 | 35.5564 | 36.271
5074 | 18266400 | 5.4623 | 35.5588 | 36.2733
5075 | 18270000 | 5.4623 | 35.5611 | 36.2756
5076 | 18273600 | 5.4624 | 35.5634 | 36.2779
5077 | 18277200 | 5.4625 | 35.5657 | 36.2802
5078 | 18280800 | 5.4626 | 35.568 | 36.2825
5079 | 18284400 | 5.4626 | 35.5703 | 36.2848
5080 | 18288000 | 5.4627 | 35.5726 | 36.2871
5081 | 18291600 | 5.4628 | 35.5749 | 36.2894
5082 | 18295200 | 5.4629 | 35.5772 | 36.2917
5083 | 18298800 | 5.463 | 35.5795 | 36.294
5084 | 18302400 | 5.463 | 35.5818 | 36.2963
5085 | 18306000 | 5.4631 | 35.5841 | 36.2986
5086 | 18309600 | 5.4632 | 35.5863 | 36.3009
5087 | 18313200 | 5.4633 | 35.5886 | 36.3032
5088 | 18316800 | 5.4633 | 35.5909 | 36.3055
5089 | 18320400 | 5.4634 | 35.5932 | 36.3078
5090 | 18324000 | 5.4635 | 35.5955 | 36.3101
5091 | 18327600 | 5.4636 | 35.5978 | 36.3124
5092 | 18331200 | 5.4637 | 35.6001 | 36.3147
5093 | 18334800 | 5.4637 | 35.6024 | 36.317
5094 | 18338400 | 5.4638 | 35.6047 | 36.3193
5095 | 18342000 | 5.4639 | 35.607 | 36.3216
5096 | 18345600 | 5.464 | 35.6093 | 36.3239
5097 | 18349200 | 5.464 | 35.6116 | 36.3262
5098 | 18352800 | 5.4641 | 35.6139 | 36.3285
5099 | 18356400 | 5.4642 | 35.6162 | 36.3308
5100 | 18360000 | 5.4643 | 35.6185 | 36.3331
5101 | 18363600 | 5.4643 | 35.6208 | 36.3354
5102 | 18367200 | 5.4644 | 35.6231 | 36.3377
5103 | 18370800 | 5.4645 | 35.6254 | 36.34
5104 | 18374400 | 5.4646 | 35.6277 | 36.3423
5105 | 18378000 | 5.4647 | 35.63 | 36.3446
5106 | 18381600 | 5.4647 | 35.6323 | 36.3469
5107 | 18385200 | 5.4648 | 35.6346 | 36.3492
5108 | 18388800 | 5.4649 | 35.6369 | 36.3515
5109 | 18392400 | 5.465 | 35.6392 | 36.3538
5110 | 18396000 | 5.465 | 35.6415 | 36.3561
5111 | 18399600 | 5.4651 | 35.6437 | 36.3584
5112 | 18403200 | 5.4652 | 35.646 | 36.3607
5113 | 18406800 | 5.4653 | 35.6483 | 36.363
5114 | 18410400 | 5.4653 | 35.6506 | 36.3653
5115 | 18414000 | 5.4654 | 35.6529 | 36.3676
5116 | 18417600 | 5.4655 | 35.6552 | 36.3699
5117 | 18421200 | 5.4656 | 35.6575 | 36.3722
5118 | 18424800 | 5.4657 | 35.6598 | 36.3745
5119 | 18428400 | 5.4657 | 35.6621 | 36.3768
5120 | 18432000 | 5.4658 | 35.6644 | 36.3791
5121 | 18435600 | 5.4659 | 35.6667 | 36.3813
5122 | 18439200 | 5.466 | 35.669 | 36.3836
5123 | 18442800 | 5.466 | 35.6713 | 36.3859
5124 | 18446400 | 5.4661 | 35.6735 | 36.3882
5125 | 18450000 | 5.4662 | 35.6758 | 36.3905
5126 | 18453600 | 5.4663 | 35.6781 | 36.3928
5127 | 18457200 | 5.4663 | 35.6804 | 36.3951
5128 | 18460800 | 5.4664 | 35.6827 | 36.3974
5129 | 18464400 | 5.4665 | 35.685 | 36.3997
5130 | 18468000 | 5.4666 | 35.6873 | 36.402
5131 | 18471600 | 5.4667 | 35.6896 | 36.4043
5132 | 18475200 | 5.4667 | 35.6919 | 36.4066
5133 | 18478800 | 5.4668 | 35.6941 | 36.4089
5134 | 18482400 | 5.4669 | 35.6964 | 36.4112
5135 | 18486000 | 5.467 | 35.6987 | 36.4134
5136 | 18489600 | 5.467 | 35.701 | 36.4157
5137 | 18493200 | 5.4671 | 35.7033 | 36.418
5138 | 18496800 | 5.4672 | 35.7056 | 36.4203
5139 | 18500400 | 5.4673 | 35.7079 | 36.4226
5140 | 18504000 | 5.4673 | 35.7102 | 36.4249
5141 | 18507600 | 5.4674 | 35.7124 | 36.4272
5142 | 18511200 | 5.4675 | 35.7147 | 36.4295
5143 | 18514800 | 5.4676 | 35.717 | 36.4318
5144 | 18518400 | 5.4676 | 35.7193 | 36.4341
5145 | 18522000 | 5.4677 | 35.7216 | 36.4363
5146 | 18525600 | 5.4678 | 35.7239 | 36.4386
5147 | 18529200 | 5.4679 | 35.7262 | 36.4409
5148 | 18532800 | 5.4679 | 35.7285 | 36.4432
5149 | 18536400 | 5.468 | 35.7307 | 36.4455
5150 | 18540000 | 5.4681 | 35.733 | 36.4478
5151 | 18543600 | 5.4682 | 35.7353 | 36.4501
5152 | 18547200 | 5.4683 | 35.7376 | 36.4524
5153 | 18550800 | 5.4683 | 35.7399 | 36.4547
5154 | 18554400 | 5.4684 | 35.7422 | 36.4569
5155 | 18558000 | 5.4685 | 35.7444 | 36.4592
5156 | 18561600 | 5.4686 | 35.7467 | 36.4615
5157 | 18565200 | 5.4686 | 35.749 | 36.4638
5158 | 18568800 | 5.4687 | 35.7513 | 36.4661
5159 | 18572400 | 5.4688 | 35.7536 | 36.4684
5160 | 18576000 | 5.4689 | 35.7559 | 36.4707
5161 | 18579600 | 5.4689 | 35.7581 | 36.4729
5162 | 18583200 | 5.469 | 35.7604 | 36.4752
5163 | 18586800 | 5.4691 | 35.7627 | 36.4775
5164 | 18590400 | 5.4692 | 35.765 | 36.4798
5165 | 18594000 | 5.4692 | 35.7673 | 36.4821
5166 | 18597600 | 5.4693 | 35.7696 | 36.4844
5167 | 18601200 | 5.4694 | 35.7718 | 36.4867
5168 | 18604800 | 5.4695 | 35.7741 | 36.4889
5169 | 18608400 | 5.4695 | 35.7764 | 36.4912
5170 | 18612000 | 5.4696 | 35.7787 | 36.4935
5171 | 18615600 | 5.4697 | 35.781 | 36.4958
5172 | 18619200 | 5.4698 | 35.7832 | 36.4981
5173 | 18622800 | 5.4698 | 35.7855 | 36.5004
5174 | 18626400 | 5.4699 | 35.7878 | 36.5026
5175 | 18630000 | 5.47 | 35.7901 | 36.5049
5176 | 18633600 | 5.4701 | 35.7924 | 36.5072
5177 | 18637200 | 5.4701 | 35.7946 | 36.5095
5178 | 18640800 | 5.4702 | 35.7969 | 36.5118
5179 | 18644400 | 5.4703 | 35.7992 | 36.5141
5180 | 18648000 | 5.4704 | 35.8015 | 36.5163
5181 | 18651600 | 5.4704 | 35.8038 | 36.5186
5182 | 18655200 | 5.4705 | 35.806 | 36.5209
5183 | 18658800 | 5.4706 | 35.8083 | 36.5232
5184 | 18662400 | 5.4707 | 35.8106 | 36.5255
5185 | 18666000 | 5.4707 | 35.8129 | 36.5277
5186 | 18669600 | 5.4708 | 35.8151 | 36.53
5187 | 18673200 | 5.4709 | 35.8174 | 36.5323
5188 | 18676800 | 5.471 | 35.8197 | 36.5346
5189 | 18680400 | 5.471 | 35.822 | 36.5369
5190 | 18684000 | 5.4711 | 35.8243 | 36.5391
5191 | 18687600 | 5.4712 | 35.8265 | 36.5414
5192 | 18691200 | 5.4713 | 35.8288 | 36.5437
5193 | 18694800 | 5.4713 | 35.8311 | 36.546
5194 | 18698400 | 5.4714 | 35.8334 | 36.5483
5195 | 18702000 | 5.4715 | 35.8356 | 36.5505
5196 | 18705600 | 5.4716 | 35.8379 | 36.5528
5197 | 18709200 | 5.4716 | 35.8402 | 36.5551
5198 | 18712800 | 5.4717 | 35.8425 | 36.5574
5199 | 18716400 | 5.4718 | 35.8447 | 36.5597
5200 | 18720000 | 5.4719 | 35.847 | 36.5619
5201 | 18723600 | 5.4719 | 35.8493 | 36.5642
5202 | 18727200 | 5.472 | 35.8516 | 36.5665
5203 | 18730800 | 5.4721 | 35.8538 | 36.5688
5204 | 18734400 | 5.4722 | 35.8561 | 36.571
5205 | 18738000 | 5.4722 | 35.8584 | 36.5733
5206 | 18741600 | 5.4723 | 35.8607 | 36.5756
5207 | 18745200 | 5.4724 | 35.8629 | 36.5779
5208 | 18748800 | 5.4725 | 35.8652 | 36.5801
5209 | 18752400 | 5.4725 | 35.8675 | 36.5824
5210 | 18756000 | 5.4726 | 35.8697 | 36.5847
5211 | 18759600 | 5.4727 | 35.872 | 36.587
5212 | 18763200 | 5.4728 | 35.8743 | 36.5893
5213 | 18766800 | 5.4728 | 35.8766 | 36.5915
5214 | 18770400 | 5.4729 | 35.8788 | 36.5938
5215 | 18774000 | 5.473 | 35.8811 | 36.5961
5216 | 18777600 | 5.4731 | 35.8834 | 36.5983
5217 | 18781200 | 5.4731 | 35.8856 | 36.6006
5218 | 18784800 | 5.4732 | 35.8879 | 36.6029
5219 | 18788400 | 5.4733 | 35.8902 | 36.6052
5220 | 18792000 | 5.4734 | 35.8925 | 36.6074
5221 | 18795600 | 5.4734 | 35.8947 | 36.6097
5222 | 18799200 | 5.4735 | 35.897 | 36.612
5223 | 18802800 | 5.4736 | 35.8993 | 36.6143
5224 | 18806400 | 5.4737 | 35.9015 | 36.6165
5225 | 18810000 | 5.4737 | 35.9038 | 36.6188
5226 | 18813600 | 5.4738 | 35.9061 | 36.6211
5227 | 18817200 | 5.4739 | 35.9083 | 36.6234
5228 | 18820800 | 5.474 | 35.9106 | 36.6256
5229 | 18824400 | 5.474 | 35.9129 | 36.6279
5230 | 18828000 | 5.4741 | 35.9151 | 36.6302
5231 | 18831600 | 5.4742 | 35.9174 | 36.6324
5232 | 18835200 | 5.4743 | 35.9197 | 36.6347
5233 | 18838800 | 5.4743 | 35.922 | 36.637
5234 | 18842400 | 5.4744 | 35.9242 | 36.6393
5235 | 18846000 | 5.4745 | 35.9265 | 36.6415
5236 | 18849600 | 5.4746 | 35.9288 | 36.6438
5237 | 18853200 | 5.4746 | 35.931 | 36.6461
5238 | 18856800 | 5.4747 | 35.9333 | 36.6483
5239 | 18860400 | 5.4748 | 35.9356 | 36.6506
5240 | 18864000 | 5.4749 | 35.9378 | 36.6529
5241 | 18867600 | 5.4749 | 35.9401 | 36.6551
5242 | 18871200 | 5.475 | 35.9424 | 36.6574
5243 | 18874800 | 5.4751 | 35.9446 | 36.6597
5244 | 18878400 | 5.4751 | 35.9469 | 36.6619
5245 | 18882000 | 5.4752 | 35.9491 | 36.6642
5246 | 18885600 | 5.4753 | 35.9514 | 36.6665
5247 | 18889200 | 5.4754 | 35.9537 | 36.6688
5248 | 18892800 | 5.4754 | 35.9559 | 36.671
5249 | 18896400 | 5.4755 | 35.9582 | 36.6733
5250 | 18900000 | 5.4756 | 35.9605 | 36.6756
5251 | 18903600 | 5.4757 | 35.9627 | 36.6778
5252 | 18907200 | 5.4757 | 35.965 | 36.6801
5253 | 18910800 | 5.4758 | 35.9673 | 36.6824
5254 | 18914400 | 5.4759 | 35.9695 | 36.6846
5255 | 18918000 | 5.476 | 35.9718 | 36.6869
5256 | 18921600 | 5.476 | 35.9741 | 36.6892
5257 | 18925200 | 5.4761 | 35.9763 | 36.6914
5258 | 18928800 | 5.4762 | 35.9786 | 36.6937
5259 | 18932400 | 5.4763 | 35.9808 | 36.696
5260 | 18936000 | 5.4763 | 35.9831 | 36.6982
5261 | 18939600 | 5.4764 | 35.9854 | 36.7005
5262 | 18943200 | 5.4765 | 35.9876 | 36.7027
5263 | 18946800 | 5.4766 | 35.9899 | 36.705
5264 | 18950400 | 5.4766 | 35.9922 | 36.7073
5265 | 18954000 | 5.4767 | 35.9944 | 36.7095
5266 | 18957600 | 5.4768 | 35.9967 | 36.7118
5267 | 18961200 | 5.4768 | 35.9989 | 36.7141
5268 | 18964800 | 5.4769 | 36.0012 | 36.7163
5269 | 18968400 | 5.477 | 36.0035 | 36.7186
5270 | 18972000 | 5.4771 | 36.0057 | 36.7209
5271 | 18975600 | 5.4771 | 36.008 | 36.7231
5272 | 18979200 | 5.4772 | 36.0102 | 36.7254
5273 | 18982800 | 5.4773 | 36.0125 | 36.7276
5274 | 18986400 | 5.4774 | 36.0148 | 36.7299
5275 | 18990000 | 5.4774 | 36.017 | 36.7322
5276 | 18993600 | 5.4775 | 36.0193 | 36.7344
5277 | 18997200 | 5.4776 | 36.0215 | 36.7367
5278 | 19000800 | 5.4777 | 36.0238 | 36.739
5279 | 19004400 | 5.4777 | 36.026 | 36.7412
5280 | 19008000 | 5.4778 | 36.0283 | 36.7435
5281 | 19011600 | 5.4779 | 36.0306 | 36.7457
5282 | 19015200 | 5.4779 | 36.0328 | 36.748
5283 | 19018800 | 5.478 | 36.0351 | 36.7503
5284 | 19022400 | 5.4781 | 36.0373 | 36.7525
5285 | 19026000 | 5.4782 | 36.0396 | 36.7548
5286 | 19029600 | 5.4782 | 36.0418 | 36.757
5287 | 19033200 | 5.4783 | 36.0441 | 36.7593
5288 | 19036800 | 5.4784 | 36.0464 | 36.7616
5289 | 19040400 | 5.4785 | 36.0486 | 36.7638
5290 | 19044000 | 5.4785 | 36.0509 | 36.7661
5291 | 19047600 | 5.4786 | 36.0531 | 36.7683
5292 | 19051200 | 5.4787 | 36.0554 | 36.7706
5293 | 19054800 | 5.4788 | 36.0576 | 36.7729
5294 | 19058400 | 5.4788 | 36.0599 | 36.7751
5295 | 19062000 | 5.4789 | 36.0622 | 36.7774
5296 | 19065600 | 5.479 | 36.0644 | 36.7796
5297 | 19069200 | 5.479 | 36.0667 | 36.7819
5298 | 19072800 | 5.4791 | 36.0689 | 36.7841
5299 | 19076400 | 5.4792 | 36.0712 | 36.7864
5300 | 19080000 | 5.4793 | 36.0734 | 36.7887
5301 | 19083600 | 5.4793 | 36.0757 | 36.7909
5302 | 19087200 | 5.4794 | 36.0779 | 36.7932
5303 | 19090800 | 5.4795 | 36.0802 | 36.7954
5304 | 19094400 | 5.4796 | 36.0824 | 36.7977
5305 | 19098000 | 5.4796 | 36.0847 | 36.7999
5306 | 19101600 | 5.4797 | 36.0869 | 36.8022
5307 | 19105200 | 5.4798 | 36.0892 | 36.8045
5308 | 19108800 | 5.4798 | 36.0914 | 36.8067
5309 | 19112400 | 5.4799 | 36.0937 | 36.809
5310 | 19116000 | 5.48 | 36.096 | 36.8112
5311 | 19119600 | 5.4801 | 36.0982 | 36.8135
5312 | 19123200 | 5.4801 | 36.1005 | 36.8157
5313 | 19126800 | 5.4802 | 36.1027 | 36.818
5314 | 19130400 | 5.4803 | 36.105 | 36.8202
5315 | 19134000 | 5.4804 | 36.1072 | 36.8225
5316 | 19137600 | 5.4804 | 36.1095 | 36.8247
5317 | 19141200 | 5.4805 | 36.1117 | 36.827
5318 | 19144800 | 5.4806 | 36.114 | 36.8293
5319 | 19148400 | 5.4806 | 36.1162 | 36.8315
5320 | 19152000 | 5.4807 | 36.1185 | 36.8338
5321 | 19155600 | 5.4808 | 36.1207 | 36.836
5322 | 19159200 | 5.4809 | 36.123 | 36.8383
5323 | 19162800 | 5.4809 | 36.1252 | 36.8405
5324 | 19166400 | 5.481 | 36.1275 | 36.8428
5325 | 19170000 | 5.4811 | 36.1297 | 36.845
5326 | 19173600 | 5.4812 | 36.132 | 36.8473
5327 | 19177200 | 5.4812 | 36.1342 | 36.8495
5328 | 19180800 | 5.4813 | 36.1365 | 36.8518
5329 | 19184400 | 5.4814 | 36.1387 | 36.854
5330 | 19188000 | 5.4814 | 36.141 | 36.8563
5331 | 19191600 | 5.4815 | 36.1432 | 36.8585
5332 | 19195200 | 5.4816 | 36.1454 | 36.8608
5333 | 19198800 | 5.4817 | 36.1477 | 36.863
5334 | 19202400 | 5.4817 | 36.1499 | 36.8653
5335 | 19206000 | 5.4818 | 36.1522 | 36.8675
5336 | 19209600 | 5.4819 | 36.1544 | 36.8698
5337 | 19213200 | 5.4819 | 36.1567 | 36.872
5338 | 19216800 | 5.482 | 36.1589 | 36.8743
5339 | 19220400 | 5.4821 | 36.1612 | 36.8765
5340 | 19224000 | 5.4822 | 36.1634 | 36.8788
5341 | 19227600 | 5.4822 | 36.1657 | 36.881
5342 | 19231200 | 5.4823 | 36.1679 | 36.8833
5343 | 19234800 | 5.4824 | 36.1702 | 36.8855
5344 | 19238400 | 5.4825 | 36.1724 | 36.8878
5345 | 19242000 | 5.4825 | 36.1746 | 36.89
5346 | 19245600 | 5.4826 | 36.1769 | 36.8923
5347 | 19249200 | 5.4827 | 36.1791 | 36.8945
5348 | 19252800 | 5.4827 | 36.1814 | 36.8968
5349 | 19256400 | 5.4828 | 36.1836 | 36.899
5350 | 19260000 | 5.4829 | 36.1859 | 36.9013
5351 | 19263600 | 5.483 | 36.1881 | 36.9035
5352 | 19267200 | 5.483 | 36.1904 | 36.9057
5353 | 19270800 | 5.4831 | 36.1926 | 36.908
5354 | 19274400 | 5.4832 | 36.1948 | 36.9102
5355 | 19278000 | 5.4832 | 36.1971 | 36.9125
5356 | 19281600 | 5.4833 | 36.1993 | 36.9147
5357 | 19285200 | 5.4834 | 36.2016 | 36.917
5358 | 19288800 | 5.4835 | 36.2038 | 36.9192
5359 | 19292400 | 5.4835 | 36.2061 | 36.9215
5360 | 19296000 | 5.4836 | 36.2083 | 36.9237
5361 | 19299600 | 5.4837 | 36.2105 | 36.926
5362 | 19303200 | 5.4837 | 36.2128 | 36.9282
5363 | 19306800 | 5.4838 | 36.215 | 36.9304
5364 | 19310400 | 5.4839 | 36.2173 | 36.9327
5365 | 19314000 | 5.484 | 36.2195 | 36.9349
5366 | 19317600 | 5.484 | 36.2217 | 36.9372
5367 | 19321200 | 5.4841 | 36.224 | 36.9394
5368 | 19324800 | 5.4842 | 36.2262 | 36.9417
5369 | 19328400 | 5.4842 | 36.2285 | 36.9439
5370 | 19332000 | 5.4843 | 36.2307 | 36.9462
5371 | 19335600 | 5.4844 | 36.2329 | 36.9484
5372 | 19339200 | 5.4845 | 36.2352 | 36.9506
5373 | 19342800 | 5.4845 | 36.2374 | 36.9529
5374 | 19346400 | 5.4846 | 36.2397 | 36.9551
5375 | 19350000 | 5.4847 | 36.2419 | 36.9574
5376 | 19353600 | 5.4847 | 36.2441 | 36.9596
5377 | 19357200 | 5.4848 | 36.2464 | 36.9618
5378 | 19360800 | 5.4849 | 36.2486 | 36.9641
5379 | 19364400 | 5.485 | 36.2509 | 36.9663
5380 | 19368000 | 5.485 | 36.2531 | 36.9686
5381 | 19371600 | 5.4851 | 36.2553 | 36.9708
5382 | 19375200 | 5.4852 | 36.2576 | 36.9731
5383 | 19378800 | 5.4852 | 36.2598 | 36.9753
5384 | 19382400 | 5.4853 | 36.262 | 36.9775
5385 | 19386000 | 5.4854 | 36.2643 | 36.9798
5386 | 19389600 | 5.4855 | 36.2665 | 36.982
5387 | 19393200 | 5.4855 | 36.2688 | 36.9843
5388 | 19396800 | 5.4856 | 36.271 | 36.9865
5389 | 19400400 | 5.4857 | 36.2732 | 36.9887
5390 | 19404000 | 5.4857 | 36.2755 | 36.991
5391 | 19407600 | 5.4858 | 36.2777 | 36.9932
5392 | 19411200 | 5.4859 | 36.2799 | 36.9954
5393 | 19414800 | 5.486 | 36.2822 | 36.9977
5394 | 19418400 | 5.486 | 36.2844 | 36.9999
5395 | 19422000 | 5.4861 | 36.2866 | 37.0022
5396 | 19425600 | 5.4862 | 36.2889 | 37.0044
5397 | 19429200 | 5.4862 | 36.2911 | 37.0066
5398 | 19432800 | 5.4863 | 36.2933 | 37.0089
5399 | 19436400 | 5.4864 | 36.2956 | 37.0111
5400 | 19440000 | 5.4865 | 36.2978 | 37.0133
5401 | 19443600 | 5.4865 | 36.3 | 37.0156
5402 | 19447200 | 5.4866 | 36.3023 | 37.0178
5403 | 19450800 | 5.4867 | 36.3045 | 37.0201
5404 | 19454400 | 5.4867 | 36.3067 | 37.0223
5405 | 19458000 | 5.4868 | 36.309 | 37.0245
5406 | 19461600 | 5.4869 | 36.3112 | 37.0268
5407 | 19465200 | 5.487 | 36.3134 | 37.029
5408 | 19468800 | 5.487 | 36.3157 | 37.0312
5409 | 19472400 | 5.4871 | 36.3179 | 37.0335
5410 | 19476000 | 5.4872 | 36.3201 | 37.0357
5411 | 19479600 | 5.4872 | 36.3224 | 37.0379
5412 | 19483200 | 5.4873 | 36.3246 | 37.0402
5413 | 19486800 | 5.4874 | 36.3268 | 37.0424
5414 | 19490400 | 5.4874 | 36.3291 | 37.0446
5415 | 19494000 | 5.4875 | 36.3313 | 37.0469
5416 | 19497600 | 5.4876 | 36.3335 | 37.0491
5417 | 19501200 | 5.4877 | 36.3358 | 37.0513
5418 | 19504800 | 5.4877 | 36.338 | 37.0536
5419 | 19508400 | 5.4878 | 36.3402 | 37.0558
5420 | 19512000 | 5.4879 | 36.3425 | 37.058
5421 | 19515600 | 5.4879 | 36.3447 | 37.0603
5422 | 19519200 | 5.488 | 36.3469 | 37.0625
5423 | 19522800 | 5.4881 | 36.3491 | 37.0647
5424 | 19526400 | 5.4882 | 36.3514 | 37.067
5425 | 19530000 | 5.4882 | 36.3536 | 37.0692
5426 | 19533600 | 5.4883 | 36.3558 | 37.0714
5427 | 19537200 | 5.4884 | 36.3581 | 37.0737
5428 | 19540800 | 5.4884 | 36.3603 | 37.0759
5429 | 19544400 | 5.4885 | 36.3625 | 37.0781
5430 | 19548000 | 5.4886 | 36.3647 | 37.0804
5431 | 19551600 | 5.4886 | 36.367 | 37.0826
5432 | 19555200 | 5.4887 | 36.3692 | 37.0848
5433 | 19558800 | 5.4888 | 36.3714 | 37.0871
5434 | 19562400 | 5.4889 | 36.3737 | 37.0893
5435 | 19566000 | 5.4889 | 36.3759 | 37.0915
5436 | 19569600 | 5.489 | 36.3781 | 37.0938
5437 | 19573200 | 5.4891 | 36.3803 | 37.096
5438 | 19576800 | 5.4891 | 36.3826 | 37.0982
5439 | 19580400 | 5.4892 | 36.3848 | 37.1004
5440 | 19584000 | 5.4893 | 36.387 | 37.1027
5441 | 19587600 | 5.4893 | 36.3892 | 37.1049
5442 | 19591200 | 5.4894 | 36.3915 | 37.1071
5443 | 19594800 | 5.4895 | 36.3937 | 37.1094
5444 | 19598400 | 5.4896 | 36.3959 | 37.1116
5445 | 19602000 | 5.4896 | 36.3981 | 37.1138
5446 | 19605600 | 5.4897 | 36.4004 | 37.116
5447 | 19609200 | 5.4898 | 36.4026 | 37.1183
5448 | 19612800 | 5.4898 | 36.4048 | 37.1205
5449 | 19616400 | 5.4899 | 36.407 | 37.1227
5450 | 19620000 | 5.49 | 36.4093 | 37.1249
5451 | 19623600 | 5.49 | 36.4115 | 37.1272
5452 | 19627200 | 5.4901 | 36.4137 | 37.1294
5453 | 19630800 | 5.4902 | 36.4159 | 37.1316
5454 | 19634400 | 5.4903 | 36.4182 | 37.1339
5455 | 19638000 | 5.4903 | 36.4204 | 37.1361
5456 | 19641600 | 5.4904 | 36.4226 | 37.1383
5457 | 19645200 | 5.4905 | 36.4248 | 37.1405
5458 | 19648800 | 5.4905 | 36.4271 | 37.1428
5459 | 19652400 | 5.4906 | 36.4293 | 37.145
5460 | 19656000 | 5.4907 | 36.4315 | 37.1472
5461 | 19659600 | 5.4907 | 36.4337 | 37.1494
5462 | 19663200 | 5.4908 | 36.4359 | 37.1517
5463 | 19666800 | 5.4909 | 36.4382 | 37.1539
5464 | 19670400 | 5.491 | 36.4404 | 37.1561
5465 | 19674000 | 5.491 | 36.4426 | 37.1583
5466 | 19677600 | 5.4911 | 36.4448 | 37.1606
5467 | 19681200 | 5.4912 | 36.4471 | 37.1628
5468 | 19684800 | 5.4912 | 36.4493 | 37.165
5469 | 19688400 | 5.4913 | 36.4515 | 37.1672
5470 | 19692000 | 5.4914 | 36.4537 | 37.1695
5471 | 19695600 | 5.4914 | 36.4559 | 37.1717
5472 | 19699200 | 5.4915 | 36.4582 | 37.1739
5473 | 19702800 | 5.4916 | 36.4604 | 37.1761
5474 | 19706400 | 5.4917 | 36.4626 | 37.1783
5475 | 19710000 | 5.4917 | 36.4648 | 37.1806
5476 | 19713600 | 5.4918 | 36.467 | 37.1828
5477 | 19717200 | 5.4919 | 36.4692 | 37.185
5478 | 19720800 | 5.4919 | 36.4715 | 37.1872
5479 | 19724400 | 5.492 | 36.4737 | 37.1895
5480 | 19728000 | 5.4921 | 36.4759 | 37.1917
5481 | 19731600 | 5.4921 | 36.4781 | 37.1939
5482 | 19735200 | 5.4922 | 36.4803 | 37.1961
5483 | 19738800 | 5.4923 | 36.4826 | 37.1983
5484 | 19742400 | 5.4923 | 36.4848 | 37.2006
5485 | 19746000 | 5.4924 | 36.487 | 37.2028
5486 | 19749600 | 5.4925 | 36.4892 | 37.205
5487 | 19753200 | 5.4926 | 36.4914 | 37.2072
5488 | 19756800 | 5.4926 | 36.4936 | 37.2094
5489 | 19760400 | 5.4927 | 36.4959 | 37.2117
5490 | 19764000 | 5.4928 | 36.4981 | 37.2139
5491 | 19767600 | 5.4928 | 36.5003 | 37.2161
5492 | 19771200 | 5.4929 | 36.5025 | 37.2183
5493 | 19774800 | 5.493 | 36.5047 | 37.2205
5494 | 19778400 | 5.493 | 36.5069 | 37.2228
5495 | 19782000 | 5.4931 | 36.5092 | 37.225
5496 | 19785600 | 5.4932 | 36.5114 | 37.2272
5497 | 19789200 | 5.4933 | 36.5136 | 37.2294
5498 | 19792800 | 5.4933 | 36.5158 | 37.2316
5499 | 19796400 | 5.4934 | 36.518 | 37.2338
5500 | 19800000 | 5.4935 | 36.5202 | 37.2361
5501 | 19803600 | 5.4935 | 36.5224 | 37.2383
5502 | 19807200 | 5.4936 | 36.5247 | 37.2405
5503 | 19810800 | 5.4937 | 36.5269 | 37.2427
5504 | 19814400 | 5.4937 | 36.5291 | 37.2449
5505 | 19818000 | 5.4938 | 36.5313 | 37.2471
5506 | 19821600 | 5.4939 | 36.5335 | 37.2494
5507 | 19825200 | 5.4939 | 36.5357 | 37.2516
5508 | 19828800 | 5.494 | 36.5379 | 37.2538
5509 | 19832400 | 5.4941 | 36.5402 | 37.256
5510 | 19836000 | 5.4941 | 36.5424 | 37.2582
5511 | 19839600 | 5.4942 | 36.5446 | 37.2604
5512 | 19843200 | 5.4943 | 36.5468 | 37.2627
5513 | 19846800 | 5.4944 | 36.549 | 37.2649
5514 | 19850400 | 5.4944 | 36.5512 | 37.2671
5515 | 19854000 | 5.4945 | 36.5534 | 37.2693
5516 | 19857600 | 5.4946 | 36.5556 | 37.2715
5517 | 19861200 | 5.4946 | 36.5579 | 37.2737
5518 | 19864800 | 5.4947 | 36.5601 | 37.2759
5519 | 19868400 | 5.4948 | 36.5623 | 37.2782
5520 | 19872000 | 5.4948 | 36.5645 | 37.2804
5521 | 19875600 | 5.4949 | 36.5667 | 37.2826
5522 | 19879200 | 5.495 | 36.5689 | 37.2848
5523 | 19882800 | 5.495 | 36.5711 | 37.287
5524 | 19886400 | 5.4951 | 36.5733 | 37.2892
5525 | 19890000 | 5.4952 | 36.5755 | 37.2914
5526 | 19893600 | 5.4952 | 36.5777 | 37.2936
5527 | 19897200 | 5.4953 | 36.58 | 37.2959
5528 | 19900800 | 5.4954 | 36.5822 | 37.2981
5529 | 19904400 | 5.4955 | 36.5844 | 37.3003
5530 | 19908000 | 5.4955 | 36.5866 | 37.3025
5531 | 19911600 | 5.4956 | 36.5888 | 37.3047
5532 | 19915200 | 5.4957 | 36.591 | 37.3069
5533 | 19918800 | 5.4957 | 36.5932 | 37.3091
5534 | 19922400 | 5.4958 | 36.5954 | 37.3113
5535 | 19926000 | 5.4959 | 36.5976 | 37.3135
5536 | 19929600 | 5.4959 | 36.5998 | 37.3158
5537 | 19933200 | 5.496 | 36.602 | 37.318
5538 | 19936800 | 5.4961 | 36.6042 | 37.3202
5539 | 19940400 | 5.4961 | 36.6065 | 37.3224
5540 | 19944000 | 5.4962 | 36.6087 | 37.3246
5541 | 19947600 | 5.4963 | 36.6109 | 37.3268
5542 | 19951200 | 5.4963 | 36.6131 | 37.329
5543 | 19954800 | 5.4964 | 36.6153 | 37.3312
5544 | 19958400 | 5.4965 | 36.6175 | 37.3334
5545 | 19962000 | 5.4965 | 36.6197 | 37.3356
5546 | 19965600 | 5.4966 | 36.6219 | 37.3379
5547 | 19969200 | 5.4967 | 36.6241 | 37.3401
5548 | 19972800 | 5.4968 | 36.6263 | 37.3423
5549 | 19976400 | 5.4968 | 36.6285 | 37.3445
5550 | 19980000 | 5.4969 | 36.6307 | 37.3467
5551 | 19983600 | 5.497 | 36.6329 | 37.3489
5552 | 19987200 | 5.497 | 36.6351 | 37.3511
5553 | 19990800 | 5.4971 | 36.6373 | 37.3533
5554 | 19994400 | 5.4972 | 36.6395 | 37.3555
5555 | 19998000 | 5.4972 | 36.6417 | 37.3577
5556 | 20001600 | 5.4973 | 36.6439 | 37.3599
5557 | 20005200 | 5.4974 | 36.6461 | 37.3621
5558 | 20008800 | 5.4974 | 36.6484 | 37.3643
5559 | 20012400 | 5.4975 | 36.6506 | 37.3665
5560 | 20016000 | 5.4976 | 36.6528 | 37.3688
5561 | 20019600 | 5.4976 | 36.655 | 37.371
5562 | 20023200 | 5.4977 | 36.6572 | 37.3732
5563 | 20026800 | 5.4978 | 36.6594 | 37.3754
5564 | 20030400 | 5.4978 | 36.6616 | 37.3776
5565 | 20034000 | 5.4979 | 36.6638 | 37.3798
5566 | 20037600 | 5.498 | 36.666 | 37.382
5567 | 20041200 | 5.498 | 36.6682 | 37.3842
5568 | 20044800 | 5.4981 | 36.6704 | 37.3864
5569 | 20048400 | 5.4982 | 36.6726 | 37.3886
5570 | 20052000 | 5.4983 | 36.6748 | 37.3908
5571 | 20055600 | 5.4983 | 36.677 | 37.393
5572 | 20059200 | 5.4984 | 36.6792 | 37.3952
5573 | 20062800 | 5.4985 | 36.6814 | 37.3974
5574 | 20066400 | 5.4985 | 36.6836 | 37.3996
5575 | 20070000 | 5.4986 | 36.6858 | 37.4018
5576 | 20073600 | 5.4987 | 36.688 | 37.404
5577 | 20077200 | 5.4987 | 36.6902 | 37.4062
5578 | 20080800 | 5.4988 | 36.6924 | 37.4084
5579 | 20084400 | 5.4989 | 36.6946 | 37.4106
5580 | 20088000 | 5.4989 | 36.6968 | 37.4128
5581 | 20091600 | 5.499 | 36.699 | 37.415
5582 | 20095200 | 5.4991 | 36.7012 | 37.4172
5583 | 20098800 | 5.4991 | 36.7034 | 37.4194
5584 | 20102400 | 5.4992 | 36.7056 | 37.4216
5585 | 20106000 | 5.4993 | 36.7078 | 37.4238
5586 | 20109600 | 5.4993 | 36.71 | 37.426
5587 | 20113200 | 5.4994 | 36.7122 | 37.4282
5588 | 20116800 | 5.4995 | 36.7144 | 37.4304
5589 | 20120400 | 5.4995 | 36.7166 | 37.4326
5590 | 20124000 | 5.4996 | 36.7188 | 37.4348
5591 | 20127600 | 5.4997 | 36.721 | 37.437
5592 | 20131200 | 5.4997 | 36.7232 | 37.4392
5593 | 20134800 | 5.4998 | 36.7254 | 37.4414
5594 | 20138400 | 5.4999 | 36.7276 | 37.4436
5595 | 20142000 | 5.4999 | 36.7297 | 37.4458
5596 | 20145600 | 5.5 | 36.7319 | 37.448
5597 | 20149200 | 5.5001 | 36.7341 | 37.4502
5598 | 20152800 | 5.5001 | 36.7363 | 37.4524
5599 | 20156400 | 5.5002 | 36.7385 | 37.4546
5600 | 20160000 | 5.5003 | 36.7407 | 37.4568
5601 | 20163600 | 5.5003 | 36.7429 | 37.459
5602 | 20167200 | 5.5004 | 36.7451 | 37.4612
5603 | 20170800 | 5.5005 | 36.7473 | 37.4634
5604 | 20174400 | 5.5005 | 36.7495 | 37.4656
5605 | 20178000 | 5.5006 | 36.7517 | 37.4678
5606 | 20181600 | 5.5007 | 36.7539 | 37.47
5607 | 20185200 | 5.5007 | 36.7561 | 37.4722
5608 | 20188800 | 5.5008 | 36.7583 | 37.4744
5609 | 20192400 | 5.5009 | 36.7605 | 37.4766
5610 | 20196000 | 5.501 | 36.7627 | 37.4788
5611 | 20199600 | 5.501 | 36.7649 | 37.481
5612 | 20203200 | 5.5011 | 36.7671 | 37.4832
5613 | 20206800 | 5.5012 | 36.7693 | 37.4854
5614 | 20210400 | 5.5012 | 36.7714 | 37.4876
5615 | 20214000 | 5.5013 | 36.7736 | 37.4898
5616 | 20217600 | 5.5014 | 36.7758 | 37.492
5617 | 20221200 | 5.5014 | 36.778 | 37.4942
5618 | 20224800 | 5.5015 | 36.7802 | 37.4964
5619 | 20228400 | 5.5016 | 36.7824 | 37.4986
5620 | 20232000 | 5.5016 | 36.7846 | 37.5008
5621 | 20235600 | 5.5017 | 36.7868 | 37.503
5622 | 20239200 | 5.5018 | 36.789 | 37.5052
5623 | 20242800 | 5.5018 | 36.7912 | 37.5074
5624 | 20246400 | 5.5019 | 36.7934 | 37.5095
5625 | 20250000 | 5.502 | 36.7956 | 37.5117
5626 | 20253600 | 5.502 | 36.7977 | 37.5139
5627 | 20257200 | 5.5021 | 36.7999 | 37.5161
5628 | 20260800 | 5.5022 | 36.8021 | 37.5183
5629 | 20264400 | 5.5022 | 36.8043 | 37.5205
5630 | 20268000 | 5.5023 | 36.8065 | 37.5227
5631 | 20271600 | 5.5024 | 36.8087 | 37.5249
5632 | 20275200 | 5.5024 | 36.8109 | 37.5271
5633 | 20278800 | 5.5025 | 36.8131 | 37.5293
5634 | 20282400 | 5.5026 | 36.8153 | 37.5315
5635 | 20286000 | 5.5026 | 36.8175 | 37.5337
5636 | 20289600 | 5.5027 | 36.8196 | 37.5359
5637 | 20293200 | 5.5028 | 36.8218 | 37.538
5638 | 20296800 | 5.5028 | 36.824 | 37.5402
5639 | 20300400 | 5.5029 | 36.8262 | 37.5424
5640 | 20304000 | 5.503 | 36.8284 | 37.5446
5641 | 20307600 | 5.503 | 36.8306 | 37.5468
5642 | 20311200 | 5.5031 | 36.8328 | 37.549
5643 | 20314800 | 5.5032 | 36.835 | 37.5512
5644 | 20318400 | 5.5032 | 36.8372 | 37.5534
5645 | 20322000 | 5.5033 | 36.8393 | 37.5556
5646 | 20325600 | 5.5034 | 36.8415 | 37.5578
5647 | 20329200 | 5.5034 | 36.8437 | 37.56
5648 | 20332800 | 5.5035 | 36.8459 | 37.5621
5649 | 20336400 | 5.5036 | 36.8481 | 37.5643
5650 | 20340000 | 5.5036 | 36.8503 | 37.5665
5651 | 20343600 | 5.5037 | 36.8525 | 37.5687
5652 | 20347200 | 5.5038 | 36.8546 | 37.5709
5653 | 20350800 | 5.5038 | 36.8568 | 37.5731
5654 | 20354400 | 5.5039 | 36.859 | 37.5753
5655 | 20358000 | 5.504 | 36.8612 | 37.5775
5656 | 20361600 | 5.504 | 36.8634 | 37.5797
5657 | 20365200 | 5.5041 | 36.8656 | 37.5818
5658 | 20368800 | 5.5042 | 36.8678 | 37.584
5659 | 20372400 | 5.5042 | 36.8699 | 37.5862
5660 | 20376000 | 5.5043 | 36.8721 | 37.5884
5661 | 20379600 | 5.5044 | 36.8743 | 37.5906
5662 | 20383200 | 5.5044 | 36.8765 | 37.5928
5663 | 20386800 | 5.5045 | 36.8787 | 37.595
5664 | 20390400 | 5.5046 | 36.8809 | 37.5971
5665 | 20394000 | 5.5046 | 36.883 | 37.5993
5666 | 20397600 | 5.5047 | 36.8852 | 37.6015
5667 | 20401200 | 5.5048 | 36.8874 | 37.6037
5668 | 20404800 | 5.5048 | 36.8896 | 37.6059
5669 | 20408400 | 5.5049 | 36.8918 | 37.6081
5670 | 20412000 | 5.5049 | 36.894 | 37.6103
5671 | 20415600 | 5.505 | 36.8961 | 37.6124
5672 | 20419200 | 5.5051 | 36.8983 | 37.6146
5673 | 20422800 | 5.5051 | 36.9005 | 37.6168
5674 | 20426400 | 5.5052 | 36.9027 | 37.619
5675 | 20430000 | 5.5053 | 36.9049 | 37.6212
5676 | 20433600 | 5.5053 | 36.9071 | 37.6234
5677 | 20437200 | 5.5054 | 36.9092 | 37.6256
5678 | 20440800 | 5.5055 | 36.9114 | 37.6277
5679 | 20444400 | 5.5055 | 36.9136 | 37.6299
5680 | 20448000 | 5.5056 | 36.9158 | 37.6321
5681 | 20451600 | 5.5057 | 36.918 | 37.6343
5682 | 20455200 | 5.5057 | 36.9201 | 37.6365
5683 | 20458800 | 5.5058 | 36.9223 | 37.6387
5684 | 20462400 | 5.5059 | 36.9245 | 37.6408
5685 | 20466000 | 5.5059 | 36.9267 | 37.643
5686 | 20469600 | 5.506 | 36.9289 | 37.6452
5687 | 20473200 | 5.5061 | 36.931 | 37.6474
5688 | 20476800 | 5.5061 | 36.9332 | 37.6496
5689 | 20480400 | 5.5062 | 36.9354 | 37.6518
5690 | 20484000 | 5.5063 | 36.9376 | 37.6539
5691 | 20487600 | 5.5063 | 36.9398 | 37.6561
5692 | 20491200 | 5.5064 | 36.9419 | 37.6583
5693 | 20494800 | 5.5065 | 36.9441 | 37.6605
5694 | 20498400 | 5.5065 | 36.9463 | 37.6627
5695 | 20502000 | 5.5066 | 36.9485 | 37.6648
5696 | 20505600 | 5.5067 | 36.9506 | 37.667
5697 | 20509200 | 5.5067 | 36.9528 | 37.6692
5698 | 20512800 | 5.5068 | 36.955 | 37.6714
5699 | 20516400 | 5.5069 | 36.9572 | 37.6736
5700 | 20520000 | 5.5069 | 36.9594 | 37.6757
5701 | 20523600 | 5.507 | 36.9615 | 37.6779
5702 | 20527200 | 5.5071 | 36.9637 | 37.6801
5703 | 20530800 | 5.5071 | 36.9659 | 37.6823
5704 | 20534400 | 5.5072 | 36.9681 | 37.6845
5705 | 20538000 | 5.5073 | 36.9702 | 37.6866
5706 | 20541600 | 5.5073 | 36.9724 | 37.6888
5707 | 20545200 | 5.5074 | 36.9746 | 37.691
5708 | 20548800 | 5.5075 | 36.9768 | 37.6932
5709 | 20552400 | 5.5075 | 36.9789 | 37.6954
5710 | 20556000 | 5.5076 | 36.9811 | 37.6975
5711 | 20559600 | 5.5076 | 36.9833 | 37.6997
5712 | 20563200 | 5.5077 | 36.9855 | 37.7019
5713 | 20566800 | 5.5078 | 36.9876 | 37.7041
5714 | 20570400 | 5.5078 | 36.9898 | 37.7062
5715 | 20574000 | 5.5079 | 36.992 | 37.7084
5716 | 20577600 | 5.508 | 36.9942 | 37.7106
5717 | 20581200 | 5.508 | 36.9963 | 37.7128
5718 | 20584800 | 5.5081 | 36.9985 | 37.7149
5719 | 20588400 | 5.5082 | 37.0007 | 37.7171
5720 | 20592000 | 5.5082 | 37.0029 | 37.7193
5721 | 20595600 | 5.5083 | 37.005 | 37.7215
5722 | 20599200 | 5.5084 | 37.0072 | 37.7237
5723 | 20602800 | 5.5084 | 37.0094 | 37.7258
5724 | 20606400 | 5.5085 | 37.0115 | 37.728
5725 | 20610000 | 5.5086 | 37.0137 | 37.7302
5726 | 20613600 | 5.5086 | 37.0159 | 37.7324
5727 | 20617200 | 5.5087 | 37.0181 | 37.7345
5728 | 20620800 | 5.5088 | 37.0202 | 37.7367
5729 | 20624400 | 5.5088 | 37.0224 | 37.7389
5730 | 20628000 | 5.5089 | 37.0246 | 37.7411
5731 | 20631600 | 5.509 | 37.0268 | 37.7432
5732 | 20635200 | 5.509 | 37.0289 | 37.7454
5733 | 20638800 | 5.5091 | 37.0311 | 37.7476
5734 | 20642400 | 5.5091 | 37.0333 | 37.7497
5735 | 20646000 | 5.5092 | 37.0354 | 37.7519
5736 | 20649600 | 5.5093 | 37.0376 | 37.7541
5737 | 20653200 | 5.5093 | 37.0398 | 37.7563
5738 | 20656800 | 5.5094 | 37.0419 | 37.7584
5739 | 20660400 | 5.5095 | 37.0441 | 37.7606
5740 | 20664000 | 5.5095 | 37.0463 | 37.7628
5741 | 20667600 | 5.5096 | 37.0485 | 37.765
5742 | 20671200 | 5.5097 | 37.0506 | 37.7671
5743 | 20674800 | 5.5097 | 37.0528 | 37.7693
5744 | 20678400 | 5.5098 | 37.055 | 37.7715
5745 | 20682000 | 5.5099 | 37.0571 | 37.7736
5746 | 20685600 | 5.5099 | 37.0593 | 37.7758
5747 | 20689200 | 5.51 | 37.0615 | 37.778
5748 | 20692800 | 5.5101 | 37.0636 | 37.7802
5749 | 20696400 | 5.5101 | 37.0658 | 37.7823
5750 | 20700000 | 5.5102 | 37.068 | 37.7845
5751 | 20703600 | 5.5103 | 37.0701 | 37.7867
5752 | 20707200 | 5.5103 | 37.0723 | 37.7888
5753 | 20710800 | 5.5104 | 37.0745 | 37.791
5754 | 20714400 | 5.5104 | 37.0766 | 37.7932
5755 | 20718000 | 5.5105 | 37.0788 | 37.7954
5756 | 20721600 | 5.5106 | 37.081 | 37.7975
5757 | 20725200 | 5.5106 | 37.0831 | 37.7997
5758 | 20728800 | 5.5107 | 37.0853 | 37.8019
5759 | 20732400 | 5.5108 | 37.0875 | 37.804
5760 | 20736000 | 5.5108 | 37.0896 | 37.8062
5761 | 20739600 | 5.5109 | 37.0918 | 37.8084
5762 | 20743200 | 5.511 | 37.094 | 37.8105
5763 | 20746800 | 5.511 | 37.0961 | 37.8127
5764 | 20750400 | 5.5111 | 37.0983 | 37.8149
5765 | 20754000 | 5.5112 | 37.1005 | 37.817
5766 | 20757600 | 5.5112 | 37.1026 | 37.8192
5767 | 20761200 | 5.5113 | 37.1048 | 37.8214
5768 | 20764800 | 5.5114 | 37.107 | 37.8235
5769 | 20768400 | 5.5114 | 37.1091 | 37.8257
5770 | 20772000 | 5.5115 | 37.1113 | 37.8279
5771 | 20775600 | 5.5115 | 37.1135 | 37.83
5772 | 20779200 | 5.5116 | 37.1156 | 37.8322
5773 | 20782800 | 5.5117 | 37.1178 | 37.8344
5774 | 20786400 | 5.5117 | 37.12 | 37.8365
5775 | 20790000 | 5.5118 | 37.1221 | 37.8387
5776 | 20793600 | 5.5119 | 37.1243 | 37.8409
5777 | 20797200 | 5.5119 | 37.1264 | 37.843
5778 | 20800800 | 5.512 | 37.1286 | 37.8452
5779 | 20804400 | 5.5121 | 37.1308 | 37.8474
5780 | 20808000 | 5.5121 | 37.1329 | 37.8495
5781 | 20811600 | 5.5122 | 37.1351 | 37.8517
5782 | 20815200 | 5.5123 | 37.1373 | 37.8539
5783 | 20818800 | 5.5123 | 37.1394 | 37.856
5784 | 20822400 | 5.5124 | 37.1416 | 37.8582
5785 | 20826000 | 5.5124 | 37.1437 | 37.8604
5786 | 20829600 | 5.5125 | 37.1459 | 37.8625
5787 | 20833200 | 5.5126 | 37.1481 | 37.8647
5788 | 20836800 | 5.5126 | 37.1502 | 37.8669
5789 | 20840400 | 5.5127 | 37.1524 | 37.869
5790 | 20844000 | 5.5128 | 37.1546 | 37.8712
5791 | 20847600 | 5.5128 | 37.1567 | 37.8733
5792 | 20851200 | 5.5129 | 37.1589 | 37.8755
5793 | 20854800 | 5.513 | 37.161 | 37.8777
5794 | 20858400 | 5.513 | 37.1632 | 37.8798
5795 | 20862000 | 5.5131 | 37.1654 | 37.882
5796 | 20865600 | 5.5132 | 37.1675 | 37.8842
5797 | 20869200 | 5.5132 | 37.1697 | 37.8863
5798 | 20872800 | 5.5133 | 37.1718 | 37.8885
5799 | 20876400 | 5.5133 | 37.174 | 37.8906
5800 | 20880000 | 5.5134 | 37.1762 | 37.8928
5801 | 20883600 | 5.5135 | 37.1783 | 37.895
5802 | 20887200 | 5.5135 | 37.1805 | 37.8971
5803 | 20890800 | 5.5136 | 37.1826 | 37.8993
5804 | 20894400 | 5.5137 | 37.1848 | 37.9015
5805 | 20898000 | 5.5137 | 37.1869 | 37.9036
5806 | 20901600 | 5.5138 | 37.1891 | 37.9058
5807 | 20905200 | 5.5139 | 37.1913 | 37.9079
5808 | 20908800 | 5.5139 | 37.1934 | 37.9101
5809 | 20912400 | 5.514 | 37.1956 | 37.9123
5810 | 20916000 | 5.514 | 37.1977 | 37.9144
5811 | 20919600 | 5.5141 | 37.1999 | 37.9166
5812 | 20923200 | 5.5142 | 37.202 | 37.9187
5813 | 20926800 | 5.5142 | 37.2042 | 37.9209
5814 | 20930400 | 5.5143 | 37.2064 | 37.9231
5815 | 20934000 | 5.5144 | 37.2085 | 37.9252
5816 | 20937600 | 5.5144 | 37.2107 | 37.9274
5817 | 20941200 | 5.5145 | 37.2128 | 37.9295
5818 | 20944800 | 5.5146 | 37.215 | 37.9317
5819 | 20948400 | 5.5146 | 37.2171 | 37.9338
5820 | 20952000 | 5.5147 | 37.2193 | 37.936
5821 | 20955600 | 5.5147 | 37.2215 | 37.9382
5822 | 20959200 | 5.5148 | 37.2236 | 37.9403
5823 | 20962800 | 5.5149 | 37.2258 | 37.9425
5824 | 20966400 | 5.5149 | 37.2279 | 37.9446
5825 | 20970000 | 5.515 | 37.2301 | 37.9468
5826 | 20973600 | 5.5151 | 37.2322 | 37.949
5827 | 20977200 | 5.5151 | 37.2344 | 37.9511
5828 | 20980800 | 5.5152 | 37.2365 | 37.9533
5829 | 20984400 | 5.5153 | 37.2387 | 37.9554
5830 | 20988000 | 5.5153 | 37.2408 | 37.9576
5831 | 20991600 | 5.5154 | 37.243 | 37.9597
5832 | 20995200 | 5.5154 | 37.2451 | 37.9619
5833 | 20998800 | 5.5155 | 37.2473 | 37.964
5834 | 21002400 | 5.5156 | 37.2495 | 37.9662
5835 | 21006000 | 5.5156 | 37.2516 | 37.9684
5836 | 21009600 | 5.5157 | 37.2538 | 37.9705
5837 | 21013200 | 5.5158 | 37.2559 | 37.9727
5838 | 21016800 | 5.5158 | 37.2581 | 37.9748
5839 | 21020400 | 5.5159 | 37.2602 | 37.977
5840 | 21024000 | 5.516 | 37.2624 | 37.9791
5841 | 21027600 | 5.516 | 37.2645 | 37.9813
5842 | 21031200 | 5.5161 | 37.2667 | 37.9834
5843 | 21034800 | 5.5161 | 37.2688 | 37.9856
5844 | 21038400 | 5.5162 | 37.271 | 37.9877
5845 | 21042000 | 5.5163 | 37.2731 | 37.9899
5846 | 21045600 | 5.5163 | 37.2753 | 37.9921
5847 | 21049200 | 5.5164 | 37.2774 | 37.9942
5848 | 21052800 | 5.5165 | 37.2796 | 37.9964
5849 | 21056400 | 5.5165 | 37.2817 | 37.9985
5850 | 21060000 | 5.5166 | 37.2839 | 38.0007
5851 | 21063600 | 5.5167 | 37.286 | 38.0028
5852 | 21067200 | 5.5167 | 37.2882 | 38.005
5853 | 21070800 | 5.5168 | 37.2903 | 38.0071
5854 | 21074400 | 5.5168 | 37.2925 | 38.0093
5855 | 21078000 | 5.5169 | 37.2946 | 38.0114
5856 | 21081600 | 5.517 | 37.2968 | 38.0136
5857 | 21085200 | 5.517 | 37.2989 | 38.0157
5858 | 21088800 | 5.5171 | 37.3011 | 38.0179
5859 | 21092400 | 5.5172 | 37.3032 | 38.02
5860 | 21096000 | 5.5172 | 37.3054 | 38.0222
5861 | 21099600 | 5.5173 | 37.3075 | 38.0243
5862 | 21103200 | 5.5173 | 37.3097 | 38.0265
5863 | 21106800 | 5.5174 | 37.3118 | 38.0286
5864 | 21110400 | 5.5175 | 37.314 | 38.0308
5865 | 21114000 | 5.5175 | 37.3161 | 38.0329
5866 | 21117600 | 5.5176 | 37.3183 | 38.0351
5867 | 21121200 | 5.5177 | 37.3204 | 38.0372
5868 | 21124800 | 5.5177 | 37.3226 | 38.0394
5869 | 21128400 | 5.5178 | 37.3247 | 38.0415
5870 | 21132000 | 5.5178 | 37.3268 | 38.0437
5871 | 21135600 | 5.5179 | 37.329 | 38.0458
5872 | 21139200 | 5.518 | 37.3311 | 38.048
5873 | 21142800 | 5.518 | 37.3333 | 38.0501
5874 | 21146400 | 5.5181 | 37.3354 | 38.0523
5875 | 21150000 | 5.5182 | 37.3376 | 38.0544
5876 | 21153600 | 5.5182 | 37.3397 | 38.0566
5877 | 21157200 | 5.5183 | 37.3419 | 38.0587
5878 | 21160800 | 5.5184 | 37.344 | 38.0609
5879 | 21164400 | 5.5184 | 37.3462 | 38.063
5880 | 21168000 | 5.5185 | 37.3483 | 38.0652
5881 | 21171600 | 5.5185 | 37.3504 | 38.0673
5882 | 21175200 | 5.5186 | 37.3526 | 38.0695
5883 | 21178800 | 5.5187 | 37.3547 | 38.0716
5884 | 21182400 | 5.5187 | 37.3569 | 38.0738
5885 | 21186000 | 5.5188 | 37.359 | 38.0759
5886 | 21189600 | 5.5189 | 37.3612 | 38.0781
5887 | 21193200 | 5.5189 | 37.3633 | 38.0802
5888 | 21196800 | 5.519 | 37.3655 | 38.0823
5889 | 21200400 | 5.519 | 37.3676 | 38.0845
5890 | 21204000 | 5.5191 | 37.3697 | 38.0866
5891 | 21207600 | 5.5192 | 37.3719 | 38.0888
5892 | 21211200 | 5.5192 | 37.374 | 38.0909
5893 | 21214800 | 5.5193 | 37.3762 | 38.0931
5894 | 21218400 | 5.5194 | 37.3783 | 38.0952
5895 | 21222000 | 5.5194 | 37.3805 | 38.0974
5896 | 21225600 | 5.5195 | 37.3826 | 38.0995
5897 | 21229200 | 5.5195 | 37.3847 | 38.1017
5898 | 21232800 | 5.5196 | 37.3869 | 38.1038
5899 | 21236400 | 5.5197 | 37.389 | 38.1059
5900 | 21240000 | 5.5197 | 37.3912 | 38.1081
5901 | 21243600 | 5.5198 | 37.3933 | 38.1102
5902 | 21247200 | 5.5199 | 37.3954 | 38.1124
5903 | 21250800 | 5.5199 | 37.3976 | 38.1145
5904 | 21254400 | 5.52 | 37.3997 | 38.1167
5905 | 21258000 | 5.52 | 37.4019 | 38.1188
5906 | 21261600 | 5.5201 | 37.404 | 38.1209
5907 | 21265200 | 5.5202 | 37.4062 | 38.1231
5908 | 21268800 | 5.5202 | 37.4083 | 38.1252
5909 | 21272400 | 5.5203 | 37.4104 | 38.1274
5910 | 21276000 | 5.5204 | 37.4126 | 38.1295
5911 | 21279600 | 5.5204 | 37.4147 | 38.1317
5912 | 21283200 | 5.5205 | 37.4169 | 38.1338
5913 | 21286800 | 5.5205 | 37.419 | 38.1359
5914 | 21290400 | 5.5206 | 37.4211 | 38.1381
5915 | 21294000 | 5.5207 | 37.4233 | 38.1402
5916 | 21297600 | 5.5207 | 37.4254 | 38.1424
5917 | 21301200 | 5.5208 | 37.4275 | 38.1445
5918 | 21304800 | 5.5208 | 37.4297 | 38.1467
5919 | 21308400 | 5.5209 | 37.4318 | 38.1488
5920 | 21312000 | 5.521 | 37.434 | 38.1509
5921 | 21315600 | 5.521 | 37.4361 | 38.1531
5922 | 21319200 | 5.5211 | 37.4382 | 38.1552
5923 | 21322800 | 5.5212 | 37.4404 | 38.1574
5924 | 21326400 | 5.5212 | 37.4425 | 38.1595
5925 | 21330000 | 5.5213 | 37.4446 | 38.1616
5926 | 21333600 | 5.5213 | 37.4468 | 38.1638
5927 | 21337200 | 5.5214 | 37.4489 | 38.1659
5928 | 21340800 | 5.5215 | 37.4511 | 38.1681
5929 | 21344400 | 5.5215 | 37.4532 | 38.1702
5930 | 21348000 | 5.5216 | 37.4553 | 38.1723
5931 | 21351600 | 5.5217 | 37.4575 | 38.1745
5932 | 21355200 | 5.5217 | 37.4596 | 38.1766
5933 | 21358800 | 5.5218 | 37.4617 | 38.1787
5934 | 21362400 | 5.5218 | 37.4639 | 38.1809
5935 | 21366000 | 5.5219 | 37.466 | 38.183
5936 | 21369600 | 5.522 | 37.4681 | 38.1852
5937 | 21373200 | 5.522 | 37.4703 | 38.1873
5938 | 21376800 | 5.5221 | 37.4724 | 38.1894
5939 | 21380400 | 5.5222 | 37.4746 | 38.1916
5940 | 21384000 | 5.5222 | 37.4767 | 38.1937
5941 | 21387600 | 5.5223 | 37.4788 | 38.1958
5942 | 21391200 | 5.5223 | 37.481 | 38.198
5943 | 21394800 | 5.5224 | 37.4831 | 38.2001
5944 | 21398400 | 5.5225 | 37.4852 | 38.2023
5945 | 21402000 | 5.5225 | 37.4874 | 38.2044
5946 | 21405600 | 5.5226 | 37.4895 | 38.2065
5947 | 21409200 | 5.5226 | 37.4916 | 38.2087
5948 | 21412800 | 5.5227 | 37.4938 | 38.2108
5949 | 21416400 | 5.5228 | 37.4959 | 38.2129
5950 | 21420000 | 5.5228 | 37.498 | 38.2151
5951 | 21423600 | 5.5229 | 37.5002 | 38.2172
5952 | 21427200 | 5.523 | 37.5023 | 38.2193
5953 | 21430800 | 5.523 | 37.5044 | 38.2215
5954 | 21434400 | 5.5231 | 37.5066 | 38.2236
5955 | 21438000 | 5.5231 | 37.5087 | 38.2257
5956 | 21441600 | 5.5232 | 37.5108 | 38.2279
5957 | 21445200 | 5.5233 | 37.5129 | 38.23
5958 | 21448800 | 5.5233 | 37.5151 | 38.2321
5959 | 21452400 | 5.5234 | 37.5172 | 38.2343
5960 | 21456000 | 5.5234 | 37.5193 | 38.2364
5961 | 21459600 | 5.5235 | 37.5215 | 38.2386
5962 | 21463200 | 5.5236 | 37.5236 | 38.2407
5963 | 21466800 | 5.5236 | 37.5257 | 38.2428
5964 | 21470400 | 5.5237 | 37.5279 | 38.2449
5965 | 21474000 | 5.5238 | 37.53 | 38.2471
5966 | 21477600 | 5.5238 | 37.5321 | 38.2492
5967 | 21481200 | 5.5239 | 37.5343 | 38.2513
5968 | 21484800 | 5.5239 | 37.5364 | 38.2535
5969 | 21488400 | 5.524 | 37.5385 | 38.2556
5970 | 21492000 | 5.5241 | 37.5406 | 38.2577
5971 | 21495600 | 5.5241 | 37.5428 | 38.2599
5972 | 21499200 | 5.5242 | 37.5449 | 38.262
5973 | 21502800 | 5.5242 | 37.547 | 38.2641
5974 | 21506400 | 5.5243 | 37.5492 | 38.2663
5975 | 21510000 | 5.5244 | 37.5513 | 38.2684
5976 | 21513600 | 5.5244 | 37.5534 | 38.2705
5977 | 21517200 | 5.5245 | 37.5555 | 38.2727
5978 | 21520800 | 5.5246 | 37.5577 | 38.2748
5979 | 21524400 | 5.5246 | 37.5598 | 38.2769
5980 | 21528000 | 5.5247 | 37.5619 | 38.2791
5981 | 21531600 | 5.5247 | 37.5641 | 38.2812
5982 | 21535200 | 5.5248 | 37.5662 | 38.2833
5983 | 21538800 | 5.5249 | 37.5683 | 38.2854
5984 | 21542400 | 5.5249 | 37.5704 | 38.2876
5985 | 21546000 | 5.525 | 37.5726 | 38.2897
5986 | 21549600 | 5.525 | 37.5747 | 38.2918
5987 | 21553200 | 5.5251 | 37.5768 | 38.294
5988 | 21556800 | 5.5252 | 37.5789 | 38.2961
5989 | 21560400 | 5.5252 | 37.5811 | 38.2982
5990 | 21564000 | 5.5253 | 37.5832 | 38.3003
5991 | 21567600 | 5.5253 | 37.5853 | 38.3025
5992 | 21571200 | 5.5254 | 37.5874 | 38.3046
5993 | 21574800 | 5.5255 | 37.5896 | 38.3067
5994 | 21578400 | 5.5255 | 37.5917 | 38.3089
5995 | 21582000 | 5.5256 | 37.5938 | 38.311
5996 | 21585600 | 5.5257 | 37.5959 | 38.3131
5997 | 21589200 | 5.5257 | 37.5981 | 38.3152
5998 | 21592800 | 5.5258 | 37.6002 | 38.3174
5999 | 21596400 | 5.5258 | 37.6023 | 38.3195
6000 | 21600000 | 5.5259 | 37.6044 | 38.3216
6001 | 21603600 | 5.526 | 37.6066 | 38.3238
6002 | 21607200 | 5.526 | 37.6087 | 38.3259
6003 | 21610800 | 5.5261 | 37.6108 | 38.328
6004 | 21614400 | 5.5261 | 37.6129 | 38.3301
6005 | 21618000 | 5.5262 | 37.6151 | 38.3323
6006 | 21621600 | 5.5263 | 37.6172 | 38.3344
6007 | 21625200 | 5.5263 | 37.6193 | 38.3365
6008 | 21628800 | 5.5264 | 37.6214 | 38.3386
6009 | 21632400 | 5.5264 | 37.6236 | 38.3408
6010 | 21636000 | 5.5265 | 37.6257 | 38.3429
6011 | 21639600 | 5.5266 | 37.6278 | 38.345
6012 | 21643200 | 5.5266 | 37.6299 | 38.3471
6013 | 21646800 | 5.5267 | 37.632 | 38.3493
6014 | 21650400 | 5.5267 | 37.6342 | 38.3514
6015 | 21654000 | 5.5268 | 37.6363 | 38.3535
6016 | 21657600 | 5.5269 | 37.6384 | 38.3556
6017 | 21661200 | 5.5269 | 37.6405 | 38.3578
6018 | 21664800 | 5.527 | 37.6427 | 38.3599
6019 | 21668400 | 5.5271 | 37.6448 | 38.362
6020 | 21672000 | 5.5271 | 37.6469 | 38.3641
6021 | 21675600 | 5.5272 | 37.649 | 38.3662
6022 | 21679200 | 5.5272 | 37.6511 | 38.3684
6023 | 21682800 | 5.5273 | 37.6533 | 38.3705
6024 | 21686400 | 5.5274 | 37.6554 | 38.3726
6025 | 21690000 | 5.5274 | 37.6575 | 38.3747
6026 | 21693600 | 5.5275 | 37.6596 | 38.3769
6027 | 21697200 | 5.5275 | 37.6617 | 38.379
6028 | 21700800 | 5.5276 | 37.6639 | 38.3811
6029 | 21704400 | 5.5277 | 37.666 | 38.3832
6030 | 21708000 | 5.5277 | 37.6681 | 38.3854
6031 | 21711600 | 5.5278 | 37.6702 | 38.3875
6032 | 21715200 | 5.5278 | 37.6723 | 38.3896
6033 | 21718800 | 5.5279 | 37.6745 | 38.3917
6034 | 21722400 | 5.528 | 37.6766 | 38.3938
6035 | 21726000 | 5.528 | 37.6787 | 38.396
6036 | 21729600 | 5.5281 | 37.6808 | 38.3981
6037 | 21733200 | 5.5281 | 37.6829 | 38.4002
6038 | 21736800 | 5.5282 | 37.685 | 38.4023
6039 | 21740400 | 5.5283 | 37.6872 | 38.4044
6040 | 21744000 | 5.5283 | 37.6893 | 38.4066
6041 | 21747600 | 5.5284 | 37.6914 | 38.4087
6042 | 21751200 | 5.5284 | 37.6935 | 38.4108
6043 | 21754800 | 5.5285 | 37.6956 | 38.4129
6044 | 21758400 | 5.5286 | 37.6978 | 38.415
6045 | 21762000 | 5.5286 | 37.6999 | 38.4172
6046 | 21765600 | 5.5287 | 37.702 | 38.4193
6047 | 21769200 | 5.5287 | 37.7041 | 38.4214
6048 | 21772800 | 5.5288 | 37.7062 | 38.4235
6049 | 21776400 | 5.5289 | 37.7083 | 38.4256
6050 | 21780000 | 5.5289 | 37.7104 | 38.4278
6051 | 21783600 | 5.529 | 37.7126 | 38.4299
6052 | 21787200 | 5.529 | 37.7147 | 38.432
6053 | 21790800 | 5.5291 | 37.7168 | 38.4341
6054 | 21794400 | 5.5292 | 37.7189 | 38.4362
6055 | 21798000 | 5.5292 | 37.721 | 38.4383
6056 | 21801600 | 5.5293 | 37.7231 | 38.4405
6057 | 21805200 | 5.5293 | 37.7253 | 38.4426
6058 | 21808800 | 5.5294 | 37.7274 | 38.4447
6059 | 21812400 | 5.5295 | 37.7295 | 38.4468
6060 | 21816000 | 5.5295 | 37.7316 | 38.4489
6061 | 21819600 | 5.5296 | 37.7337 | 38.451
6062 | 21823200 | 5.5296 | 37.7358 | 38.4532
6063 | 21826800 | 5.5297 | 37.7379 | 38.4553
6064 | 21830400 | 5.5298 | 37.7401 | 38.4574
6065 | 21834000 | 5.5298 | 37.7422 | 38.4595
6066 | 21837600 | 5.5299 | 37.7443 | 38.4616
6067 | 21841200 | 5.5299 | 37.7464 | 38.4637
6068 | 21844800 | 5.53 | 37.7485 | 38.4659
6069 | 21848400 | 5.5301 | 37.7506 | 38.468
6070 | 21852000 | 5.5301 | 37.7527 | 38.4701
6071 | 21855600 | 5.5302 | 37.7548 | 38.4722
6072 | 21859200 | 5.5302 | 37.757 | 38.4743
6073 | 21862800 | 5.5303 | 37.7591 | 38.4764
6074 | 21866400 | 5.5304 | 37.7612 | 38.4785
6075 | 21870000 | 5.5304 | 37.7633 | 38.4807
6076 | 21873600 | 5.5305 | 37.7654 | 38.4828
6077 | 21877200 | 5.5305 | 37.7675 | 38.4849
6078 | 21880800 | 5.5306 | 37.7696 | 38.487
6079 | 21884400 | 5.5307 | 37.7717 | 38.4891
6080 | 21888000 | 5.5307 | 37.7738 | 38.4912
6081 | 21891600 | 5.5308 | 37.776 | 38.4933
6082 | 21895200 | 5.5308 | 37.7781 | 38.4955
6083 | 21898800 | 5.5309 | 37.7802 | 38.4976
6084 | 21902400 | 5.531 | 37.7823 | 38.4997
6085 | 21906000 | 5.531 | 37.7844 | 38.5018
6086 | 21909600 | 5.5311 | 37.7865 | 38.5039
6087 | 21913200 | 5.5311 | 37.7886 | 38.506
6088 | 21916800 | 5.5312 | 37.7907 | 38.5081
6089 | 21920400 | 5.5313 | 37.7928 | 38.5102
6090 | 21924000 | 5.5313 | 37.7949 | 38.5124
6091 | 21927600 | 5.5314 | 37.7971 | 38.5145
6092 | 21931200 | 5.5314 | 37.7992 | 38.5166
6093 | 21934800 | 5.5315 | 37.8013 | 38.5187
6094 | 21938400 | 5.5316 | 37.8034 | 38.5208
6095 | 21942000 | 5.5316 | 37.8055 | 38.5229
6096 | 21945600 | 5.5317 | 37.8076 | 38.525
6097 | 21949200 | 5.5317 | 37.8097 | 38.5271
6098 | 21952800 | 5.5318 | 37.8118 | 38.5292
6099 | 21956400 | 5.5319 | 37.8139 | 38.5313
6100 | 21960000 | 5.5319 | 37.816 | 38.5335
6101 | 21963600 | 5.532 | 37.8181 | 38.5356
6102 | 21967200 | 5.532 | 37.8202 | 38.5377
6103 | 21970800 | 5.5321 | 37.8224 | 38.5398
6104 | 21974400 | 5.5322 | 37.8245 | 38.5419
6105 | 21978000 | 5.5322 | 37.8266 | 38.544
6106 | 21981600 | 5.5323 | 37.8287 | 38.5461
6107 | 21985200 | 5.5323 | 37.8308 | 38.5482
6108 | 21988800 | 5.5324 | 37.8329 | 38.5503
6109 | 21992400 | 5.5325 | 37.835 | 38.5524
6110 | 21996000 | 5.5325 | 37.8371 | 38.5546
6111 | 21999600 | 5.5326 | 37.8392 | 38.5567
6112 | 22003200 | 5.5326 | 37.8413 | 38.5588
6113 | 22006800 | 5.5327 | 37.8434 | 38.5609
6114 | 22010400 | 5.5327 | 37.8455 | 38.563
6115 | 22014000 | 5.5328 | 37.8476 | 38.5651
6116 | 22017600 | 5.5329 | 37.8497 | 38.5672
6117 | 22021200 | 5.5329 | 37.8518 | 38.5693
6118 | 22024800 | 5.533 | 37.8539 | 38.5714
6119 | 22028400 | 5.533 | 37.856 | 38.5735
6120 | 22032000 | 5.5331 | 37.8581 | 38.5756
6121 | 22035600 | 5.5332 | 37.8603 | 38.5777
6122 | 22039200 | 5.5332 | 37.8624 | 38.5798
6123 | 22042800 | 5.5333 | 37.8645 | 38.5819
6124 | 22046400 | 5.5333 | 37.8666 | 38.5841
6125 | 22050000 | 5.5334 | 37.8687 | 38.5862
6126 | 22053600 | 5.5335 | 37.8708 | 38.5883
6127 | 22057200 | 5.5335 | 37.8729 | 38.5904
6128 | 22060800 | 5.5336 | 37.875 | 38.5925
6129 | 22064400 | 5.5336 | 37.8771 | 38.5946
6130 | 22068000 | 5.5337 | 37.8792 | 38.5967
6131 | 22071600 | 5.5338 | 37.8813 | 38.5988
6132 | 22075200 | 5.5338 | 37.8834 | 38.6009
6133 | 22078800 | 5.5339 | 37.8855 | 38.603
6134 | 22082400 | 5.5339 | 37.8876 | 38.6051
6135 | 22086000 | 5.534 | 37.8897 | 38.6072
6136 | 22089600 | 5.534 | 37.8918 | 38.6093
6137 | 22093200 | 5.5341 | 37.8939 | 38.6114
6138 | 22096800 | 5.5342 | 37.896 | 38.6135
6139 | 22100400 | 5.5342 | 37.8981 | 38.6156
6140 | 22104000 | 5.5343 | 37.9002 | 38.6177
6141 | 22107600 | 5.5343 | 37.9023 | 38.6198
6142 | 22111200 | 5.5344 | 37.9044 | 38.6219
6143 | 22114800 | 5.5345 | 37.9065 | 38.624
6144 | 22118400 | 5.5345 | 37.9086 | 38.6261
6145 | 22122000 | 5.5346 | 37.9107 | 38.6282
6146 | 22125600 | 5.5346 | 37.9128 | 38.6303
6147 | 22129200 | 5.5347 | 37.9149 | 38.6324
6148 | 22132800 | 5.5348 | 37.917 | 38.6345
6149 | 22136400 | 5.5348 | 37.9191 | 38.6366
6150 | 22140000 | 5.5349 | 37.9212 | 38.6388
6151 | 22143600 | 5.5349 | 37.9233 | 38.6409
6152 | 22147200 | 5.535 | 37.9254 | 38.643
6153 | 22150800 | 5.535 | 37.9275 | 38.6451
6154 | 22154400 | 5.5351 | 37.9296 | 38.6472
6155 | 22158000 | 5.5352 | 37.9317 | 38.6493
6156 | 22161600 | 5.5352 | 37.9338 | 38.6514
6157 | 22165200 | 5.5353 | 37.9359 | 38.6535
6158 | 22168800 | 5.5353 | 37.938 | 38.6556
6159 | 22172400 | 5.5354 | 37.9401 | 38.6577
6160 | 22176000 | 5.5355 | 37.9422 | 38.6598
6161 | 22179600 | 5.5355 | 37.9443 | 38.6619
6162 | 22183200 | 5.5356 | 37.9464 | 38.664
6163 | 22186800 | 5.5356 | 37.9485 | 38.6661
6164 | 22190400 | 5.5357 | 37.9506 | 38.6682
6165 | 22194000 | 5.5358 | 37.9527 | 38.6703
6166 | 22197600 | 5.5358 | 37.9548 | 38.6724
6167 | 22201200 | 5.5359 | 37.9569 | 38.6745
6168 | 22204800 | 5.5359 | 37.959 | 38.6766
6169 | 22208400 | 5.536 | 37.9611 | 38.6787
6170 | 22212000 | 5.536 | 37.9632 | 38.6808
6171 | 22215600 | 5.5361 | 37.9652 | 38.6829
6172 | 22219200 | 5.5362 | 37.9673 | 38.6849
6173 | 22222800 | 5.5362 | 37.9694 | 38.687
6174 | 22226400 | 5.5363 | 37.9715 | 38.6891
6175 | 22230000 | 5.5363 | 37.9736 | 38.6912
6176 | 22233600 | 5.5364 | 37.9757 | 38.6933
6177 | 22237200 | 5.5365 | 37.9778 | 38.6954
6178 | 22240800 | 5.5365 | 37.9799 | 38.6975
6179 | 22244400 | 5.5366 | 37.982 | 38.6996
6180 | 22248000 | 5.5366 | 37.9841 | 38.7017
6181 | 22251600 | 5.5367 | 37.9862 | 38.7038
6182 | 22255200 | 5.5367 | 37.9883 | 38.7059
6183 | 22258800 | 5.5368 | 37.9904 | 38.708
6184 | 22262400 | 5.5369 | 37.9925 | 38.7101
6185 | 22266000 | 5.5369 | 37.9946 | 38.7122
6186 | 22269600 | 5.537 | 37.9967 | 38.7143
6187 | 22273200 | 5.537 | 37.9988 | 38.7164
6188 | 22276800 | 5.5371 | 38.0009 | 38.7185
6189 | 22280400 | 5.5372 | 38.0029 | 38.7206
6190 | 22284000 | 5.5372 | 38.005 | 38.7227
6191 | 22287600 | 5.5373 | 38.0071 | 38.7248
6192 | 22291200 | 5.5373 | 38.0092 | 38.7269
6193 | 22294800 | 5.5374 | 38.0113 | 38.729
6194 | 22298400 | 5.5374 | 38.0134 | 38.7311
6195 | 22302000 | 5.5375 | 38.0155 | 38.7332
6196 | 22305600 | 5.5376 | 38.0176 | 38.7353
6197 | 22309200 | 5.5376 | 38.0197 | 38.7373
6198 | 22312800 | 5.5377 | 38.0218 | 38.7394
6199 | 22316400 | 5.5377 | 38.0239 | 38.7415
6200 | 22320000 | 5.5378 | 38.026 | 38.7436
6201 | 22323600 | 5.5379 | 38.028 | 38.7457
6202 | 22327200 | 5.5379 | 38.0301 | 38.7478
6203 | 22330800 | 5.538 | 38.0322 | 38.7499
6204 | 22334400 | 5.538 | 38.0343 | 38.752
6205 | 22338000 | 5.5381 | 38.0364 | 38.7541
6206 | 22341600 | 5.5381 | 38.0385 | 38.7562
6207 | 22345200 | 5.5382 | 38.0406 | 38.7583
6208 | 22348800 | 5.5383 | 38.0427 | 38.7604
6209 | 22352400 | 5.5383 | 38.0448 | 38.7625
6210 | 22356000 | 5.5384 | 38.0469 | 38.7646
6211 | 22359600 | 5.5384 | 38.049 | 38.7667
6212 | 22363200 | 5.5385 | 38.051 | 38.7687
6213 | 22366800 | 5.5385 | 38.0531 | 38.7708
6214 | 22370400 | 5.5386 | 38.0552 | 38.7729
6215 | 22374000 | 5.5387 | 38.0573 | 38.775
6216 | 22377600 | 5.5387 | 38.0594 | 38.7771
6217 | 22381200 | 5.5388 | 38.0615 | 38.7792
6218 | 22384800 | 5.5388 | 38.0636 | 38.7813
6219 | 22388400 | 5.5389 | 38.0657 | 38.7834
6220 | 22392000 | 5.539 | 38.0677 | 38.7855
6221 | 22395600 | 5.539 | 38.0698 | 38.7876
6222 | 22399200 | 5.5391 | 38.0719 | 38.7896
6223 | 22402800 | 5.5391 | 38.074 | 38.7917
6224 | 22406400 | 5.5392 | 38.0761 | 38.7938
6225 | 22410000 | 5.5392 | 38.0782 | 38.7959
6226 | 22413600 | 5.5393 | 38.0803 | 38.798
6227 | 22417200 | 5.5394 | 38.0824 | 38.8001
6228 | 22420800 | 5.5394 | 38.0844 | 38.8022
6229 | 22424400 | 5.5395 | 38.0865 | 38.8043
6230 | 22428000 | 5.5395 | 38.0886 | 38.8064
6231 | 22431600 | 5.5396 | 38.0907 | 38.8085
6232 | 22435200 | 5.5396 | 38.0928 | 38.8105
6233 | 22438800 | 5.5397 | 38.0949 | 38.8126
6234 | 22442400 | 5.5398 | 38.097 | 38.8147
6235 | 22446000 | 5.5398 | 38.099 | 38.8168
6236 | 22449600 | 5.5399 | 38.1011 | 38.8189
6237 | 22453200 | 5.5399 | 38.1032 | 38.821
6238 | 22456800 | 5.54 | 38.1053 | 38.8231
6239 | 22460400 | 5.5401 | 38.1074 | 38.8252
6240 | 22464000 | 5.5401 | 38.1095 | 38.8272
6241 | 22467600 | 5.5402 | 38.1116 | 38.8293
6242 | 22471200 | 5.5402 | 38.1136 | 38.8314
6243 | 22474800 | 5.5403 | 38.1157 | 38.8335
6244 | 22478400 | 5.5403 | 38.1178 | 38.8356
6245 | 22482000 | 5.5404 | 38.1199 | 38.8377
6246 | 22485600 | 5.5405 | 38.122 | 38.8398
6247 | 22489200 | 5.5405 | 38.1241 | 38.8418
6248 | 22492800 | 5.5406 | 38.1261 | 38.8439
6249 | 22496400 | 5.5406 | 38.1282 | 38.846
6250 | 22500000 | 5.5407 | 38.1303 | 38.8481
6251 | 22503600 | 5.5407 | 38.1324 | 38.8502
6252 | 22507200 | 5.5408 | 38.1345 | 38.8523
6253 | 22510800 | 5.5409 | 38.1366 | 38.8544
6254 | 22514400 | 5.5409 | 38.1386 | 38.8564
6255 | 22518000 | 5.541 | 38.1407 | 38.8585
6256 | 22521600 | 5.541 | 38.1428 | 38.8606
6257 | 22525200 | 5.5411 | 38.1449 | 38.8627
6258 | 22528800 | 5.5411 | 38.147 | 38.8648
6259 | 22532400 | 5.5412 | 38.1491 | 38.8669
6260 | 22536000 | 5.5413 | 38.1511 | 38.869
6261 | 22539600 | 5.5413 | 38.1532 | 38.871
6262 | 22543200 | 5.5414 | 38.1553 | 38.8731
6263 | 22546800 | 5.5414 | 38.1574 | 38.8752
6264 | 22550400 | 5.5415 | 38.1595 | 38.8773
6265 | 22554000 | 5.5415 | 38.1615 | 38.8794
6266 | 22557600 | 5.5416 | 38.1636 | 38.8815
6267 | 22561200 | 5.5417 | 38.1657 | 38.8835
6268 | 22564800 | 5.5417 | 38.1678 | 38.8856
6269 | 22568400 | 5.5418 | 38.1699 | 38.8877
6270 | 22572000 | 5.5418 | 38.1719 | 38.8898
6271 | 22575600 | 5.5419 | 38.174 | 38.8919
6272 | 22579200 | 5.5419 | 38.1761 | 38.8939
6273 | 22582800 | 5.542 | 38.1782 | 38.896
6274 | 22586400 | 5.5421 | 38.1803 | 38.8981
6275 | 22590000 | 5.5421 | 38.1823 | 38.9002
6276 | 22593600 | 5.5422 | 38.1844 | 38.9023
6277 | 22597200 | 5.5422 | 38.1865 | 38.9044
6278 | 22600800 | 5.5423 | 38.1886 | 38.9064
6279 | 22604400 | 5.5423 | 38.1907 | 38.9085
6280 | 22608000 | 5.5424 | 38.1927 | 38.9106
6281 | 22611600 | 5.5425 | 38.1948 | 38.9127
6282 | 22615200 | 5.5425 | 38.1969 | 38.9148
6283 | 22618800 | 5.5426 | 38.199 | 38.9168
6284 | 22622400 | 5.5426 | 38.201 | 38.9189
6285 | 22626000 | 5.5427 | 38.2031 | 38.921
6286 | 22629600 | 5.5427 | 38.2052 | 38.9231
6287 | 22633200 | 5.5428 | 38.2073 | 38.9252
6288 | 22636800 | 5.5429 | 38.2094 | 38.9272
6289 | 22640400 | 5.5429 | 38.2114 | 38.9293
6290 | 22644000 | 5.543 | 38.2135 | 38.9314
6291 | 22647600 | 5.543 | 38.2156 | 38.9335
6292 | 22651200 | 5.5431 | 38.2177 | 38.9356
6293 | 22654800 | 5.5431 | 38.2197 | 38.9376
6294 | 22658400 | 5.5432 | 38.2218 | 38.9397
6295 | 22662000 | 5.5433 | 38.2239 | 38.9418
6296 | 22665600 | 5.5433 | 38.226 | 38.9439
6297 | 22669200 | 5.5434 | 38.228 | 38.9459
6298 | 22672800 | 5.5434 | 38.2301 | 38.948
6299 | 22676400 | 5.5435 | 38.2322 | 38.9501
6300 | 22680000 | 5.5435 | 38.2343 | 38.9522
6301 | 22683600 | 5.5436 | 38.2363 | 38.9543
6302 | 22687200 | 5.5437 | 38.2384 | 38.9563
6303 | 22690800 | 5.5437 | 38.2405 | 38.9584
6304 | 22694400 | 5.5438 | 38.2426 | 38.9605
6305 | 22698000 | 5.5438 | 38.2446 | 38.9626
6306 | 22701600 | 5.5439 | 38.2467 | 38.9646
6307 | 22705200 | 5.5439 | 38.2488 | 38.9667
6308 | 22708800 | 5.544 | 38.2509 | 38.9688
6309 | 22712400 | 5.544 | 38.2529 | 38.9709
6310 | 22716000 | 5.5441 | 38.255 | 38.9729
6311 | 22719600 | 5.5442 | 38.2571 | 38.975
6312 | 22723200 | 5.5442 | 38.2592 | 38.9771
6313 | 22726800 | 5.5443 | 38.2612 | 38.9792
6314 | 22730400 | 5.5443 | 38.2633 | 38.9812
6315 | 22734000 | 5.5444 | 38.2654 | 38.9833
6316 | 22737600 | 5.5444 | 38.2674 | 38.9854
6317 | 22741200 | 5.5445 | 38.2695 | 38.9875
6318 | 22744800 | 5.5446 | 38.2716 | 38.9895
6319 | 22748400 | 5.5446 | 38.2737 | 38.9916
6320 | 22752000 | 5.5447 | 38.2757 | 38.9937
6321 | 22755600 | 5.5447 | 38.2778 | 38.9958
6322 | 22759200 | 5.5448 | 38.2799 | 38.9978
6323 | 22762800 | 5.5448 | 38.282 | 38.9999
6324 | 22766400 | 5.5449 | 38.284 | 39.002
6325 | 22770000 | 5.545 | 38.2861 | 39.0041
6326 | 22773600 | 5.545 | 38.2882 | 39.0061
6327 | 22777200 | 5.5451 | 38.2902 | 39.0082
6328 | 22780800 | 5.5451 | 38.2923 | 39.0103
6329 | 22784400 | 5.5452 | 38.2944 | 39.0124
6330 | 22788000 | 5.5452 | 38.2964 | 39.0144
6331 | 22791600 | 5.5453 | 38.2985 | 39.0165
6332 | 22795200 | 5.5453 | 38.3006 | 39.0186
6333 | 22798800 | 5.5454 | 38.3027 | 39.0207
6334 | 22802400 | 5.5455 | 38.3047 | 39.0227
6335 | 22806000 | 5.5455 | 38.3068 | 39.0248
6336 | 22809600 | 5.5456 | 38.3089 | 39.0269
6337 | 22813200 | 5.5456 | 38.3109 | 39.0289
6338 | 22816800 | 5.5457 | 38.313 | 39.031
6339 | 22820400 | 5.5457 | 38.3151 | 39.0331
6340 | 22824000 | 5.5458 | 38.3171 | 39.0352
6341 | 22827600 | 5.5459 | 38.3192 | 39.0372
6342 | 22831200 | 5.5459 | 38.3213 | 39.0393
6343 | 22834800 | 5.546 | 38.3234 | 39.0414
6344 | 22838400 | 5.546 | 38.3254 | 39.0434
6345 | 22842000 | 5.5461 | 38.3275 | 39.0455
6346 | 22845600 | 5.5461 | 38.3296 | 39.0476
6347 | 22849200 | 5.5462 | 38.3316 | 39.0496
6348 | 22852800 | 5.5462 | 38.3337 | 39.0517
6349 | 22856400 | 5.5463 | 38.3358 | 39.0538
6350 | 22860000 | 5.5464 | 38.3378 | 39.0559
6351 | 22863600 | 5.5464 | 38.3399 | 39.0579
6352 | 22867200 | 5.5465 | 38.342 | 39.06
6353 | 22870800 | 5.5465 | 38.344 | 39.0621
6354 | 22874400 | 5.5466 | 38.3461 | 39.0641
6355 | 22878000 | 5.5466 | 38.3482 | 39.0662
6356 | 22881600 | 5.5467 | 38.3502 | 39.0683
6357 | 22885200 | 5.5468 | 38.3523 | 39.0703
6358 | 22888800 | 5.5468 | 38.3544 | 39.0724
6359 | 22892400 | 5.5469 | 38.3564 | 39.0745
6360 | 22896000 | 5.5469 | 38.3585 | 39.0765
6361 | 22899600 | 5.547 | 38.3606 | 39.0786
6362 | 22903200 | 5.547 | 38.3626 | 39.0807
6363 | 22906800 | 5.5471 | 38.3647 | 39.0827
6364 | 22910400 | 5.5471 | 38.3668 | 39.0848
6365 | 22914000 | 5.5472 | 38.3688 | 39.0869
6366 | 22917600 | 5.5473 | 38.3709 | 39.089
6367 | 22921200 | 5.5473 | 38.3729 | 39.091
6368 | 22924800 | 5.5474 | 38.375 | 39.0931
6369 | 22928400 | 5.5474 | 38.3771 | 39.0952
6370 | 22932000 | 5.5475 | 38.3791 | 39.0972
6371 | 22935600 | 5.5475 | 38.3812 | 39.0993
6372 | 22939200 | 5.5476 | 38.3833 | 39.1014
6373 | 22942800 | 5.5476 | 38.3853 | 39.1034
6374 | 22946400 | 5.5477 | 38.3874 | 39.1055
6375 | 22950000 | 5.5478 | 38.3895 | 39.1075
6376 | 22953600 | 5.5478 | 38.3915 | 39.1096
6377 | 22957200 | 5.5479 | 38.3936 | 39.1117
6378 | 22960800 | 5.5479 | 38.3956 | 39.1137
6379 | 22964400 | 5.548 | 38.3977 | 39.1158
6380 | 22968000 | 5.548 | 38.3998 | 39.1179
6381 | 22971600 | 5.5481 | 38.4018 | 39.1199
6382 | 22975200 | 5.5481 | 38.4039 | 39.122
6383 | 22978800 | 5.5482 | 38.406 | 39.1241
6384 | 22982400 | 5.5483 | 38.408 | 39.1261
6385 | 22986000 | 5.5483 | 38.4101 | 39.1282
6386 | 22989600 | 5.5484 | 38.4121 | 39.1303
6387 | 22993200 | 5.5484 | 38.4142 | 39.1323
6388 | 22996800 | 5.5485 | 38.4163 | 39.1344
6389 | 23000400 | 5.5485 | 38.4183 | 39.1365
6390 | 23004000 | 5.5486 | 38.4204 | 39.1385
6391 | 23007600 | 5.5486 | 38.4225 | 39.1406
6392 | 23011200 | 5.5487 | 38.4245 | 39.1426
6393 | 23014800 | 5.5488 | 38.4266 | 39.1447
6394 | 23018400 | 5.5488 | 38.4286 | 39.1468
6395 | 23022000 | 5.5489 | 38.4307 | 39.1488
6396 | 23025600 | 5.5489 | 38.4328 | 39.1509
6397 | 23029200 | 5.549 | 38.4348 | 39.153
6398 | 23032800 | 5.549 | 38.4369 | 39.155
6399 | 23036400 | 5.5491 | 38.4389 | 39.1571
6400 | 23040000 | 5.5491 | 38.441 | 39.1591
6401 | 23043600 | 5.5492 | 38.4431 | 39.1612
6402 | 23047200 | 5.5493 | 38.4451 | 39.1633
6403 | 23050800 | 5.5493 | 38.4472 | 39.1653
6404 | 23054400 | 5.5494 | 38.4492 | 39.1674
6405 | 23058000 | 5.5494 | 38.4513 | 39.1694
6406 | 23061600 | 5.5495 | 38.4533 | 39.1715
6407 | 23065200 | 5.5495 | 38.4554 | 39.1736
6408 | 23068800 | 5.5496 | 38.4575 | 39.1756
6409 | 23072400 | 5.5496 | 38.4595 | 39.1777
6410 | 23076000 | 5.5497 | 38.4616 | 39.1798
6411 | 23079600 | 5.5498 | 38.4636 | 39.1818
6412 | 23083200 | 5.5498 | 38.4657 | 39.1839
6413 | 23086800 | 5.5499 | 38.4678 | 39.1859
6414 | 23090400 | 5.5499 | 38.4698 | 39.188
6415 | 23094000 | 5.55 | 38.4719 | 39.1901
6416 | 23097600 | 5.55 | 38.4739 | 39.1921
6417 | 23101200 | 5.5501 | 38.476 | 39.1942
6418 | 23104800 | 5.5501 | 38.478 | 39.1962
6419 | 23108400 | 5.5502 | 38.4801 | 39.1983
6420 | 23112000 | 5.5503 | 38.4822 | 39.2003
6421 | 23115600 | 5.5503 | 38.4842 | 39.2024
6422 | 23119200 | 5.5504 | 38.4863 | 39.2045
6423 | 23122800 | 5.5504 | 38.4883 | 39.2065
6424 | 23126400 | 5.5505 | 38.4904 | 39.2086
6425 | 23130000 | 5.5505 | 38.4924 | 39.2106
6426 | 23133600 | 5.5506 | 38.4945 | 39.2127
6427 | 23137200 | 5.5506 | 38.4965 | 39.2148
6428 | 23140800 | 5.5507 | 38.4986 | 39.2168
6429 | 23144400 | 5.5508 | 38.5007 | 39.2189
6430 | 23148000 | 5.5508 | 38.5027 | 39.2209
6431 | 23151600 | 5.5509 | 38.5048 | 39.223
6432 | 23155200 | 5.5509 | 38.5068 | 39.225
6433 | 23158800 | 5.551 | 38.5089 | 39.2271
6434 | 23162400 | 5.551 | 38.5109 | 39.2292
6435 | 23166000 | 5.5511 | 38.513 | 39.2312
6436 | 23169600 | 5.5511 | 38.515 | 39.2333
6437 | 23173200 | 5.5512 | 38.5171 | 39.2353
6438 | 23176800 | 5.5512 | 38.5191 | 39.2374
6439 | 23180400 | 5.5513 | 38.5212 | 39.2394
6440 | 23184000 | 5.5514 | 38.5233 | 39.2415
6441 | 23187600 | 5.5514 | 38.5253 | 39.2435
6442 | 23191200 | 5.5515 | 38.5274 | 39.2456
6443 | 23194800 | 5.5515 | 38.5294 | 39.2477